## Cover
Aggregated Cost of Decarbonizing Maryland Building Sector Summary
This Excel Workbook provides summary data and raw data on the cost of decarbonization of two groups of Maryland's building sector: BEPS Potentially Covered Buildings, and Residential Buildings.
| Building Type | Additional Details | Data Source
| Potentially Covered Commercial | Over 35,000 sqft | MDE, LBNL
| Residential |  | NREL, Rewiring America

## Assumptions & Notes
Assumptions & Notes
Sheet | Assumptions/Notes
ALL | Lawrence Berkeley National Labs and Rewiring America each worked with respective datasets with slightly differing types of data available - costs may not be applicable for a 1 to 1 comparison between datasets
Potentially Covered Summary | LBNL analyzed NREL Com/ResStock and DOE CBECS data to provide estimates for cost of decarbonization of BEPS Covered buildings (>35,000 sf.)
Described as "Potentially Covered" buildings to clarify that this is not the final list; MDE will own and release the official final list of covered buildings.
Building Stock data was intially provided from MDE and is captured in the associated MD Building Stock Data Summary spreadsheet.
Costs are estimated for the years 2025-2040. Energy cost savings are predicted to begin 2040 and beyond due to increasing gas prices and widespread electrification
Costs are estimated for appliance and equipment electrification as well as efficiency upgrades through implemention of energy conservation measures such as recommissioning, enhanced HVAC control, heat recovery, lighting upgrades, improve insulation, heat pump installation, energy efficient building envelope, and other measures
Non-covered Commercial Summary | Non-covered commercial buildings are included in the MD Building Stock Data Summary. However, cost data for this group of buildings were not analyzed by any partners.
Market Rate Residential Summary | Rewiring America only examined and provided estimates for the upfront cost of decarbonization of residental HVAC systems based on heating and cooling capacity needed as well as operational cost savings. Cost for decarbonization of other residential systems such as gas stoves/ovens and hot water heaters were not included in estimates.
Electric upfront costs were derived from TECH Clean California, Mass Save, and adjusted using RSMeans. Fossil fuel equipment up front cost estimates were provided by RMI and adjusted using RSMeans
Building Stock data was intially provided from NREL ResStock and is captured in the associated MD Building Stock Data Summary spreadsheet.
MEA Funding is assumed to be constant from 2022 levels ($14.3M) over 10 years.
DHCD funding is annualized using the current $38MM 3-year funding and forecast out to 10 years.
IRA Rebates include only the HEAR rebates funding.
Utility and MEEHA rebates are not included in the Rewiring America analysis.
Assuming a decarbonization timeline of 20 years (2025 - 2045) after the IRA HEAR rebate runs out.
Low-Income Residential Summary | Cost estimates for Low-Income residential households were analyzed as a part of the residential cost analysis by Rewiring America. In Rewiring America's analysis, low income households were defined as house with <80% AMI.
MEA Funding is assumed to be constant from 2022 levels ($14.3M) over 10 years.
DHCD funding is annualized using the current $38MM 3-year funding and forecast out to 10 years.
IRA Rebates include only the HEAR rebates funding.
Utility and MEEHA rebates are not included in the Rewiring America analysis.
Assuming a decarbonization timeline of 20 years (2025 - 2045) after the IRA HEAR rebate runs out.
Commercial HVAC Type Acronyms | Stands for
ACC | air-cooled chiller
ASHP | air-source heat pump
DX | direct expansion
GSHP | ground-source heat pump
WCC | water-cooled chiller
WSHP | water-source heat pump

## Potentially Covered Costs
BEPS Covered Buildings Cost of Decarbonization
This data includes a list of all buildings covered by the MD Building Energy Performance Standard. This covers commercial buildings, apartment buildings and condominiums 35,000 sqft and greater. It does not include historic properties, public and nonpublic elementary and secondary schools, manufacturing buildings, or agricultural buildings.
Potentially Covered Buildings | # of Buildings | Total Sq. Ft. | Average SqFt per Building | Years (2025-2040) | Estimated Cost of Decarbonization
| 9259 | 988446176 | 106755.1762 | 15 | 15296040000
| Energy Efficiency upgrade cost | Electrification cost | Total Costs | Total Costs/year | Cost/Sq. Ft/year
| 8875954000 | 6420086000 | 15296040000 | 1019736000 | 1.0317
Energy Use and Emissions through 2040
| Energy use (Million MMBtu) | Emissions (Million MtCO2e)
Baseline Energy Use (No electrification or EE upgrades) | 1129.8177 | 45.9027
Actual Energy Use and Efficiency/Electrification Costs | 864.0579 | 35.7815
Energy/Emissions Savings: | 265.7598 | 10.1213
Projected Electric and Gas Energy Consumption and Emissions (2025-2040) - With Energy Efficiency and Electrification
Year | Electric Energy (Million MMBtu) | Gas Energy (Million MMBtu) | Electric-use Emissions (thousand MtCO2e) | Gas-use Emissions (thousand MtCO2e)
2025 | 59.3115 | 11.6063 | 4033.1852 | 616.41
2026 | 57.6317 | 10.7621 | 3515.532 | 571.5777
2027 | 56.1878 | 9.8653 | 3258.8916 | 523.9483
2028 | 54.3286 | 8.946 | 2879.4175 | 475.1231
2029 | 52.6872 | 8.1153 | 2739.7344 | 431.0054
2030 | 51.1495 | 7.3142 | 2148.2772 | 388.4585
2031 | 50.2054 | 6.2777 | 1958.0092 | 333.4113
2032 | 49.3907 | 5.2903 | 1778.0641 | 280.9654
2033 | 48.1985 | 4.2891 | 1638.7505 | 227.7929
2034 | 46.9392 | 3.2227 | 1502.055 | 171.158
2035 | 45.8568 | 2.3104 | 1375.7033 | 122.7066
2036 | 44.4456 | 1.8646 | 1244.4782 | 99.0299
2037 | 43.1484 | 1.4901 | 1121.859 | 79.1409
2038 | 41.8451 | 1.1355 | 962.4379 | 60.3046
2039 | 40.2753 | 0.73201 | 724.956 | 38.8771
2040 | 39.0067 | 0.22809 | 468.0799 | 12.114
Total: | 780.608 | 83.4499 | 31349.4307 | 4432.0239

## BEPS Covered Bldg. Stock (hidden)
Building Type | # Buildings | Avg. Sq Ft
AUTO Auto Center | 20 | 1052084
AUTO Auto Showroom | 8 | 384374
AUTO Complete Automobile Dealership | 20 | 1002051
AUTO Service Garage | 68 | 4166332
AUTO Storage Garage | 4 | 302424
BANK Branch Bank | 1 | 210026
BANK Main Bank | 4 | 339022
BURIAL Mortuary | 1 | 36548
CARE Convalescent Hospital | 173 | 10953971
CARE Day Care Center | 4 | 217891
CARE General Hospital | 64 | 18818701
CARE Group Home | 9 | 786718
CARE Home for the Elderly | 176 | 15910092
CARE Surgical Center | 7 | 509945
COMMUNITY Branch Post Office | 3 | 127589
COMMUNITY Church | 103 | 6186216
COMMUNITY Library | 43 | 2722475
COMMUNITY Main Post Office | 8 | 1486480
COMMUNITY Rectory | 3 | 476032
DWEL Boat Slip | 1 | 88980
DWEL Center Unit | 4 | 225069
DWEL Condo Garden | 314 | 19007217
DWEL Condo Hi Rise | 243 | 37082625
DWEL Condo Studio | 36 | 2259623
DWEL Condo Townhouse | 26 | 4543438
DWEL End Unit | 5 | 253460
DWEL Mobile Home | 4 | 553469
DWEL Parking Space | 1 | 70686
DWEL Penthouse | 15 | 2222572
DWEL Standard Unit | 10 | 437982
HOUSING Apartment | 1084 | 139313765
HOUSING Mixed Residential / Retail | 4 | 185764
HOUSING Multiple Residence | 409 | 32575755
HOUSING Residential Apartment Units | 4 | 542953
OFFICE Medical Office Building | 186 | 13610261
OFFICE Office Building | 1586 | 173801697
OFFICE Office Condominium | 10 | 726667
OTHER Building Per Square Foot | 8 | 2225493
OTHER Building Per Unit | 13 | 1056353
OTHER Condo | 1 | 66594
OTHER Special Use | 1 | 205752
PUBLIC Government Building | 124 | 27549926
REC Auditorium | 24 | 4005983
REC Banquet Hall | 1 | 45046
REC Bowling Alley | 15 | 610035
REC Cinema | 25 | 1621149
REC City Club | 3 | 191164
REC Club House | 22 | 1342563
REC Country Club | 10 | 669064
REC Fraternal Building | 7 | 320484
REC Gymnasium | 28 | 2013186
REC Handball / Racquetball Courts | 2 | 112808
REC Health Club | 36 | 2413946
REC Indoor Tennis Facility | 9 | 584491
REC Skating Rink | 10 | 739463
REC Theater | 9 | 677001
RESTAURANT Restaurant | 12 | 620082
RESTAURANT Tavern | 2 | 91490
SAFETY Armory | 6 | 328583
SAFETY Fire Station | 7 | 670196
SAFETY Jail | 29 | 4570714
SAFETY Volunteer Fire Station | 2 | 101988
SCHOOL Classroom | 55 | 4508469
SCHOOL Computer Center | 9 | 885454
SCHOOL Dormitory | 59 | 4733524
SCHOOL Fraternity House | 1 | 79648
SCHOOL Laboratory Building | 31 | 4689250
SCHOOL Manual Arts Building | 4 | 215161
SCHOOL Multi-Purpose School Building | 39 | 3710748
STORE Department Store | 91 | 11175191
STORE Discount Store | 230 | 23667065
STORE Finish Neighborhood Shopping Center | 1 | 75100
STORE Mall - Covered | 1 | 40429
STORE Mall - Enclosed | 13 | 2629526
STORE Mall - Open | 2 | 136912
STORE Market | 273 | 15836860
STORE Retail Condominium | 3 | 410925
STORE Retail Store | 138 | 8578263
STORE Shell Community Shopping Center | 2 | 187560
STORE Shell Neighborhood Shopping Center | 2 | 84288
STORE Shell Regional Shopping Center | 2 | 158049
STORE Shopping Center / Community | 265 | 23455364
STORE Shopping Center / Neighborhood | 174 | 12357590
STORE Shopping Center/ Regional | 75 | 17393902
TRANSPORT Hangar | 12 | 650582
TRANSPORT Storage Hangar | 1 | 125633
TRANSPORT T Hangar | 2 | 120650
TRAVEL Hotel | 385 | 38991857
TRAVEL Motel | 80 | 3999418
WAREHOUSE Cold Storage Facility | 26 | 4709685
WAREHOUSE Discount Warehouse | 87 | 10079482
WAREHOUSE Distribution Warehouse | 688 | 71361527
WAREHOUSE Mega Warehouse | 118 | 56459193
WAREHOUSE Mini Storage Warehouse | 248 | 19010844
WAREHOUSE Storage Warehouse | 1002 | 94655237
WAREHOUSE Transit Warehouse | 25 | 2194818
WAREHOUSE Warehouse Condominium | 5 | 920565
WAREHOUSE Warehouse Mini Storage Multi Story | 43 | 4132899
Potentially Covered Building Summary
This data includes a list of all buildings covered by the MD Building Energy Performance Standard. This covers commercial buildings, apartment buildings and condominiums 35,000 sqft and greater. It does not include historic properties, public and nonpublic elementary and secondary schools, manufacturing buildings, or agricultural buildings.
Potentially Covered | # of Buildings | Total SqFt
Total | 9259 | 988446176
Building Category | # of Buildings | Total Sqft | Avg Sqft | Share of Covered Commercial Building Sqft
AUTO | 120 | 6907265 | 57560.5417 | 0.6988%
BANK | 5 | 549048 | 109809.6 | 0.05555%
BURIAL | 1 | 36548 | 36548 | 0.003698%
CARE | 433 | 47197318 | 109000.7344 | 4.775%
COMMUNITY | 160 | 10998792 | 68742.45 | 1.113%
DWEL | 659 | 66745121 | 101282.4294 | 6.753%
HOUSING | 1501 | 172618237 | 115002.1566 | 17.46%
OFFICE | 1782 | 188138625 | 105577.2306 | 19.03%
OTHER | 23 | 3554192 | 154530.087 | 0.3596%
PUBLIC | 124 | 27549926 | 222176.8226 | 2.787%
REC | 201 | 15346383 | 76350.1642 | 1.553%
RESTAURANT | 14 | 711572 | 50826.5714 | 0.07199%
SAFETY | 44 | 5671481 | 128897.2955 | 0.5738%
SCHOOL | 198 | 18822254 | 95061.8889 | 1.904%
STORE | 1272 | 116187024 | 91342 | 11.75%
TRANSPORT | 15 | 896865 | 59791 | 0.09073%
TRAVEL | 465 | 42991275 | 92454.3548 | 4.349%
WAREHOUSE | 2242 | 263524250 | 117539.8082 | 26.66%

## Residential Costs
Residential Buildings Cost of Decarbonization
This data includes cost of HVAC Electrification for Low Income (<80% AMI), Moderate Income (80%-150% AMI) and High Income (>150%) households
Residential Buildings | # of Buildings | Total Sq. Ft. | Average Sq. Ft. per Building | Years (2025-2045) | Estimated Cost of Decarbonization
| 1823247 | 4499595918 | 2467.9025 | 20 | 26070910884.7376
| Low Income Electrification Cost | Market Rate Electrification Cost | Total Difference Electric and Fossil Fuel Upfront Costs | Total Costs/year | Cost/Sq. Ft./year
| 7291813040.9429 | 18779097843.7947 | 26070910884.7376 | 1303545544.2369 | 0.2897
Upfront Costs by Income with Rebates/Incentives
Household Income | Households | Average Electricification Upfront Cost** | Total Electrification Upfront Cost | Total Fossil Fuel Upfront Cost | Total Difference Electric and Fossil Fuel Upfront Costs | Total IRA Tax Credits | IRA Rebates* | DHCD* | MEA*
<80% AMI | 622519 | 21510.0028 | 13390385411.5662 | 6098572370.6233 | 7291813040.9429 | 809445689.2731 | 35470520.8 | 126666667 | 143000000
80-150% AMI | 709928 | 23574.3603 | 16736098491.5919 | 7582393660.88 | 9153704830.7119 | 1841802119.4385 | 32742019.2 | - | -
>150% AMI | 490800 | 31498.295 | 15459363179.748 | 5833970166.6651 | 9625393013.0829 | 1276078863.2753 | - | - | -
Total | 1823247 | 25002.5625 | 45585847082.9061 | 19514936198.1685 | 26070910884.7376 | 3927326671.9868 | 68212540 | 126666667 | 143000000
*High income households do not qualify for MEA, DHCD, or IRA rebates.
**Total average electrification upfront cost is the weighted average electrification upfront cost.
Annual Cost and Emissions Savings by Income
Household Income | Total Households | Annual Cost Savings ($) High Efficiency Gas Upgrade | Annual Cost Savings ($) Heat Pump Upgrade | Annual Energy Savings (kWh) High Efficiency Gas Upgrade | Annual Energy Savings (kWh) Heat Pump Upgrade | Annual Emissions Savings (kg CO2e) High Efficiency Gas Upgrade | Annual Emissions Savings (kg CO2e) Heat Pump Upgrade
<80% AMI | 622519 | 279015595.8379 | 564542462.4943 | 1282795555.27 | 7048886692.9614 | 423851327.817 | 1735433930.6271
80-150% AMI | 709928 | 427041796.3032 | 802844926.1332 | 1819381506.5719 | 9878170297.0679 | 601298931.1826 | 2427952069.8985
>150% AMI | 490800 | 383776133.0589 | 731855827.8021 | 1837956838.7119 | 9561796328.3554 | 583669105.9679 | 2334107716.815
Total | 1823247 | 1089833525.2 | 2099243216.4295 | 4940133900.5538 | 26488853318.3847 | 1608819364.9675 | 6497493717.3406

## Market Rate Res. Bldg. Stock (hidden)
Market Rate Residential Building Summary
This data includes market rate single-family attached, single-family detached, and multi-family homes in Maryland
Market Rate Residential | # of Buildings | Total SqFt
Total | 2340438.246 | 18238011 | 85.6453
Market Rate Residential Buildings Summarized by Building Type, HVAC Type, and Heating Fuel
This table includes all combinations of market rate residential buildings depending on building type, HVAC type, and heating fuel
Building Type | HVAC Equipment | Heating Fuel | Avg. Sqft | Total Sqft | Avg. # Units | Total Energy Use (kWh) | AC Energy Use (kWh) | SH Energy Use (kWh) | WH Energy Use (kWh) | # of Buildings | Share of Market Rate Residences | Share of Market Rate Residential Energy Use | Share of Market Rate Residential Sqft
Single-Family Detached | Central AC | propane | 2311.3641 | 450716 | n/a | 1534335003.1291 | 191043718.4644 | 877781472.0239 | 156718958.1224 | 47215.545 | 1.986% | 2.338% | 2.428%
Single-Family Detached | Central AC | natural gas | 2527.9712 | 3862740 | n/a | 15669915629.0327 | 1752708585.0013 | 9507583937.5401 | 1678584519.4754 | 369976.168 | 15.56% | 23.87% | 20.81%
Single-Family Detached | Central AC | fuel oil | 2217.9316 | 1004723 | n/a | 4673978735.0697 | 540653667.1946 | 3043543855.0668 | 338985011.5955 | 109685.343 | 4.613% | 7.121% | 5.412%
Single-Family Detached | Central AC | electricity | 2442.4251 | 1826934 | n/a | 5758687542.3739 | 790967912.8275 | 3129705773.9708 | 565116469.431 | 181113.988 | 7.617% | 8.773% | 9.841%
Single-Family Detached | Central AC | other fuel | 2135.6174 | 245596 | n/a | 388520743.8299 | 124277731.2969 | 0 | 90957574.2022 | 27845.065 | 1.171% | 0.5919% | 1.323%
Single-Family Detached | Room AC | propane | 2043.7674 | 87882 | n/a | 447230816.3508 | 16753534.963 | 316134030.9427 | 37811741.9745 | 10411.633 | 0.4379% | 0.6813% | 0.4734%
Single-Family Detached | Room AC | natural gas | 2307.9453 | 1140125 | n/a | 5401498044.1591 | 203937510.5561 | 3808990999.2939 | 535985813.7221 | 119612.714 | 5.031% | 8.229% | 6.141%
Single-Family Detached | Room AC | fuel oil | 2088.1963 | 446874 | n/a | 2116829682.411 | 91341405.4493 | 1537452132.948 | 158355687.2246 | 51816.034 | 2.179% | 3.225% | 2.407%
Single-Family Detached | Room AC | electricity | 2372.3496 | 583598 | n/a | 1784541316.1818 | 96699999.0509 | 1094961550.8927 | 189538552.1524 | 59564.226 | 2.505% | 2.719% | 3.143%
Single-Family Detached | Room AC | other fuel | 2096.7436 | 81773 | n/a | 116320453.2621 | 18327321.1338 | 0 | 31158596.0636 | 9443.109 | 0.3971% | 0.1772% | 0.4405%
Single-Family Detached | heat pump | electricity | 2436.5967 | 1776279 | n/a | 4185133345.0694 | 751717992.2832 | 1263949839.1039 | 551880429.5847 | 176513.499 | 7.424% | 6.376% | 9.568%
Single-Family Detached | none | propane | 2686.4444 | 24178 | n/a | 66623780.1386 | 0 | 48173624.4904 | 5346459.1696 | 2179.179 | 0.09165% | 0.1015% | 0.1302%
Single-Family Detached | none | natural gas | 2494.2405 | 394090 | n/a | 1665190519.127 | 0 | 1217403860.6319 | 163705765.4353 | 38256.698 | 1.609% | 2.537% | 2.123%
Single-Family Detached | none | fuel oil | 2161.963 | 116746 | n/a | 530438746.1341 | 0 | 389719072.2214 | 46322662.3442 | 13075.074 | 0.5499% | 0.8081% | 0.6288%
Single-Family Detached | none | electricity | 2035.8553 | 154725 | n/a | 513300812.2313 | 0 | 331710100.2221 | 58883999.381 | 18401.956 | 0.7739% | 0.782% | 0.8334%
Single-Family Detached | none | other fuel | 2240.4 | 11202 | n/a | 11652673.8608 | 0 | 0 | 4525433.5588 | 1210.655 | 0.05092% | 0.01775% | 0.06034%
Single-Family Attached | Central AC | propane | 1949.25 | 7797 | n/a | 32793834.9724 | 2714635.6733 | 21908894.5674 | 2618340.7939 | 968.524 | 0.04073% | 0.04996% | 0.042%
Single-Family Attached | Central AC | natural gas | 1782.8578 | 1442332 | n/a | 5292392681.649 | 582801659.1256 | 3022025887.9057 | 732049568.0363 | 195883.979 | 8.238% | 8.063% | 7.769%
Single-Family Attached | Central AC | fuel oil | 1675.6897 | 48595 | n/a | 178848543.2385 | 20883499.5738 | 114085163.1377 | 17251898.2184 | 7021.799 | 0.2953% | 0.2725% | 0.2618%
Single-Family Attached | Central AC | electricity | 1745.0744 | 633462 | n/a | 1786754111.4817 | 244506961.8898 | 934685643.009 | 190352481.604 | 87893.553 | 3.697% | 2.722% | 3.412%
Single-Family Attached | Room AC | propane | 1677 | 3354 | n/a | 20887828.2309 | 277317.8986 | 16328049.2619 | 1206772.8208 | 484.262 | 0.02037% | 0.03182% | 0.01807%
Single-Family Attached | Room AC | natural gas | 1807.3119 | 590991 | n/a | 2192048827.213 | 90467442.4914 | 1481218903.8082 | 267527753.6304 | 79176.837 | 3.33% | 3.34% | 3.183%
Single-Family Attached | Room AC | fuel oil | 2059.4286 | 43248 | n/a | 181067228.3505 | 5898469.3879 | 137466723.6082 | 13125339.764 | 5084.751 | 0.2138% | 0.2759% | 0.2329%
Single-Family Attached | Room AC | electricity | 1868.8462 | 218655 | n/a | 540211576.4811 | 31082525.2378 | 326376839.9085 | 59153795.3509 | 28329.327 | 1.191% | 0.823% | 1.178%
Single-Family Attached | heat pump | electricity | 1722.573 | 613236 | n/a | 1364779235.0728 | 227282738.692 | 390560960.54 | 203679423.2488 | 86198.636 | 3.625% | 2.079% | 3.303%
Single-Family Attached | none | natural gas | 2036.3425 | 148653 | n/a | 525093635.2348 | 0 | 381053384.6211 | 60072393.1496 | 17675.563 | 0.7434% | 0.8% | 0.8007%
Single-Family Attached | none | fuel oil | 1072 | 4288 | n/a | 15839620.6293 | 0 | 10587611.3377 | 1619982.1667 | 968.524 | 0.04073% | 0.02413% | 0.0231%
Single-Family Attached | none | electricity | 1807.6286 | 63267 | n/a | 148448952.3549 | 0 | 90271091.7684 | 16516026.5171 | 8474.585 | 0.3564% | 0.2262% | 0.3408%
Multifamily | Central AC | propane | 996.8 | 9968 | 29.6 | 34666653.2887 | 5181615.3931 | 13304659.7051 | 5663586.5209 | 2421.31 | 0.1035% | 0.05322% | 0.05466%
Multifamily | Central AC | natural gas | 990.8738 | 596506 | 47.8239 | 2359188920.78 | 328207719.9244 | 1038077391.0764 | 430227709.4713 | 145762.862 | 6.228% | 3.622% | 3.271%
Multifamily | Central AC | fuel oil | 799.5714 | 5597 | 13.7143 | 27474837.9386 | 4607252.2735 | 25265023.0255 | 3669210.9988 | 1694.917 | 0.07242% | 0.04218% | 0.03069%
Multifamily | Central AC | electricity | 1060.7287 | 559004 | 55.1461 | 1653867674.7423 | 267568911.3534 | 630679728.5884 | 266628883.1541 | 127603.037 | 5.452% | 2.539% | 3.065%
Multifamily | Room AC | propane | 1138 | 1138 | 16 | 3238332.2167 | 286471.9439 | 553713.2965 | 940666.8536 | 242.131 | 0.01035% | 0.004972% | 0.00624%
Multifamily | Room AC | natural gas | 935.9503 | 301376 | 35.0963 | 1311159947.1083 | 81083765.5109 | 713684708.2208 | 225728892.7284 | 77966.182 | 3.331% | 2.013% | 1.652%
Multifamily | Room AC | fuel oil | 892.7 | 8927 | 16.6 | 39605651.0013 | 2232664.5455 | 50186379.0646 | 4440563.4957 | 2421.31 | 0.1035% | 0.06081% | 0.04895%
Multifamily | Room AC | electricity | 942.0033 | 281659 | 37.8161 | 855961705.2151 | 74780460.2449 | 377633603.6156 | 141926659.6183 | 72397.169 | 3.093% | 1.314% | 1.544%
Multifamily | heat pump | electricity | 991.1761 | 579838 | 45.9077 | 1501164291.1456 | 271735705.03 | 364670623.9723 | 287985483.6567 | 141646.635 | 6.052% | 2.305% | 3.179%
Multifamily | none | natural gas | 929.5701 | 99464 | 55.1869 | 422248007.5736 | 0 | 250494700.9595 | 72504296.2439 | 25908.017 | 1.107% | 0.6483% | 0.5454%
Multifamily | none | fuel oil | 774.3333 | 2323 | 40.6667 | 15802791.5635 | 0 | 22491773.0779 | 1454499.7359 | 726.393 | 0.03104% | 0.02426% | 0.01274%
Multifamily | none | electricity | 925.9505 | 93521 | 42.5743 | 271240818.8926 | 0 | 132711942.1865 | 48105004.6317 | 24455.231 | 1.045% | 0.4164% | 0.5128%
Single-Family | Central AC | propane | 2304.0854 | 458513 | n/a | 1567128838.1015 | 193758354.1377 | 33534461.1003 | 159337298.9163 | 48184.069 | 2.059% | 2.406% | 2.514%
Single-Family | Central AC | natural gas | 2270.0351 | 5305072 | n/a | 20962308310.6816 | 2335510244.1268 | 12529609825.4458 | 2410634087.5118 | 565860.147 | 24.18% | 32.18% | 29.09%
Single-Family | Central AC | fuel oil | 2185.3071 | 1053318 | n/a | 4852827278.3082 | 561537166.7684 | 6287327979.8625 | 356236909.8139 | 116707.142 | 4.987% | 7.451% | 5.775%
Single-Family | Central AC | electricity | 2214.5779 | 2460396 | n/a | 7545441653.8556 | 1035474874.7173 | 4065809939.1888 | 755468951.035 | 269007.541 | 11.49% | 11.58% | 13.49%
Single-Family | Room AC | propane | 2027.4667 | 91236 | n/a | 468118644.5816 | 17030852.8616 | 2523607.0696 | 39018514.7953 | 10895.895 | 0.4655% | 0.7187% | 0.5003%
Single-Family | Room AC | natural gas | 2108.5457 | 1731116 | n/a | 7593546871.372 | 294404953.0476 | 5290209903.1021 | 803513567.3526 | 198789.551 | 8.494% | 11.66% | 9.492%
Single-Family | Room AC | fuel oil | 2085.6255 | 490122 | n/a | 2297896910.7615 | 97239874.8372 | 3351806684.3849 | 171481026.9885 | 56900.785 | 2.431% | 3.528% | 2.687%
Single-Family | Room AC | electricity | 2210.0634 | 802253 | n/a | 2324752892.6629 | 127782524.2887 | 1423709785.2577 | 248692347.5033 | 87893.553 | 3.755% | 3.569% | 4.399%
Single-Family | heat pump | electricity | 2202.318 | 2389515 | n/a | 5549912580.1422 | 979000730.9751 | 1655229924.4095 | 755559852.8334 | 262712.135 | 11.22% | 8.521% | 13.1%
Single-Family | none | natural gas | 2349.5368 | 542743 | n/a | 2190284154.3618 | 0 | 1598457245.253 | 223778158.5849 | 55932.261 | 2.39% | 3.363% | 2.976%
Single-Family | none | fuel oil | 2086.7931 | 121034 | n/a | 546278366.7634 | 0 | 803720349.4295 | 47942644.5109 | 14043.598 | 0.6% | 0.8387% | 0.6636%
Single-Family | none | electricity | 1963.8919 | 217992 | n/a | 661749764.5862 | 0 | 421981191.9905 | 75400025.8981 | 26876.541 | 1.148% | 1.016% | 1.195%
Single-Family | none | other fuel | 2240.4 | 11202 | n/a | 11652673.8608 | 0 | 930519.3461 | 4525433.5588 | 1210.655 | 0.05173% | 0.01789% | 0.06142%
Single-Family | none | propane | 2686.4444 | 24178 | n/a | 66623780.1386 | 0 | 4927430.9732 | 5346459.1696 | 2179.179 | 0.09311% | 0.1023% | 0.1326%
Market Rate Residential Buildings Summarized by Building Type
This table includes a summary of market rate residential building data for each building type
Building Type | Mode HVAC Equipment | Mode Heating Fuel | Avg. Sqft | Total Sqft | Avg. # Units | Total Energy Use (kWh) | AC Energy Use (kWh) | SH Energy Use (kWh) | WH Energy Use (kWh) | # of Buildings | Share of Market Rate Residences | Share of Market Rate Residential Energy Use | Share of Market Rate Residential Sqft
Multi-family | #N/A | #N/A | 986.3605 | 618088045.831 | 45.8532 | 8525275190.0656 | 1039340152.5927 | 3575460518.2619 | 1498776575.5232 | 626635.028 | 26.31% | 12.98% | 13.74%
Single-Family | #N/A | #N/A | 2211.4238 | 3881507872.041 | n/a | 57148808729.205 | 5786129950.8653 | 33564950315.6487 | 6180609055.6662 | 1755207.619 | 73.69% | 87.02% | 86.26%

## Market Rate Residential RD (hidden)
Market Rate Residential Buildings
RAW DATA
This data is a sample of market rate single-family attached, single-family detached, and multi-family homes in Maryland
bldg_id | weight | in.sqft | in.bedrooms | in.ceiling_fan | in.clothes_dryer | in.clothes_washer | in.cooking_range | in.dishwasher | in.federal_poverty_level | in.geometry_building_number_units_mf | in.geometry_building_number_units_sfa | in.geometry_building_type_acs | in.geometry_building_type_height | in.geometry_building_type_recs | in.geometry_floor_area | in.geometry_floor_area_bin | in.geometry_stories | in.heating_fuel | in.hvac_cooling_partial_space_conditioning | in.hvac_cooling_type | in.hvac_has_shared_system | in.hvac_heating_type_and_fuel | in.hvac_shared_efficiencies | in.income | in.lighting | in.vacancy_status | in.vintage | in.water_heater_fuel | in.water_heater_in_unit | out.electricity.ceiling_fan.energy_consumption.kwh | out.electricity.clothes_dryer.energy_consumption.kwh | out.electricity.clothes_washer.energy_consumption.kwh | out.electricity.cooling_fans_pumps.energy_consumption.kwh | out.electricity.cooling.energy_consumption.kwh | out.electricity.dishwasher.energy_consumption.kwh | out.electricity.freezer.energy_consumption.kwh | out.electricity.heating_fans_pumps.energy_consumption.kwh | out.electricity.heating_hp_bkup.energy_consumption.kwh | out.electricity.heating.energy_consumption.kwh | out.electricity.hot_tub_heater.energy_consumption.kwh | out.electricity.hot_tub_pump.energy_consumption.kwh | out.electricity.hot_water.energy_consumption.kwh | out.electricity.lighting_exterior.energy_consumption.kwh | out.electricity.lighting_garage.energy_consumption.kwh | out.electricity.lighting_interior.energy_consumption.kwh | out.electricity.mech_vent.energy_consumption.kwh | out.electricity.plug_loads.energy_consumption.kwh | out.electricity.pool_heater.energy_consumption.kwh | out.electricity.pool_pump.energy_consumption.kwh | out.electricity.pv.energy_consumption.kwh | out.electricity.range_oven.energy_consumption.kwh | out.electricity.refrigerator.energy_consumption.kwh | out.electricity.well_pump.energy_consumption.kwh | out.fuel_oil.heating_hp_bkup.energy_consumption.kwh | out.fuel_oil.heating.energy_consumption.kwh | out.fuel_oil.hot_water.energy_consumption.kwh | out.natural_gas.clothes_dryer.energy_consumption.kwh | out.natural_gas.fireplace.energy_consumption.kwh | out.natural_gas.grill.energy_consumption.kwh | out.natural_gas.heating_hp_bkup.energy_consumption.kwh | out.natural_gas.heating.energy_consumption.kwh | out.natural_gas.hot_tub_heater.energy_consumption.kwh | out.natural_gas.hot_water.energy_consumption.kwh | out.natural_gas.lighting.energy_consumption.kwh | out.natural_gas.pool_heater.energy_consumption.kwh | out.natural_gas.range_oven.energy_consumption.kwh | out.propane.clothes_dryer.energy_consumption.kwh | out.propane.heating_hp_bkup.energy_consumption.kwh | out.propane.heating.energy_consumption.kwh | out.propane.hot_water.energy_consumption.kwh | out.propane.range_oven.energy_consumption.kwh | out.site_energy.net.energy_consumption.kwh | out.site_energy.total.energy_consumption.kwh | out.electricity.net.energy_consumption.kwh | out.electricity.total.energy_consumption.kwh | out.fuel_oil.total.energy_consumption.kwh | out.natural_gas.total.energy_consumption.kwh | out.propane.total.energy_consumption.kwh | out.emissions.electricity.lrmer_95_decarb_by_2035_15_2025_start.co2e_kg | out.emissions.fuel_oil.lrmer_95_decarb_by_2035_15_2025_start.co2e_kg | out.emissions.natural_gas.lrmer_95_decarb_by_2035_15_2025_start.co2e_kg | out.emissions.propane.lrmer_95_decarb_by_2035_15_2025_start.co2e_kg | out.emissions.electricity.lrmer_low_re_cost_15_2025_start.co2e_kg | out.emissions.fuel_oil.lrmer_low_re_cost_15_2025_start.co2e_kg | out.emissions.natural_gas.lrmer_low_re_cost_15_2025_start.co2e_kg | out.emissions.propane.lrmer_low_re_cost_15_2025_start.co2e_kg | out.emissions.electricity.lrmer_low_re_cost_25_2025_start.co2e_kg | out.emissions.fuel_oil.lrmer_low_re_cost_25_2025_start.co2e_kg | out.emissions.natural_gas.lrmer_low_re_cost_25_2025_start.co2e_kg | out.emissions.propane.lrmer_low_re_cost_25_2025_start.co2e_kg | out.emissions.electricity.lrmer_mid_case_15_2025_start.co2e_kg | out.emissions.fuel_oil.lrmer_mid_case_15_2025_start.co2e_kg | out.emissions.natural_gas.lrmer_mid_case_15_2025_start.co2e_kg | out.emissions.propane.lrmer_mid_case_15_2025_start.co2e_kg | out.emissions.all_fuels.lrmer_95_decarb_by_2035_15_2025_start.co2e_kg | out.emissions.all_fuels.lrmer_low_re_cost_15_2025_start.co2e_kg | out.emissions.all_fuels.lrmer_low_re_cost_25_2025_start.co2e_kg | out.emissions.all_fuels.lrmer_mid_case_15_2025_start.co2e_kg
12 | 242.131 | 2631 | 3 | None | Electric, 120% Usage | EnergyStar, 120% Usage | Electric, 120% Usage | 290 Rated kWh, 120% Usage | 400%+ | None | 7 | Single-Family Attached | Single-Family Attached | Single-Family Attached | 2500-2999 | 2500-3999 | 1 | Natural Gas | 100% Conditioned | Central AC | None | Natural Gas Fuel Furnace | None | 70000-79999 | 100% Incandescent | Occupied | 1940s | Natural Gas | Yes | 0 | 347.5823 | 20.2219 | 333.2218 | 1635.6296 | 72.3886 | 319.7405 | 337.3248 | 0 | 0 | 0 | 0 | 0 | 231.5261 | 0 | 2746.6621 | 21.9803 | 3750.4305 | 0 | 0 | 0 | 416.454 | 434.0383 | 0 | 0 | 0 | 0 | 0 | 0 | 0 | 0 | 19731.3029 | 0 | 3956.4594 | 0 | 0 | 0 | 0 | 0 | 0 | 0 | 0 | 34354.67 | 34354.67 | 10667.2008 | 10667.2008 | 0 | 23687.4692 | 0 | 1825.5628 | 0 | 5400.2739 | 0 | 4010.2791 | 0 | 5400.2739 | 0 | 3534.6997 | 0 | 5400.2739 | 0 | 4259.0677 | 0 | 5400.2739 | 0 | 7225.8367 | 9410.553 | 8934.9736 | 9659.3416
20 | 242.131 | 1690 | 3 | Standard Efficiency, No usage | Electric, 120% Usage | Standard, 120% Usage | Electric, 120% Usage | None | 300-400% | None | None | Single-Family Detached | Single-Family Detached | Single-Family Detached | 1500-1999 | 1500-2499 | 2 | Propane | 100% Conditioned | Central AC | None | Propane Fuel Furnace | None | 50000-59999 | 100% LED | Vacant | 2000s | Electricity | Yes | 0 | 0 | 0 | 289.2611 | 1367.4696 | 0 | 319.7405 | 132.7612 | 0 | 0 | 0 | 0 | 334.101 | 0 | 0 | 0 | 21.9803 | 0 | 0 | 0 | 0 | 0 | 834.0803 | 0 | 0 | 0 | 0 | 0 | 0 | 0 | 0 | 0 | 0 | 0 | 0 | 0 | 0 | 0 | 0 | 5588.5722 | 0 | 0 | 8887.6733 | 8887.6733 | 3299.101 | 3299.101 | 0 | 0 | 5588.5722 | 585.023 | 0 | 0 | 1537.8963 | 1265.4039 | 0 | 0 | 1537.8963 | 1124.4115 | 0 | 0 | 1537.8963 | 1289.4474 | 0 | 0 | 1537.8963 | 2122.9193 | 2803.3002 | 2662.3078 | 2827.3438
124 | 242.131 | 8194 | 5 | Standard Efficiency | Electric, 120% Usage | EnergyStar, 120% Usage | Electric, 120% Usage | None | 400%+ | None | None | Single-Family Detached | Single-Family Detached | Single-Family Detached | 4000+ | 4000+ | 2 | Natural Gas | 100% Conditioned | Central AC | None | Natural Gas Fuel Furnace | None | 200000+ | 100% Incandescent | Occupied | 2000s | Natural Gas | Yes | 67.9925 | 927.863 | 54.2181 | 1848.3992 | 5456.1041 | 0 | 319.7405 | 210.132 | 0 | 0 | 2193.3439 | 2166.6744 | 0 | 509.6506 | 99.9372 | 7521.669 | 27.2556 | 10790.5837 | 0 | 0 | 0 | 723.8855 | 434.0383 | 0 | 0 | 0 | 0 | 0 | 0 | 0 | 0 | 35895.3447 | 0 | 11978.4008 | 0 | 0 | 0 | 0 | 0 | 0 | 0 | 0 | 81225.5263 | 81225.5263 | 33351.4878 | 33351.4878 | 0 | 47873.7454 | 0 | 5736.5029 | 0 | 10914.2307 | 0 | 12486.1079 | 0 | 10914.2307 | 0 | 11031.7579 | 0 | 10914.2307 | 0 | 13252.015 | 0 | 10914.2307 | 0 | 16650.7336 | 23400.3387 | 21945.9886 | 24166.2457
127 | 242.131 | 2176 | 3 | None | Electric, 100% Usage | Standard, 100% Usage | Electric, 100% Usage | 290 Rated kWh, 100% Usage | 400%+ | None | None | Single-Family Detached | Single-Family Detached | Single-Family Detached | 2000-2499 | 1500-2499 | 1 | Natural Gas | None | None | None | Natural Gas Fuel Wall/Floor Furnace | None | 120000-139999 | 100% Incandescent | Occupied | 1950s | Natural Gas | Yes | 0 | 762.864 | 28.4279 | 0 | 0 | 91.1451 | 0 | 0 | 0 | 0 | 0 | 0 | 0 | 208.6666 | 99.9372 | 2355.9983 | 21.9803 | 2537.1163 | 0 | 0 | 0 | 405.6104 | 727.1093 | 376.8894 | 0 | 0 | 0 | 0 | 0 | 0 | 0 | 51368.911 | 0 | 4276.7861 | 0 | 0 | 0 | 0 | 0 | 0 | 0 | 0 | 63261.735 | 63261.735 | 7616.0379 | 7616.0379 | 0 | 55645.6971 | 0 | 1370.4019 | 0 | 12686.0764 | 0 | 2984.4251 | 0 | 12686.0764 | 0 | 2713.0593 | 0 | 12686.0764 | 0 | 3327.1454 | 0 | 12686.0764 | 0 | 14056.4783 | 15670.5015 | 15399.1357 | 16013.2218
131 | 242.131 | 617 | 2 | Standard Efficiency | Electric, 80% Usage | Standard, 80% Usage | Electric, 80% Usage | None | 400%+ | 30 | None | 20 to 49 Unit | Multifamily with 5+ units, 4-7 stories | Multi-Family with 5+ Units | 500-749 | 0-1499 | 4 | Natural Gas | 60% Conditioned | Room AC | None | Natural Gas Fuel Wall/Floor Furnace | None | 50000-59999 | 100% Incandescent | Occupied | 1970s | Natural Gas | No | 67.9925 | 441.9512 | 16.412 | 0 | 430.2283 | 0 | 0 | 0 | 0 | 0 | 0 | 0 | 0 | 130.7097 | 0 | 1017.8358 | 16.412 | 685.7863 | 0 | 0 | 0 | 277.5383 | 434.0383 | 0 | 0 | 0 | 0 | 0 | 0 | 0 | 0 | 2710.6143 | 0 | 2208.5836 | 0 | 0 | 0 | 0 | 0 | 0 | 0 | 0 | 8438.3953 | 8438.3953 | 3519.1974 | 3519.1974 | 0 | 4919.1979 | 0 | 618.8075 | 0 | 1121.4532 | 0 | 1360.8969 | 0 | 1121.4532 | 0 | 1197.9003 | 0 | 1121.4532 | 0 | 1442.7063 | 0 | 1121.4532 | 0 | 1740.2607 | 2482.35 | 2319.3534 | 2564.1595
262 | 242.131 | 2152 | 3 | Standard Efficiency, No usage | None | Standard, 100% Usage | Electric, 100% Usage | None | 100-150% | None | 60 | Single-Family Attached | Single-Family Attached | Single-Family Attached | 2000-2499 | 1500-2499 | 2 | Natural Gas | 100% Conditioned | Central AC | None | Natural Gas Fuel Furnace | None | 20000-24999 | 100% CFL | Vacant | 1970s | Electricity | Yes | 0 | 0 | 0 | 156.793 | 1078.7946 | 0 | 319.7405 | 82.646 | 0 | 0 | 0 | 0 | 338.204 | 0 | 0 | 0 | 21.9803 | 0 | 0 | 0 | 0 | 0 | 434.0383 | 0 | 0 | 0 | 0 | 0 | 0 | 0 | 0 | 3823.4052 | 0 | 0 | 0 | 0 | 0 | 0 | 0 | 0 | 0 | 0 | 6255.3089 | 6255.3089 | 2431.9037 | 2431.9037 | 0 | 3823.4052 | 0 | 465.7541 | 0 | 871.6381 | 0 | 1029.451 | 0 | 871.6381 | 0 | 911.4598 | 0 | 871.6381 | 0 | 1014.0407 | 0 | 871.6381 | 0 | 1337.3922 | 1901.0891 | 1783.0979 | 1885.6787
319 | 242.131 | 2663 | 4 | Standard Efficiency | Electric, 80% Usage | EnergyStar, 80% Usage | Propane, 80% Usage | 290 Rated kWh, 80% Usage | 400%+ | None | None | Single-Family Detached | Single-Family Detached | Single-Family Detached | 2500-2999 | 2500-3999 | 1 | Fuel Oil | 100% Conditioned | Central AC | None | Fuel Oil Fuel Furnace | None | 160000-179999 | 100% Incandescent | Occupied | 1990s | Electricity | Yes | 67.9925 | 519.0289 | 30.1863 | 623.9483 | 3345.9924 | 128.3651 | 0 | 834.6664 | 0 | 0 | 0 | 0 | 2052.9628 | 233.2846 | 99.9372 | 2774.2107 | 21.9803 | 1660.8338 | 0 | 0 | 0 | 29.6002 | 434.0383 | 514.9259 | 0 | 33248.9129 | 0 | 0 | 0 | 0 | 0 | 0 | 0 | 0 | 0 | 0 | 0 | 0 | 0 | 0 | 0 | 864.8527 | 47485.7193 | 47485.7193 | 13371.9537 | 13371.9537 | 33248.9129 | 0 | 864.8527 | 2347.6961 | 10081.0265 | 0 | 237.9654 | 5073.8207 | 10081.0265 | 0 | 237.9654 | 4681.9646 | 10081.0265 | 0 | 237.9654 | 5613.2124 | 10081.0265 | 0 | 237.9654 | 12666.688 | 15392.8127 | 15000.9565 | 15932.2043
321 | 242.131 | 2152 | 3 | Standard Efficiency | Electric, 100% Usage | Standard, 100% Usage | Electric, 100% Usage | None | 300-400% | None | 8 | Single-Family Attached | Single-Family Attached | Single-Family Attached | 2000-2499 | 1500-2499 | 2 | Natural Gas | 100% Conditioned | Central AC | None | Natural Gas Fuel Furnace | None | 60000-69999 | 100% Incandescent | Occupied | 1970s | Natural Gas | Yes | 67.9925 | 705.129 | 26.3764 | 1128.3236 | 3772.997 | 0 | 0 | 385.6815 | 0 | 0 | 0 | 0 | 0 | 207.4943 | 0 | 2335.4834 | 21.9803 | 1932.8037 | 0 | 0 | 0 | 389.4915 | 434.0383 | 0 | 0 | 0 | 0 | 0 | 0 | 0 | 0 | 16304.1298 | 0 | 3729.3294 | 486.498 | 0 | 0 | 0 | 0 | 0 | 0 | 0 | 31927.4554 | 31927.4554 | 11407.7914 | 11407.7914 | 0 | 20519.664 | 0 | 1975.1952 | 0 | 4678.0523 | 0 | 4269.9194 | 0 | 4678.0523 | 0 | 3781.9439 | 0 | 4678.0523 | 0 | 4493.5128 | 0 | 4678.0523 | 0 | 6653.2475 | 8947.9718 | 8459.9962 | 9171.5651
417 | 242.131 | 3301 | 5 | Standard Efficiency | Electric, 80% Usage | EnergyStar, 80% Usage | Electric, 80% Usage | None | 400%+ | None | None | Single-Family Detached | Single-Family Detached | Single-Family Detached | 3000-3999 | 2500-3999 | 2 | Propane | 100% Conditioned | Central AC | None | Propane Fuel Furnace | None | 200000+ | 100% CFL | Occupied | 1980s | Propane | Yes | 67.9925 | 519.0289 | 30.1863 | 1447.1849 | 6230.1048 | 0 | 319.7405 | 423.4877 | 0 | 0 | 0 | 0 | 0 | 66.2341 | 24.911 | 1062.6757 | 27.2556 | 1762.2363 | 0 | 0 | 0 | 429.9353 | 434.0383 | 548.336 | 0 | 0 | 0 | 0 | 0 | 0 | 0 | 0 | 0 | 0 | 0 | 0 | 0 | 0 | 0 | 28395.3629 | 3695.6262 | 0 | 45484.9231 | 45484.9231 | 13393.934 | 13393.934 | 0 | 0 | 32090.9891 | 2324.8287 | 0 | 0 | 8830.949 | 4913.65 | 0 | 0 | 8830.949 | 4377.3601 | 0 | 0 | 8830.949 | 5142.4057 | 0 | 0 | 8830.949 | 11155.7778 | 13744.5991 | 13208.3091 | 13973.3548
549 | 242.131 | 2663 | 3 | None | Electric, 100% Usage | Standard, 100% Usage | Electric, 100% Usage | 290 Rated kWh, 100% Usage | 400%+ | None | None | Single-Family Detached | Single-Family Detached | Single-Family Detached | 2500-2999 | 2500-3999 | 2 | Natural Gas | 100% Conditioned | Central AC | None | Natural Gas Fuel Furnace | None | 200000+ | 100% Incandescent | Occupied | 1990s | Natural Gas | Yes | 0 | 1237.053 | 46.3052 | 1135.9435 | 7142.7281 | 160.6029 | 319.7405 | 727.4024 | 0 | 0 | 0 | 0 | 0 | 233.2846 | 99.9372 | 2773.9177 | 21.9803 | 3321.6675 | 0 | 2917.2294 | 0 | 537.1993 | 868.0765 | 0 | 0 | 0 | 0 | 0 | 0 | 0 | 0 | 29254.0611 | 0 | 6041.9532 | 0 | 0 | 0 | 0 | 0 | 0 | 0 | 0 | 56839.0825 | 56839.0825 | 21542.7751 | 21542.7751 | 0 | 35296.0143 | 0 | 3570.9386 | 0 | 8046.774 | 0 | 7777.3252 | 0 | 8046.774 | 0 | 6897.7656 | 0 | 8046.774 | 0 | 8199.1398 | 0 | 8046.774 | 0 | 11617.7126 | 15824.0992 | 14944.5396 | 16245.9138
585 | 242.131 | 617 | 1 | Standard Efficiency | None | None | Propane, 120% Usage | 318 Rated kWh, 120% Usage | 0-100% | 323 | None | 50 or more Unit | Multifamily with 5+ units, 8+ stories | Multi-Family with 5+ Units | 500-749 | 0-1499 | 21 | Electricity | 20% Conditioned | Room AC | None | Electricity Baseboard | None | <10000 | 100% Incandescent | Occupied | 1950s | Electricity | No | 67.9925 | 0 | 0 | 0 | 204.2705 | 77.6638 | 0 | 0 | 0 | 2904.6274 | 0 | 0 | 2317.313 | 130.7097 | 0 | 1017.8358 | 16.412 | 2742.8521 | 0 | 0 | 0 | 28.4279 | 434.0383 | 0 | 0 | 0 | 0 | 0 | 0 | 0 | 0 | 0 | 0 | 0 | 0 | 0 | 0 | 0 | 0 | 0 | 0 | 833.7872 | 10775.6371 | 10775.6371 | 9941.8499 | 9941.8499 | 0 | 0 | 833.7872 | 1732.1178 | 0 | 0 | 229.4329 | 3861.9467 | 0 | 0 | 229.4329 | 3501.6424 | 0 | 0 | 229.4329 | 4282.1233 | 0 | 0 | 229.4329 | 1961.5507 | 4091.3796 | 3731.0753 | 4511.5563
608 | 242.131 | 2115 | 3 | Standard Efficiency | Gas, 100% Usage | Standard, 100% Usage | Electric, 100% Usage | 318 Rated kWh, 100% Usage | 400%+ | 323 | None | 50 or more Unit | Multifamily with 5+ units, 8+ stories | Multi-Family with 5+ Units | 2000-2499 | 1500-2499 | 13 | Natural Gas | 80% Conditioned | Room AC | None | Natural Gas Fuel Furnace | None | 200000+ | 100% LED | Occupied | 2010s | Electricity | Yes | 67.9925 | 63.0103 | 26.3764 | 0 | 1196.3161 | 88.5075 | 0 | 58.9073 | 0 | 0 | 0 | 0 | 2150.8486 | 34.2893 | 0 | 562.9895 | 21.9803 | 2169.8982 | 0 | 0 | 0 | 389.4915 | 434.0383 | 0 | 0 | 0 | 0 | 837.5971 | 0 | 0 | 0 | 2715.8896 | 0 | 0 | 0 | 0 | 0 | 0 | 0 | 0 | 0 | 0 | 10818.1324 | 10818.1324 | 7264.6457 | 7264.6457 | 0 | 3553.4867 | 0 | 1171.0217 | 0 | 810.1255 | 0 | 2625.3577 | 0 | 810.1255 | 0 | 2313.4182 | 0 | 810.1255 | 0 | 2809.2032 | 0 | 810.1255 | 0 | 1981.1472 | 3435.4832 | 3123.5437 | 3619.3287
730 | 242.131 | 1675 | 3 | Standard Efficiency, No usage | Electric, 100% Usage | EnergyStar, 100% Usage | Electric, 100% Usage | 290 Rated kWh, 100% Usage | 400%+ | None | 8 | Single-Family Attached | Single-Family Attached | Single-Family Attached | 1500-1999 | 1500-2499 | 2 | Electricity | 100% Conditioned | Central AC | None | Electricity Baseboard | None | 80000-99999 | 100% LED | Vacant | 1980s | Electricity | Yes | 0 | 0 | 0 | 593.4689 | 3185.6825 | 0 | 0 | 0 | 0 | 6441.116 | 0 | 0 | 348.1684 | 0 | 0 | 0 | 21.9803 | 0 | 0 | 0 | 0 | 0 | 434.0383 | 0 | 0 | 0 | 0 | 0 | 0 | 0 | 0 | 0 | 0 | 0 | 0 | 0 | 0 | 0 | 0 | 0 | 0 | 0 | 11024.4544 | 11024.4544 | 11024.4544 | 11024.4544 | 0 | 0 | 0 | 2005.8567 | 0 | 0 | 0 | 4549.5256 | 0 | 0 | 0 | 3975.2849 | 0 | 0 | 0 | 4698.9058 | 0 | 0 | 0 | 2005.8567 | 4549.5256 | 3975.2849 | 4698.9058
741 | 242.131 | 13414 | 5 | None | Electric, 80% Usage | Standard, 80% Usage | Gas, 80% Usage | None | 100-150% | None | 30 | Single-Family Attached | Single-Family Attached | Single-Family Attached | 4000+ | 4000+ | 1 | Natural Gas | 20% Conditioned | Room AC | None | Natural Gas Fuel Wall/Floor Furnace | None | 40000-44999 | 100% CFL | Occupied | <1940 | Natural Gas | Yes | 0 | 931.0868 | 34.8755 | 0 | 1213.9004 | 0 | 0 | 0 | 0 | 0 | 0 | 0 | 0 | 192.5477 | 0 | 3839.5241 | 27.2556 | 2027.7587 | 0 | 0 | 0 | 28.4279 | 434.0383 | 0 | 0 | 0 | 0 | 0 | 0 | 0 | 0 | 158494.8862 | 0 | 3011.8914 | 0 | 0 | 831.7357 | 0 | 0 | 0 | 0 | 0 | 171068.5143 | 171068.5143 | 8730.001 | 8730.001 | 0 | 162338.5132 | 0 | 1495.6682 | 0 | 37009.8488 | 0 | 3278.2214 | 0 | 37009.8488 | 0 | 2890.1577 | 0 | 37009.8488 | 0 | 3495.5162 | 0 | 37009.8488 | 0 | 38505.5171 | 40288.0702 | 39900.0065 | 40505.365
861 | 242.131 | 1202 | 2 | Standard Efficiency | Electric, 100% Usage | Standard, 100% Usage | Electric, 100% Usage | 318 Rated kWh, 100% Usage | 400%+ | None | 8 | Single-Family Attached | Single-Family Attached | Single-Family Attached | 1000-1499 | 0-1499 | 2 | Electricity | 20% Conditioned | Room AC | None | Electricity Baseboard | None | 120000-139999 | 100% CFL | Occupied | 1980s | Electricity | Yes | 67.9925 | 705.129 | 26.3764 | 0 | 348.7546 | 88.5075 | 0 | 0 | 0 | 7738.8347 | 0 | 0 | 2039.4816 | 40.1507 | 0 | 486.2049 | 16.412 | 1786.8543 | 0 | 0 | 0 | 389.4915 | 434.0383 | 0 | 0 | 0 | 0 | 0 | 0 | 0 | 0 | 0 | 0 | 0 | 0 | 0 | 0 | 0 | 0 | 0 | 0 | 0 | 14168.5209 | 14168.5209 | 14168.5209 | 14168.5209 | 0 | 0 | 0 | 2449.3031 | 0 | 0 | 0 | 5720.4416 | 0 | 0 | 0 | 4972.0038 | 0 | 0 | 0 | 6052.5529 | 0 | 0 | 0 | 2449.3031 | 5720.4416 | 4972.0038 | 6052.5529
868 | 242.131 | 1690 | 3 | None | Electric, 120% Usage | Standard, 120% Usage | Electric, 120% Usage | None | 300-400% | None | None | Single-Family Detached | Single-Family Detached | Single-Family Detached | 1500-1999 | 1500-2499 | 1 | Fuel Oil | 100% Conditioned | Central AC | None | Fuel Oil Fuel Furnace | None | 80000-99999 | 100% Incandescent | Occupied | 1970s | Electricity | Yes | 0 | 1199.833 | 44.8399 | 374.2518 | 2457.9871 | 0 | 0 | 199.8745 | 0 | 0 | 1041.2815 | 1028.6795 | 5739.2108 | 184.6348 | 99.9372 | 1938.9582 | 21.9803 | 5394.8523 | 0 | 0 | 0 | 565.6272 | 434.0383 | 407.9549 | 0 | 8018.1314 | 0 | 0 | 0 | 0 | 0 | 0 | 0 | 0 | 0 | 0 | 0 | 0 | 0 | 0 | 0 | 0 | 29152.0724 | 29152.0724 | 21133.941 | 21133.941 | 8018.1314 | 0 | 0 | 3523.208 | 2431.109 | 0 | 0 | 7848.2643 | 2431.109 | 0 | 0 | 6910.9343 | 2431.109 | 0 | 0 | 8344.762 | 2431.109 | 0 | 0 | 5954.317 | 10279.3733 | 9342.0433 | 10775.871
978 | 242.131 | 8194 | 4 | Standard Efficiency | Electric, 120% Usage | EnergyStar, 120% Usage | Electric, 120% Usage | 318 Rated kWh, 120% Usage | 400%+ | None | None | Single-Family Detached | Single-Family Detached | Single-Family Detached | 4000+ | 4000+ | 2 | Natural Gas | 100% Conditioned | Central AC | None | Natural Gas Fuel Furnace | None | 160000-179999 | 100% CFL | Occupied | 2000s | Natural Gas | Yes | 67.9925 | 778.6898 | 45.426 | 1761.3571 | 4869.962 | 206.322 | 0 | 224.1994 | 0 | 0 | 0 | 0 | 0 | 127.4859 | 24.911 | 2406.1135 | 21.9803 | 10161.0671 | 0 | 0 | 0 | 644.7564 | 868.0765 | 0 | 0 | 0 | 0 | 0 | 0 | 0 | 0 | 21356.675 | 0 | 10439.7777 | 0 | 0 | 0 | 0 | 0 | 0 | 0 | 0 | 54004.4991 | 54004.4991 | 22208.0465 | 22208.0465 | 0 | 31796.7457 | 0 | 3865.0642 | 0 | 7248.979 | 0 | 8432.1542 | 0 | 7248.979 | 0 | 7456.8957 | 0 | 7248.979 | 0 | 8844.3563 | 0 | 7248.979 | 0 | 11114.0432 | 15681.1332 | 14705.8747 | 16093.3353
997 | 242.131 | 1623 | 4 | Standard Efficiency | Electric, 100% Usage | Standard, 100% Usage | Electric, 100% Usage | 318 Rated kWh, 100% Usage | 400%+ | 10 | None | 10 to 19 Unit | Multifamily with 5+ units, 1-3 stories | Multi-Family with 5+ Units | 1500-1999 | 1500-2499 | 2 | Natural Gas | 100% Conditioned | Central AC | None | Natural Gas Fuel Furnace | None | 200000+ | 100% CFL | Occupied | 1990s | Natural Gas | Yes | 67.9925 | 705.129 | 26.3764 | 332.0495 | 2101.3196 | 88.5075 | 319.7405 | 85.8698 | 0 | 0 | 0 | 0 | 0 | 45.426 | 0 | 601.968 | 21.9803 | 1971.7822 | 0 | 0 | 0 | 389.4915 | 434.0383 | 0 | 0 | 0 | 0 | 0 | 0 | 0 | 0 | 5049.3215 | 0 | 3659.2854 | 0 | 0 | 0 | 0 | 0 | 0 | 0 | 0 | 15900.2778 | 15900.2778 | 7191.9641 | 7191.9641 | 0 | 8708.3138 | 0 | 1208.3356 | 0 | 1985.3475 | 0 | 2645.4577 | 0 | 1985.3475 | 0 | 2340.8759 | 0 | 1985.3475 | 0 | 2792.7356 | 0 | 1985.3475 | 0 | 3193.6831 | 4630.8052 | 4326.2234 | 4778.0831
1042 | 242.131 | 617 | 2 | Standard Efficiency | Electric, 120% Usage | Standard, 120% Usage | Electric, 120% Usage | None | 200-300% | None | 24 | Single-Family Attached | Single-Family Attached | Single-Family Attached | 500-749 | 0-1499 | 1 | Electricity | 100% Conditioned | Heat Pump | None | Electricity ASHP | None | 40000-44999 | 100% LED | Occupied | 1950s | Electricity | Yes | 67.9925 | 846.3893 | 31.6517 | 596.6927 | 2329.6219 | 0 | 0 | 200.1675 | 270.2115 | 2157.2961 | 0 | 0 | 3692.6955 | 21.6873 | 0 | 248.8173 | 16.412 | 3393.763 | 0 | 0 | 0 | 467.4484 | 480.0504 | 0 | 0 | 0 | 0 | 0 | 0 | 0 | 0 | 0 | 0 | 0 | 0 | 0 | 0 | 0 | 0 | 0 | 0 | 0 | 14820.8971 | 14820.8971 | 14820.8971 | 14820.8971 | 0 | 0 | 0 | 2506.3269 | 0 | 0 | 0 | 5640.0315 | 0 | 0 | 0 | 4952.8654 | 0 | 0 | 0 | 5969.6294 | 0 | 0 | 0 | 2506.3269 | 5640.0315 | 4952.8654 | 5969.6294
1074 | 242.131 | 2176 | 4 | Standard Efficiency | Gas, 100% Usage | Standard, 100% Usage | Electric, 100% Usage | None | 400%+ | None | None | Single-Family Detached | Single-Family Detached | Single-Family Detached | 2000-2499 | 1500-2499 | 1 | Natural Gas | 100% Conditioned | Central AC | None | Natural Gas Fuel Furnace | None | 200000+ | 100% CFL | Occupied | 1990s | Natural Gas | Yes | 67.9925 | 110.4878 | 46.3052 | 794.2226 | 3612.1009 | 0 | 319.7405 | 287.7958 | 0 | 0 | 0 | 0 | 0 | 52.1667 | 24.911 | 753.7788 | 21.9803 | 3166.6329 | 0 | 0 | 0 | 537.1993 | 480.0504 | 0 | 0 | 0 | 0 | 1468.8722 | 0 | 0 | 0 | 21150.9391 | 0 | 6069.5019 | 0 | 0 | 0 | 0 | 0 | 0 | 0 | 0 | 38965.2641 | 38965.2641 | 10275.6579 | 10275.6579 | 0 | 28689.3132 | 0 | 1822.2779 | 0 | 6540.5765 | 0 | 3899.6679 | 0 | 6540.5765 | 0 | 3460.6494 | 0 | 6540.5765 | 0 | 4072.0021 | 0 | 6540.5765 | 0 | 8362.8544 | 10440.2444 | 10001.226 | 10612.5787
1096 | 242.131 | 1138 | 3 | Standard Efficiency | Electric, 120% Usage | EnergyStar, 120% Usage | Electric, 120% Usage | 318 Rated kWh, 120% Usage | 400%+ | 67 | None | 50 or more Unit | Multifamily with 5+ units, 4-7 stories | Multi-Family with 5+ Units | 1000-1499 | 0-1499 | 6 | Natural Gas | 100% Conditioned | Central AC | None | Natural Gas Fuel Furnace | None | 140000-159999 | 100% Incandescent | Occupied | 2000s | Natural Gas | Yes | 67.9925 | 540.13 | 31.6517 | 635.085 | 2169.8982 | 135.1058 | 0 | 2.9307 | 0 | 0 | 0 | 0 | 0 | 156.793 | 0 | 1465.0623 | 21.9803 | 3943.2712 | 0 | 0 | 0 | 518.4427 | 480.0504 | 0 | 0 | 0 | 0 | 0 | 0 | 0 | 0 | 1109.8601 | 0 | 7154.744 | 0 | 0 | 0 | 0 | 0 | 0 | 0 | 0 | 18432.7049 | 18432.7049 | 10168.1008 | 10168.1008 | 0 | 8264.6042 | 0 | 1678.3798 | 0 | 1884.1687 | 0 | 3724.7277 | 0 | 1884.1687 | 0 | 3284.5957 | 0 | 1884.1687 | 0 | 3971.8213 | 0 | 1884.1687 | 0 | 3562.5485 | 5608.8965 | 5168.7644 | 5855.99
1136 | 242.131 | 1138 | 3 | Standard Efficiency | None | None | Electric, 80% Usage | None | 400%+ | 116 | None | 50 or more Unit | Multifamily with 5+ units, 8+ stories | Multi-Family with 5+ Units | 1000-1499 | 0-1499 | 21 | Natural Gas | 60% Conditioned | Room AC | Heating Only | Natural Gas Shared Heating | Boiler Baseboards Heating Only, Natural Gas | 140000-159999 | 100% CFL | Occupied | 1960s | Natural Gas | Yes | 67.9925 | 0 | 0 | 0 | 1298.891 | 0 | 0 | 70.9232 | 0 | 0 | 0 | 0 | 0 | 39.2715 | 0 | 468.6206 | 21.9803 | 888.2984 | 0 | 0 | 0 | 311.5345 | 434.0383 | 0 | 0 | 0 | 0 | 0 | 0 | 0 | 0 | 4786.7298 | 0 | 2339.0002 | 0 | 0 | 0 | 0 | 0 | 0 | 0 | 0 | 10727.2804 | 10727.2804 | 3601.5504 | 3601.5504 | 0 | 7125.73 | 0 | 608.0746 | 0 | 1624.5297 | 0 | 1312.1375 | 0 | 1624.5297 | 0 | 1163.3147 | 0 | 1624.5297 | 0 | 1392.7844 | 0 | 1624.5297 | 0 | 2232.6043 | 2936.6672 | 2787.8445 | 3017.3141
1169 | 242.131 | 2115 | 2 | Standard Efficiency | Electric, 120% Usage | EnergyStar, 120% Usage | Electric, 120% Usage | None | 0-100% | 20 | None | 20 to 49 Unit | Multifamily with 5+ units, 1-3 stories | Multi-Family with 5+ Units | 2000-2499 | 1500-2499 | 2 | Electricity | 100% Conditioned | Heat Pump | None | Electricity ASHP | None | <10000 | 100% CFL | Occupied | 2000s | Electricity | Yes | 67.9925 | 347.5823 | 20.2219 | 438.7274 | 2430.1453 | 0 | 0 | 411.4718 | 1033.0755 | 5612.0179 | 0 | 0 | 2086.3729 | 51.5805 | 0 | 737.0737 | 16.412 | 3949.7188 | 0 | 0 | 0 | 416.454 | 434.0383 | 323.8435 | 0 | 0 | 0 | 0 | 0 | 0 | 0 | 0 | 0 | 0 | 0 | 0 | 0 | 0 | 0 | 0 | 0 | 0 | 18376.4353 | 18376.4353 | 18376.4353 | 18376.4353 | 0 | 0 | 0 | 3141.422 | 0 | 0 | 0 | 7223.9946 | 0 | 0 | 0 | 6320.1329 | 0 | 0 | 0 | 7562.2625 | 0 | 0 | 0 | 3141.422 | 7223.9946 | 6320.1329 | 7562.2625
1198 | 242.131 | 1138 | 1 | Standard Efficiency | None | None | Electric, 100% Usage | None | 200-300% | 67 | None | 50 or more Unit | Multifamily with 5+ units, 4-7 stories | Multi-Family with 5+ Units | 1000-1499 | 0-1499 | 4 | Electricity | 100% Conditioned | Central AC | None | Electricity Electric Furnace | None | 30000-34999 | 100% CFL | Occupied | 2010s | Natural Gas | Yes | 67.9925 | 0 | 0 | 255.2649 | 1623.3207 | 0 | 0 | 338.7902 | 0 | 14494.4159 | 0 | 0 | 0 | 39.2715 | 0 | 468.6206 | 16.412 | 1581.4115 | 0 | 0 | 0 | 346.9961 | 480.0504 | 0 | 0 | 0 | 0 | 0 | 0 | 0 | 0 | 0 | 0 | 2610.9702 | 0 | 0 | 0 | 0 | 0 | 0 | 0 | 0 | 22323.8095 | 22323.8095 | 19712.8394 | 19712.8394 | 0 | 2610.9702 | 0 | 3397.5561 | 0 | 595.2497 | 0 | 7949.7642 | 0 | 595.2497 | 0 | 6908.4926 | 0 | 595.2497 | 0 | 8415.3169 | 0 | 595.2497 | 0 | 3992.8058 | 8545.0139 | 7503.7423 | 9010.5666
1264 | 242.131 | 2663 | 3 | Standard Efficiency | Electric, 80% Usage | EnergyStar, 80% Usage | Electric, 80% Usage | 290 Rated kWh, 80% Usage | 400%+ | None | None | Single-Family Detached | Single-Family Detached | Single-Family Detached | 2500-2999 | 2500-3999 | 1 | Electricity | 80% Conditioned | Central AC | None | Electricity Baseboard | None | 140000-159999 | 100% CFL | Occupied | 1950s | Electricity | Yes | 67.9925 | 419.6778 | 24.618 | 444.5888 | 1986.4357 | 100.5234 | 0 | 0 | 0 | 25014.202 | 0 | 0 | 1729.9985 | 58.3211 | 24.911 | 887.4192 | 21.9803 | 1503.4546 | 0 | 0 | 0 | 377.1825 | 868.0765 | 0 | 0 | 0 | 0 | 0 | 0 | 0 | 0 | 0 | 0 | 0 | 0 | 0 | 0 | 0 | 0 | 0 | 0 | 0 | 33529.3819 | 33529.3819 | 33529.3819 | 33529.3819 | 0 | 0 | 0 | 6005.7195 | 0 | 0 | 0 | 13956.302 | 0 | 0 | 0 | 12115.6708 | 0 | 0 | 0 | 14737.6407 | 0 | 0 | 0 | 6005.7195 | 13956.302 | 12115.6708 | 14737.6407
1359 | 242.131 | 853 | 1 | Standard Efficiency | Electric, 100% Usage | Standard, 100% Usage | Electric, 100% Usage | 318 Rated kWh, 100% Usage | 100-150% | 15 | None | 10 to 19 Unit | Multifamily with 5+ units, 1-3 stories | Multi-Family with 5+ Units | 750-999 | 0-1499 | 3 | Natural Gas | 100% Conditioned | Central AC | Heating and Cooling | Natural Gas Shared Heating | Fan Coil Heating and Cooling, Natural Gas | 20000-24999 | 100% Incandescent | Occupied | 1990s | Natural Gas | Yes | 67.9925 | 705.129 | 26.3764 | 18.7565 | 1554.449 | 88.5075 | 0 | 78.25 | 0 | 0 | 0 | 0 | 0 | 142.7256 | 0 | 1220.3479 | 16.412 | 1661.713 | 0 | 0 | 0 | 389.4915 | 434.0383 | 0 | 0 | 0 | 0 | 0 | 0 | 0 | 0 | 1751.9789 | 0 | 3005.7369 | 0 | 0 | 0 | 0 | 0 | 0 | 0 | 0 | 11162.1978 | 11162.1978 | 6404.4821 | 6404.4821 | 0 | 4757.7158 | 0 | 1098.544 | 0 | 1084.6437 | 0 | 2415.4887 | 0 | 1084.6437 | 0 | 2131.9876 | 0 | 1084.6437 | 0 | 2541.7076 | 0 | 1084.6437 | 0 | 2183.1877 | 3500.1324 | 3216.6312 | 3626.3512
1393 | 242.131 | 617 | 1 | None | None | None | Electric, 80% Usage | None | 200-300% | 116 | None | 50 or more Unit | Multifamily with 5+ units, 1-3 stories | Multi-Family with 5+ Units | 500-749 | 0-1499 | 3 | Electricity | 100% Conditioned | Central AC | None | Electricity Electric Furnace | None | 45000-49999 | 100% CFL | Occupied | 1990s | Electricity | Yes | 0 | 0 | 0 | 133.0543 | 952.774 | 0 | 0 | 75.6123 | 0 | 5035.2541 | 0 | 0 | 1020.1804 | 32.824 | 0 | 325.602 | 16.412 | 783.379 | 0 | 0 | 0 | 311.5345 | 434.0383 | 0 | 0 | 0 | 0 | 0 | 0 | 0 | 0 | 0 | 0 | 0 | 378.9409 | 0 | 0 | 0 | 0 | 0 | 0 | 0 | 9499.3126 | 9499.3126 | 9120.3717 | 9120.3717 | 0 | 378.9409 | 0 | 1582.0789 | 0 | 86.3985 | 0 | 3667.3311 | 0 | 86.3985 | 0 | 3194.5168 | 0 | 86.3985 | 0 | 3871.5102 | 0 | 86.3985 | 0 | 1668.4774 | 3753.7295 | 3280.9153 | 3957.9087
1422 | 242.131 | 3301 | 3 | Standard Efficiency | Gas, 120% Usage | Standard, 120% Usage | Electric, 120% Usage | 318 Rated kWh, 120% Usage | 400%+ | None | None | Single-Family Detached | Single-Family Detached | Single-Family Detached | 3000-3999 | 2500-3999 | 2 | Natural Gas | None | None | None | Natural Gas Fuel Boiler | None | 140000-159999 | 100% LED | Occupied | <1940 | Natural Gas | Yes | 67.9925 | 107.264 | 44.8399 | 0 | 0 | 161.7752 | 0 | 96.1273 | 0 | 0 | 0 | 0 | 0 | 44.2537 | 0 | 811.5138 | 21.9803 | 6419.4287 | 0 | 0 | 0 | 565.6272 | 434.0383 | 0 | 0 | 0 | 0 | 1424.9115 | 0 | 0 | 0 | 35729.4664 | 0 | 8465.0648 | 0 | 0 | 0 | 0 | 0 | 0 | 0 | 0 | 54394.2837 | 54394.2837 | 8774.8409 | 8774.8409 | 0 | 45619.4428 | 0 | 1499.5419 | 0 | 10400.2589 | 0 | 3357.4304 | 0 | 10400.2589 | 0 | 2948.7155 | 0 | 10400.2589 | 0 | 3575.2473 | 0 | 10400.2589 | 0 | 11899.8008 | 13757.6893 | 13348.9744 | 13975.5061
1627 | 242.131 | 1623 | 2 | Standard Efficiency, No usage | Electric, 80% Usage | EnergyStar, 80% Usage | Gas, 80% Usage | 318 Rated kWh, 80% Usage | 100-150% | 10 | None | 10 to 19 Unit | Multifamily with 5+ units, 1-3 stories | Multi-Family with 5+ Units | 1500-1999 | 1500-2499 | 2 | Natural Gas | 100% Conditioned | Central AC | None | Natural Gas Fuel Furnace | None | 30000-34999 | 100% CFL | Vacant | 1980s | Electricity | Yes | 0 | 0 | 0 | 359.5982 | 2766.5909 | 0 | 0 | 57.1489 | 0 | 0 | 0 | 0 | 349.0476 | 0 | 0 | 0 | 16.412 | 0 | 0 | 0 | 0 | 0 | 434.0383 | 0 | 0 | 0 | 0 | 0 | 0 | 0 | 0 | 4836.2588 | 0 | 0 | 0 | 0 | 0 | 0 | 0 | 0 | 0 | 0 | 8819.0946 | 8819.0946 | 3982.8358 | 3982.8358 | 0 | 4836.2588 | 0 | 706.721 | 0 | 1102.5706 | 0 | 1472.6094 | 0 | 1102.5706 | 0 | 1318.0455 | 0 | 1102.5706 | 0 | 1503.9935 | 0 | 1102.5706 | 0 | 1809.2915 | 2575.18 | 2420.6161 | 2606.564
1631 | 242.131 | 1690 | 2 | Standard Efficiency | Gas, 100% Usage | EnergyStar, 100% Usage | Electric, 100% Usage | 318 Rated kWh, 100% Usage | 0-100% | None | None | Single-Family Detached | Single-Family Detached | Single-Family Detached | 1500-1999 | 1500-2499 | 2 | Natural Gas | 60% Conditioned | Room AC | None | Natural Gas Fuel Boiler | None | <10000 | 100% CFL | Occupied | 1950s | Natural Gas | Yes | 67.9925 | 24.618 | 16.1189 | 0 | 3010.7191 | 60.3726 | 319.7405 | 104.3333 | 0 | 0 | 0 | 0 | 0 | 46.0122 | 0 | 620.1384 | 16.412 | 2067.9095 | 0 | 0 | 0 | 339.6694 | 914.0887 | 0 | 0 | 0 | 0 | 327.3604 | 1318.8198 | 0 | 0 | 34076.2525 | 0 | 2571.4056 | 0 | 0 | 0 | 0 | 0 | 0 | 0 | 0 | 45902.2563 | 45902.2563 | 7608.7111 | 7608.7111 | 0 | 38293.5452 | 0 | 1304.2908 | 0 | 8730.1349 | 0 | 2800.4407 | 0 | 8730.1349 | 0 | 2485.2462 | 0 | 8730.1349 | 0 | 2946.3514 | 0 | 8730.1349 | 0 | 10034.4257 | 11530.5757 | 11215.3812 | 11676.4864
1685 | 242.131 | 2176 | 4 | Standard Efficiency | Electric, 120% Usage | Standard, 120% Usage | Electric, 120% Usage | 318 Rated kWh, 120% Usage | 400%+ | None | None | Single-Family Detached | Single-Family Detached | Single-Family Detached | 2000-2499 | 1500-2499 | 2 | Electricity | 100% Conditioned | Central AC | None | Electricity Electric Furnace | None | 200000+ | 100% CFL | Occupied | 1980s | Electricity | Yes | 81.7668 | 915.261 | 34.2893 | 1490.8525 | 10955.8758 | 118.4007 | 0 | 339.3763 | 0 | 25740.139 | 0 | 0 | 3928.6177 | 52.1667 | 0 | 753.7788 | 21.9803 | 5074.5256 | 0 | 0 | 0 | 486.498 | 434.0383 | 0 | 0 | 0 | 0 | 0 | 0 | 0 | 0 | 0 | 0 | 0 | 0 | 0 | 0 | 0 | 0 | 0 | 0 | 0 | 50427.5667 | 50427.5667 | 50427.5667 | 50427.5667 | 0 | 0 | 0 | 9131.8132 | 0 | 0 | 0 | 20593.6606 | 0 | 0 | 0 | 17990.5094 | 0 | 0 | 0 | 21695.7331 | 0 | 0 | 0 | 9131.8132 | 20593.6606 | 17990.5094 | 21695.7331
1919 | 242.131 | 853 | 2 | Standard Efficiency, No usage | Electric, 80% Usage | Standard, 80% Usage | Electric, 80% Usage | None | 0-100% | 67 | None | 50 or more Unit | Multifamily with 5+ units, 4-7 stories | Multi-Family with 5+ Units | 750-999 | 0-1499 | 4 | Electricity | 100% Conditioned | Heat Pump | None | Electricity ASHP | None | <10000 | 100% Incandescent | Vacant | 2010s | Electricity | Yes | 0 | 0 | 0 | 156.793 | 503.7892 | 0 | 0 | 12.0159 | 0.58614 | 332.0495 | 0 | 0 | 351.3922 | 0 | 0 | 0 | 16.412 | 0 | 0 | 0 | 0 | 0 | 434.0383 | 0 | 0 | 0 | 0 | 0 | 0 | 0 | 0 | 0 | 0 | 0 | 0 | 0 | 0 | 0 | 0 | 0 | 0 | 0 | 1806.7831 | 1806.7831 | 1806.7831 | 1806.7831 | 0 | 0 | 0 | 313.2636 | 0 | 0 | 0 | 684.4083 | 0 | 0 | 0 | 604.7933 | 0 | 0 | 0 | 717.1336 | 0 | 0 | 0 | 313.2636 | 684.4083 | 604.7933 | 717.1336
1966 | 242.131 | 333 | 1 | Standard Efficiency | Electric, 100% Usage | Standard, 100% Usage | Electric, 100% Usage | None | 300-400% | 6 | None | 5 to 9 Unit | Multifamily with 5+ units, 1-3 stories | Multi-Family with 5+ Units | 0-499 | 0-1499 | 2 | Natural Gas | 40% Conditioned | Room AC | Heating Only | Natural Gas Shared Heating | Boiler Baseboards Heating Only, Natural Gas | 80000-99999 | 100% LED | Occupied | 1980s | Natural Gas | Yes | 67.9925 | 858.1121 | 32.2378 | 0 | 458.9493 | 0 | 0 | 77.9569 | 0 | 0 | 0 | 0 | 0 | 19.3427 | 0 | 189.0308 | 16.412 | 1647.3525 | 0 | 0 | 0 | 431.9868 | 480.0504 | 0 | 0 | 0 | 0 | 0 | 0 | 0 | 0 | 3092.4859 | 0 | 4328.0736 | 0 | 0 | 0 | 0 | 0 | 0 | 0 | 0 | 11699.9833 | 11699.9833 | 4279.4238 | 4279.4238 | 0 | 7420.5595 | 0 | 717.809 | 0 | 1691.7467 | 0 | 1587.6654 | 0 | 1691.7467 | 0 | 1398.0932 | 0 | 1691.7467 | 0 | 1696.5216 | 0 | 1691.7467 | 0 | 2409.5557 | 3279.4121 | 3089.8399 | 3388.2683
2063 | 242.131 | 1623 | 2 | Standard Efficiency | Electric, 100% Usage | EnergyStar, 100% Usage | Electric, 100% Usage | 318 Rated kWh, 100% Usage | 400%+ | 10 | None | 10 to 19 Unit | Multifamily with 5+ units, 1-3 stories | Multi-Family with 5+ Units | 1500-1999 | 1500-2499 | 2 | Electricity | 100% Conditioned | Central AC | None | Electricity Electric Furnace | None | 50000-59999 | 100% CFL | Occupied | 1980s | Electricity | Yes | 67.9925 | 289.8473 | 16.9981 | 491.7733 | 2518.6528 | 64.7687 | 0 | 308.8969 | 0 | 15578.4858 | 0 | 0 | 1378.6063 | 45.426 | 0 | 601.968 | 16.412 | 1776.5968 | 0 | 0 | 0 | 346.9961 | 480.0504 | 0 | 0 | 0 | 0 | 0 | 0 | 0 | 0 | 0 | 0 | 0 | 0 | 0 | 0 | 0 | 0 | 0 | 0 | 0 | 23983.1779 | 23983.1779 | 23983.1779 | 23983.1779 | 0 | 0 | 0 | 4222.8229 | 0 | 0 | 0 | 9770.1252 | 0 | 0 | 0 | 8503.7402 | 0 | 0 | 0 | 10318.6544 | 0 | 0 | 0 | 4222.8229 | 9770.1252 | 8503.7402 | 10318.6544
2184 | 242.131 | 3301 | 4 | Standard Efficiency | Electric, 100% Usage | EnergyStar, 100% Usage | Gas, 100% Usage | 290 Rated kWh, 100% Usage | 400%+ | None | None | Single-Family Detached | Single-Family Detached | Single-Family Detached | 3000-3999 | 2500-3999 | 2 | Natural Gas | 100% Conditioned | Central AC | None | Natural Gas Fuel Furnace | None | 200000+ | 100% LED | Occupied | 1970s | Electricity | Yes | 67.9925 | 400.042 | 23.4457 | 1650.2832 | 5312.7924 | 91.1451 | 319.7405 | 542.1815 | 0 | 0 | 0 | 0 | 2098.6819 | 44.2537 | 16.7051 | 811.5138 | 21.9803 | 2894.956 | 0 | 2467.3653 | 0 | 27.8418 | 434.0383 | 0 | 0 | 0 | 0 | 0 | 0 | 0 | 0 | 35714.2267 | 0 | 0 | 0 | 0 | 813.5653 | 0 | 0 | 0 | 0 | 0 | 53752.458 | 53752.458 | 17224.666 | 17224.666 | 0 | 36527.792 | 0 | 2745.4994 | 0 | 8327.5803 | 0 | 6039.6006 | 0 | 8327.5803 | 0 | 5360.4907 | 0 | 8327.5803 | 0 | 6371.6342 | 0 | 8327.5803 | 0 | 11073.0797 | 14367.1809 | 13688.071 | 14699.2146
2226 | 242.131 | 1220 | 3 | Standard Efficiency | Electric, 120% Usage | Standard, 120% Usage | Electric, 120% Usage | 318 Rated kWh, 120% Usage | 400%+ | None | None | Single-Family Detached | Single-Family Detached | Single-Family Detached | 1000-1499 | 0-1499 | 1 | Natural Gas | 100% Conditioned | Central AC | None | Natural Gas Fuel Furnace | None | 120000-139999 | 100% Incandescent | Occupied | 1950s | Natural Gas | Yes | 67.9925 | 915.261 | 34.2893 | 1285.4097 | 4220.5165 | 117.2284 | 319.7405 | 114.0046 | 0 | 0 | 0 | 0 | 0 | 160.896 | 0 | 1535.3993 | 21.9803 | 4466.4031 | 0 | 0 | 0 | 486.498 | 434.0383 | 0 | 0 | 0 | 0 | 0 | 0 | 0 | 0 | 8445.429 | 0 | 6625.1646 | 0 | 0 | 0 | 0 | 0 | 0 | 0 | 0 | 29250.5443 | 29250.5443 | 14179.9507 | 14179.9507 | 0 | 15070.5936 | 0 | 2422.1483 | 0 | 3435.7948 | 0 | 5233.2072 | 0 | 3435.7948 | 0 | 4639.2003 | 0 | 3435.7948 | 0 | 5509.767 | 0 | 3435.7948 | 0 | 5857.9432 | 8669.002 | 8074.9952 | 8945.5618
2233 | 242.131 | 8194 | 2 | Standard Efficiency | Electric, 100% Usage | Standard, 100% Usage | Electric, 100% Usage | 290 Rated kWh, 100% Usage | 400%+ | None | None | Single-Family Detached | Single-Family Detached | Single-Family Detached | 4000+ | 4000+ | 2 | Natural Gas | 100% Conditioned | Central AC | None | Natural Gas Fuel Furnace | None | 180000-199999 | 100% CFL | Occupied | 2000s | Electricity | Yes | 67.9925 | 762.864 | 28.4279 | 899.7282 | 3162.5299 | 91.1451 | 319.7405 | 414.6956 | 0 | 0 | 0 | 0 | 2367.7212 | 127.4859 | 24.911 | 2406.1135 | 16.412 | 4450.8703 | 0 | 0 | 0 | 405.6104 | 434.0383 | 0 | 0 | 0 | 0 | 0 | 0 | 0 | 0 | 34053.0999 | 0 | 0 | 0 | 0 | 0 | 0 | 0 | 0 | 0 | 0 | 50033.3861 | 50033.3861 | 15980.2862 | 15980.2862 | 0 | 34053.0999 | 0 | 2649.2679 | 0 | 7763.4094 | 0 | 5773.5097 | 0 | 7763.4094 | 0 | 5109.3085 | 0 | 7763.4094 | 0 | 6162.5935 | 0 | 7763.4094 | 0 | 10412.6773 | 13536.9191 | 12872.7179 | 13926.0029
2369 | 242.131 | 617 | 1 | Standard Efficiency | Electric, 100% Usage | EnergyStar, 100% Usage | Electric, 100% Usage | None | 200-300% | 16 | None | 10 to 19 Unit | Multifamily with 5+ units, 1-3 stories | Multi-Family with 5+ Units | 500-749 | 0-1499 | 3 | Natural Gas | 20% Conditioned | Room AC | Heating Only | Natural Gas Shared Heating | Boiler Baseboards Heating Only, Natural Gas | 30000-34999 | 100% LED | Occupied | <1940 | Natural Gas | Yes | 67.9925 | 289.8473 | 16.9981 | 0 | 339.0832 | 0 | 0 | 106.0917 | 0 | 0 | 0 | 0 | 0 | 21.6873 | 0 | 248.8173 | 16.412 | 1371.2795 | 0 | 0 | 0 | 346.9961 | 434.0383 | 0 | 0 | 0 | 0 | 0 | 0 | 0 | 0 | 4873.4788 | 0 | 2708.2698 | 0 | 0 | 0 | 0 | 0 | 0 | 0 | 0 | 10840.6989 | 10840.6989 | 3259.2434 | 3259.2434 | 0 | 7581.4555 | 0 | 535.6486 | 0 | 1728.4373 | 0 | 1199.037 | 0 | 1728.4373 | 0 | 1055.4977 | 0 | 1728.4373 | 0 | 1277.0199 | 0 | 1728.4373 | 0 | 2264.0859 | 2927.4743 | 2783.935 | 3005.4572
2408 | 242.131 | 1138 | 2 | Standard Efficiency, No usage | Electric, 120% Usage | EnergyStar, 120% Usage | Electric, 120% Usage | None | 400%+ | 67 | None | 50 or more Unit | Multifamily with 5+ units, 4-7 stories | Multi-Family with 5+ Units | 1000-1499 | 0-1499 | 4 | Electricity | 100% Conditioned | Heat Pump | Heating Only | Electricity Shared Heating | Boiler Baseboards Heating Only, Electricity | 60000-69999 | 100% LED | Vacant | 2000s | Natural Gas | Yes | 0 | 0 | 0 | 0 | 0 | 0 | 0 | 47.4775 | 0 | 4485.7458 | 0 | 0 | 0 | 0 | 0 | 0 | 16.412 | 0 | 0 | 0 | 0 | 0 | 480.0504 | 0 | 0 | 0 | 0 | 0 | 0 | 0 | 0 | 0 | 0 | 1529.5379 | 0 | 0 | 0 | 0 | 0 | 0 | 0 | 0 | 6559.2236 | 6559.2236 | 5029.6857 | 5029.6857 | 0 | 1529.5379 | 0 | 940.0584 | 0 | 348.725 | 0 | 2242.132 | 0 | 348.725 | 0 | 1931.8617 | 0 | 348.725 | 0 | 2326.9778 | 0 | 348.725 | 0 | 1288.7834 | 2590.857 | 2280.5867 | 2675.7028
2428 | 242.131 | 1675 | 2 | None | Electric, 100% Usage | EnergyStar, 100% Usage | Electric, 100% Usage | None | 400%+ | None | 8 | Single-Family Attached | Single-Family Attached | Single-Family Attached | 1500-1999 | 1500-2499 | 2 | Electricity | 20% Conditioned | Room AC | Heating Only | Electricity Shared Heating | Boiler Baseboards Heating Only, Electricity | 80000-99999 | 100% Incandescent | Occupied | 1960s | Electricity | Yes | 0 | 289.8473 | 16.9981 | 0 | 329.1188 | 0 | 0 | 122.5037 | 0 | 9817.2947 | 0 | 0 | 1281.3067 | 183.7556 | 0 | 1926.0631 | 16.412 | 1728.2401 | 0 | 0 | 0 | 346.9961 | 727.1093 | 0 | 0 | 0 | 0 | 0 | 0 | 0 | 0 | 0 | 0 | 0 | 0 | 0 | 0 | 0 | 0 | 0 | 0 | 0 | 16785.3525 | 16785.3525 | 16785.3525 | 16785.3525 | 0 | 0 | 0 | 2930.8463 | 0 | 0 | 0 | 6813.9712 | 0 | 0 | 0 | 5926.6098 | 0 | 0 | 0 | 7227.4102 | 0 | 0 | 0 | 2930.8463 | 6813.9712 | 5926.6098 | 7227.4102
2470 | 242.131 | 3301 | 5 | Standard Efficiency | Electric, 80% Usage | EnergyStar, 80% Usage | Electric, 80% Usage | None | 400%+ | None | None | Single-Family Detached | Single-Family Detached | Single-Family Detached | 3000-3999 | 2500-3999 | 2 | Natural Gas | 40% Conditioned | Room AC | None | Natural Gas Fuel Boiler | None | 200000+ | 100% Incandescent | Occupied | 1940s | Natural Gas | Yes | 67.9925 | 519.0289 | 30.1863 | 0 | 1671.9705 | 0 | 319.7405 | 93.1966 | 0 | 0 | 0 | 0 | 0 | 264.9362 | 0 | 3321.6675 | 27.2556 | 1762.2363 | 0 | 0 | 0 | 429.9353 | 434.0383 | 0 | 0 | 0 | 0 | 0 | 0 | 0 | 0 | 44396.7503 | 0 | 3631.1506 | 0 | 0 | 0 | 0 | 0 | 0 | 0 | 0 | 56970.3784 | 56970.3784 | 8942.4776 | 8942.4776 | 0 | 48027.9008 | 0 | 1533.232 | 0 | 10949.3751 | 0 | 3327.4765 | 0 | 10949.3751 | 0 | 2938.1854 | 0 | 10949.3751 | 0 | 3561.9634 | 0 | 10949.3751 | 0 | 12482.6071 | 14276.8516 | 13887.5605 | 14511.3384
2557 | 242.131 | 617 | 1 | None | None | None | Electric, 80% Usage | 318 Rated kWh, 80% Usage | 200-300% | 10 | None | 10 to 19 Unit | Multifamily with 5+ units, 1-3 stories | Multi-Family with 5+ Units | 500-749 | 0-1499 | 3 | Natural Gas | 100% Conditioned | Central AC | Heating and Cooling | Natural Gas Shared Heating | Fan Coil Heating and Cooling, Natural Gas | 50000-59999 | 100% Incandescent | Occupied | 1950s | Electricity | Yes | 0 | 0 | 0 | 31.6517 | 2167.8467 | 89.9728 | 0 | 182.5833 | 0 | 0 | 0 | 0 | 1460.6662 | 130.7097 | 0 | 1017.8358 | 16.412 | 880.9716 | 0 | 0 | 0 | 345.5308 | 480.0504 | 0 | 0 | 0 | 0 | 0 | 0 | 0 | 0 | 4022.4004 | 0 | 0 | 0 | 0 | 0 | 0 | 0 | 0 | 0 | 0 | 10826.9245 | 10826.9245 | 6804.231 | 6804.231 | 0 | 4022.4004 | 0 | 1176.3714 | 0 | 917.0295 | 0 | 2521.6738 | 0 | 917.0295 | 0 | 2229.6274 | 0 | 917.0295 | 0 | 2709.1834 | 0 | 917.0295 | 0 | 2093.4009 | 3438.7033 | 3146.6569 | 3626.2129
2606 | 242.131 | 2631 | 2 | Standard Efficiency | Electric, 120% Usage | EnergyStar, 120% Usage | Electric, 120% Usage | None | 400%+ | None | 6 | Single-Family Attached | Single-Family Attached | Single-Family Attached | 2500-2999 | 2500-3999 | 2 | Electricity | 100% Conditioned | Heat Pump | None | Electricity ASHP | None | 80000-99999 | 100% Incandescent | Occupied | 1950s | Electricity | Yes | 67.9925 | 444.0027 | 25.7903 | 693.6992 | 2720.5787 | 0 | 319.7405 | 682.5625 | 4037.6401 | 7644.7589 | 0 | 0 | 3429.8107 | 231.5261 | 0 | 2746.6621 | 16.412 | 4012.436 | 0 | 0 | 0 | 467.4484 | 434.0383 | 0 | 0 | 0 | 0 | 0 | 1727.947 | 0 | 0 | 0 | 0 | 0 | 0 | 0 | 0 | 0 | 0 | 0 | 0 | 0 | 29703.046 | 29703.046 | 27975.099 | 27975.099 | 0 | 1727.947 | 0 | 5026.8395 | 0 | 393.9463 | 0 | 11404.1531 | 0 | 393.9463 | 0 | 9951.0745 | 0 | 393.9463 | 0 | 12022.1523 | 0 | 393.9463 | 0 | 5420.7858 | 11798.0995 | 10345.0209 | 12416.0987
2657 | 242.131 | 1623 | 2 | Standard Efficiency | Electric, 100% Usage | EnergyStar, 100% Usage | Electric, 100% Usage | None | 0-100% | 24 | None | 20 to 49 Unit | Multifamily with 5+ units, 1-3 stories | Multi-Family with 5+ Units | 1500-1999 | 1500-2499 | 3 | Natural Gas | 100% Conditioned | Central AC | None | Natural Gas Fuel Furnace | None | 15000-19999 | 100% CFL | Occupied | 2010s | Natural Gas | Yes | 67.9925 | 530.4586 | 31.0655 | 433.159 | 1585.2214 | 0 | 0 | 52.4597 | 0 | 0 | 0 | 0 | 0 | 45.426 | 0 | 601.968 | 16.412 | 2362.1528 | 0 | 0 | 0 | 474.4821 | 434.0383 | 0 | 0 | 0 | 0 | 0 | 0 | 0 | 0 | 5442.0367 | 0 | 4821.6052 | 0 | 0 | 0 | 0 | 0 | 0 | 0 | 0 | 16897.5987 | 16897.5987 | 6633.9567 | 6633.9567 | 0 | 10263.935 | 0 | 1098.8325 | 0 | 2339.9347 | 0 | 2417.0005 | 0 | 2339.9347 | 0 | 2138.1442 | 0 | 2339.9347 | 0 | 2550.3399 | 0 | 2339.9347 | 0 | 3438.7672 | 4756.9352 | 4478.0789 | 4890.2746
2691 | 242.131 | 1202 | 2 | Standard Efficiency | Electric, 100% Usage | Standard, 100% Usage | Electric, 100% Usage | 318 Rated kWh, 100% Usage | 100-150% | None | 15 | Single-Family Attached | Single-Family Attached | Single-Family Attached | 1000-1499 | 0-1499 | 1 | Electricity | 40% Conditioned | Room AC | None | Electricity Electric Furnace | None | 10000-14999 | 100% CFL | Occupied | 1940s | Electricity | No | 67.9925 | 552.439 | 20.808 | 0 | 1094.0343 | 64.7687 | 0 | 305.3801 | 0 | 13063.3499 | 0 | 0 | 1495.2486 | 40.1507 | 0 | 486.2049 | 16.412 | 1655.5585 | 0 | 0 | 0 | 346.9961 | 480.0504 | 0 | 0 | 0 | 0 | 0 | 1233.5361 | 0 | 0 | 0 | 0 | 0 | 0 | 0 | 0 | 0 | 0 | 0 | 0 | 0 | 20922.6368 | 20922.6368 | 19689.1006 | 19689.1006 | 0 | 1233.5361 | 0 | 3550.7156 | 0 | 281.2069 | 0 | 8270.9271 | 0 | 281.2069 | 0 | 7182.7227 | 0 | 281.2069 | 0 | 8696.6943 | 0 | 281.2069 | 0 | 3831.9225 | 8552.134 | 7463.9296 | 8977.9012
2698 | 242.131 | 1675 | 3 | None | None | None | Gas, 120% Usage | None | 300-400% | None | 8 | Single-Family Attached | Single-Family Attached | Single-Family Attached | 1500-1999 | 1500-2499 | 1 | Natural Gas | None | None | None | Natural Gas Fuel Furnace | None | 80000-99999 | 100% Incandescent | Vacant | 1960s | Natural Gas | Yes | 0 | 0 | 0 | 0 | 0 | 0 | 0 | 50.9944 | 0 | 0 | 0 | 0 | 0 | 0 | 0 | 0 | 21.9803 | 0 | 0 | 0 | 0 | 0 | 727.1093 | 0 | 0 | 0 | 0 | 0 | 0 | 0 | 0 | 1972.9544 | 0 | 1487.9218 | 0 | 0 | 0 | 0 | 0 | 0 | 0 | 0 | 4260.6672 | 4260.6672 | 799.791 | 799.791 | 0 | 3460.8763 | 0 | 139.3096 | 0 | 789.0094 | 0 | 312.8363 | 0 | 789.0094 | 0 | 284.4832 | 0 | 789.0094 | 0 | 342.8945 | 0 | 789.0094 | 0 | 928.319 | 1101.8457 | 1073.4926 | 1131.9039
2710 | 242.131 | 1690 | 3 | Standard Efficiency | Electric, 100% Usage | EnergyStar, 100% Usage | Electric, 100% Usage | 290 Rated kWh, 100% Usage | 400%+ | None | None | Single-Family Detached | Single-Family Detached | Single-Family Detached | 1500-1999 | 1500-2499 | 2 | Electricity | 60% Conditioned | Central AC | None | Electricity Electric Furnace | None | 200000+ | 100% CFL | Occupied | 1940s | Electricity | Yes | 67.9925 | 773.1215 | 45.1329 | 454.2602 | 1899.1005 | 195.1853 | 319.7405 | 579.9876 | 0 | 24867.9595 | 0 | 0 | 4377.8956 | 46.0122 | 24.911 | 620.1384 | 21.9803 | 3326.9428 | 0 | 0 | 0 | 603.1403 | 817.9614 | 0 | 0 | 0 | 0 | 0 | 0 | 0 | 0 | 0 | 0 | 0 | 0 | 0 | 0 | 0 | 0 | 0 | 0 | 0 | 39042.0487 | 39042.0487 | 39042.0487 | 39042.0487 | 0 | 0 | 0 | 6731.6659 | 0 | 0 | 0 | 15739.2996 | 0 | 0 | 0 | 13676.5711 | 0 | 0 | 0 | 16716.2056 | 0 | 0 | 0 | 6731.6659 | 15739.2996 | 13676.5711 | 16716.2056
2728 | 242.131 | 3301 | 4 | Standard Efficiency | Electric, 100% Usage | EnergyStar, 100% Usage | Electric, 100% Usage | 318 Rated kWh, 100% Usage | 400%+ | None | None | Single-Family Detached | Single-Family Detached | Single-Family Detached | 3000-3999 | 2500-3999 | 3 | Natural Gas | 20% Conditioned | Room AC | None | Natural Gas Fuel Boiler | None | 80000-99999 | 100% Incandescent | Occupied | 1950s | Natural Gas | Yes | 67.9925 | 400.042 | 23.4457 | 0 | 2349.5508 | 97.5927 | 319.7405 | 84.1114 | 0 | 0 | 0 | 0 | 0 | 264.9362 | 99.9372 | 3321.6675 | 21.9803 | 2894.956 | 0 | 0 | 0 | 405.6104 | 434.0383 | 0 | 0 | 0 | 0 | 0 | 0 | 0 | 0 | 41837.6537 | 0 | 4080.1354 | 0 | 0 | 0 | 0 | 0 | 0 | 0 | 0 | 56703.3906 | 56703.3906 | 10785.6015 | 10785.6015 | 0 | 45917.7891 | 0 | 1861.1557 | 0 | 10468.2805 | 0 | 4072.7896 | 0 | 10468.2805 | 0 | 3593.0208 | 0 | 10468.2805 | 0 | 4324.8427 | 0 | 10468.2805 | 0 | 12329.4362 | 14541.0701 | 14061.3013 | 14793.1232
2853 | 242.131 | 1675 | 3 | Standard Efficiency | Electric, 100% Usage | Standard, 100% Usage | Electric, 100% Usage | 318 Rated kWh, 100% Usage | 150-200% | None | 10 | Single-Family Attached | Single-Family Attached | Single-Family Attached | 1500-1999 | 1500-2499 | 2 | Electricity | 100% Conditioned | Heat Pump | None | Electricity ASHP | None | 30000-34999 | 100% CFL | Occupied | 1980s | Electricity | Yes | 67.9925 | 705.129 | 26.3764 | 798.3256 | 3234.0393 | 88.5075 | 0 | 464.5176 | 943.6888 | 4605.9049 | 0 | 0 | 2020.432 | 46.0122 | 0 | 616.0354 | 21.9803 | 1859.5359 | 0 | 0 | 0 | 389.4915 | 434.0383 | 0 | 0 | 0 | 0 | 0 | 0 | 0 | 0 | 0 | 0 | 0 | 0 | 0 | 0 | 0 | 0 | 0 | 0 | 0 | 16322.0071 | 16322.0071 | 16322.0071 | 16322.0071 | 0 | 0 | 0 | 2831.5971 | 0 | 0 | 0 | 6386.313 | 0 | 0 | 0 | 5594.7748 | 0 | 0 | 0 | 6715.0277 | 0 | 0 | 0 | 2831.5971 | 6386.313 | 5594.7748 | 6715.0277
2951 | 242.131 | 2176 | 2 | Standard Efficiency | Gas, 100% Usage | EnergyStar, 100% Usage | Gas, 100% Usage | 318 Rated kWh, 100% Usage | 300-400% | None | None | Single-Family Detached | Single-Family Detached | Single-Family Detached | 2000-2499 | 1500-2499 | 1 | Natural Gas | 20% Conditioned | Room AC | None | Natural Gas Fuel Boiler | None | 60000-69999 | 100% Incandescent | Occupied | 1960s | Natural Gas | Yes | 67.9925 | 35.7547 | 23.4457 | 0 | 715.9726 | 97.5927 | 0 | 86.456 | 0 | 0 | 0 | 0 | 0 | 208.6666 | 0 | 2355.9983 | 16.412 | 2537.1163 | 0 | 0 | 0 | 27.8418 | 400.042 | 0 | 0 | 0 | 0 | 475.0682 | 0 | 0 | 0 | 26298.7325 | 0 | 3829.5597 | 0 | 0 | 813.5653 | 0 | 0 | 0 | 0 | 0 | 37990.2167 | 37990.2167 | 6573.291 | 6573.291 | 0 | 31416.6326 | 0 | 1139.102 | 0 | 7162.3619 | 0 | 2500.7083 | 0 | 7162.3619 | 0 | 2200.6778 | 0 | 7162.3619 | 0 | 2669.4637 | 0 | 7162.3619 | 0 | 8301.4639 | 9663.0701 | 9363.0396 | 9831.8255
3024 | 242.131 | 2663 | 4 | Standard Efficiency | Electric, 120% Usage | EnergyStar, 120% Usage | Electric, 120% Usage | None | 400%+ | None | None | Single-Family Detached | Single-Family Detached | Single-Family Detached | 2500-2999 | 2500-3999 | 2 | Electricity | 100% Conditioned | Heat Pump | None | Electricity ASHP | None | 120000-139999 | 100% LED | Occupied | 1980s | Electricity | Yes | 67.9925 | 778.6898 | 45.426 | 577.6431 | 2436.8859 | 0 | 0 | 540.13 | 1181.6626 | 5561.9028 | 0 | 0 | 7071.8049 | 38.9785 | 16.7051 | 677.8734 | 21.9803 | 6643.335 | 0 | 0 | 0 | 644.7564 | 727.1093 | 0 | 0 | 0 | 0 | 0 | 2299.4356 | 0 | 0 | 0 | 0 | 0 | 0 | 0 | 0 | 0 | 0 | 0 | 0 | 0 | 29332.018 | 29332.018 | 27032.5824 | 27032.5824 | 0 | 2299.4356 | 0 | 4802.1897 | 0 | 524.2335 | 0 | 10721.4758 | 0 | 524.2335 | 0 | 9730.9969 | 0 | 524.2335 | 0 | 11747.611 | 0 | 524.2335 | 0 | 5326.4232 | 11245.7092 | 10255.2304 | 12271.8445
3060 | 242.131 | 853 | 2 | Standard Efficiency | Electric, 80% Usage | EnergyStar, 80% Usage | Electric, 80% Usage | None | 100-150% | 20 | None | 20 to 49 Unit | Multifamily with 5+ units, 1-3 stories | Multi-Family with 5+ Units | 750-999 | 0-1499 | 1 | Electricity | 100% Conditioned | Room AC | Heating Only | Electricity Shared Heating | Boiler Baseboards Heating Only, Electricity | 35000-39999 | 100% LED | Occupied | 1980s | Natural Gas | Yes | 67.9925 | 422.9016 | 24.911 | 0 | 1170.2328 | 0 | 0 | 46.8914 | 0 | 1723.844 | 0 | 0 | 0 | 23.7388 | 0 | 298.0533 | 16.412 | 1026.0418 | 0 | 0 | 0 | 379.527 | 480.0504 | 0 | 0 | 0 | 0 | 0 | 0 | 0 | 0 | 0 | 0 | 3084.2799 | 0 | 0 | 0 | 0 | 0 | 0 | 0 | 0 | 8764.5834 | 8764.5834 | 5680.5965 | 5680.5965 | 0 | 3084.2799 | 0 | 1000.7019 | 0 | 703.1344 | 0 | 2258.978 | 0 | 703.1344 | 0 | 1978.5041 | 0 | 703.1344 | 0 | 2358.8717 | 0 | 703.1344 | 0 | 1703.8363 | 2962.1124 | 2681.6385 | 3062.0061
3077 | 242.131 | 2176 | 5 | None | Electric, 100% Usage | EnergyStar, 100% Usage | Gas, 100% Usage | 290 Rated kWh, 100% Usage | 200-300% | None | None | Single-Family Detached | Single-Family Detached | Single-Family Detached | 2000-2499 | 1500-2499 | 1 | Natural Gas | None | None | None | Natural Gas Fuel Boiler | None | 60000-69999 | 100% LED | Occupied | 1950s | Natural Gas | Yes | 0 | 524.5972 | 30.7725 | 0 | 0 | 125.7275 | 319.7405 | 78.25 | 0 | 0 | 0 | 0 | 0 | 34.8755 | 0 | 575.5916 | 27.2556 | 2851.8746 | 0 | 0 | 0 | 32.2378 | 868.0765 | 0 | 0 | 0 | 0 | 0 | 0 | 0 | 0 | 22259.3339 | 0 | 4685.3272 | 0 | 0 | 947.2057 | 0 | 0 | 0 | 0 | 0 | 33361.1591 | 33361.1591 | 5469.2923 | 5469.2923 | 0 | 27891.8668 | 0 | 919.8032 | 0 | 6358.7586 | 0 | 2063.7909 | 0 | 6358.7586 | 0 | 1813.4977 | 0 | 6358.7586 | 0 | 2198.9877 | 0 | 6358.7586 | 0 | 7278.5618 | 8422.5494 | 8172.2562 | 8557.7463
3083 | 242.131 | 2176 | 5 | None | Electric, 100% Usage | EnergyStar, 100% Usage | Electric, 100% Usage | 290 Rated kWh, 100% Usage | 400%+ | None | None | Single-Family Detached | Single-Family Detached | Single-Family Detached | 2000-2499 | 1500-2499 | 1 | Electricity | 100% Conditioned | Heat Pump | None | Electricity ASHP | None | 160000-179999 | 100% LED | Occupied | 1980s | Electricity | Yes | 0 | 773.1215 | 45.1329 | 429.056 | 1769.8562 | 196.0645 | 0 | 265.2293 | 1082.0184 | 2591.3344 | 0 | 0 | 4537.9124 | 34.8755 | 16.7051 | 575.5916 | 27.2556 | 3481.3912 | 0 | 0 | 0 | 603.1403 | 868.0765 | 0 | 0 | 0 | 0 | 0 | 0 | 0 | 0 | 0 | 0 | 0 | 0 | 0 | 0 | 0 | 0 | 0 | 0 | 0 | 17297.0546 | 17297.0546 | 17297.0546 | 17297.0546 | 0 | 0 | 0 | 2960.049 | 0 | 0 | 0 | 6737.8792 | 0 | 0 | 0 | 5901.4014 | 0 | 0 | 0 | 7108.3082 | 0 | 0 | 0 | 2960.049 | 6737.8792 | 5901.4014 | 7108.3082
3206 | 242.131 | 2152 | 2 | None | Electric, 100% Usage | Standard, 100% Usage | Electric, 100% Usage | 290 Rated kWh, 100% Usage | 200-300% | None | 10 | Single-Family Attached | Single-Family Attached | Single-Family Attached | 2000-2499 | 1500-2499 | 2 | Natural Gas | 40% Conditioned | Room AC | None | Natural Gas Fuel Wall/Floor Furnace | None | 35000-39999 | 100% Incandescent | Occupied | <1940 | Natural Gas | Yes | 0 | 705.129 | 26.3764 | 0 | 1602.8057 | 82.646 | 319.7405 | 0 | 0 | 0 | 0 | 0 | 0 | 207.4943 | 0 | 2335.4834 | 16.412 | 1932.8037 | 0 | 0 | 0 | 389.4915 | 434.0383 | 0 | 0 | 0 | 0 | 0 | 0 | 0 | 0 | 55143.3733 | 0 | 3767.1355 | 0 | 0 | 0 | 0 | 0 | 0 | 0 | 0 | 66962.9296 | 66962.9296 | 8052.7138 | 8052.7138 | 0 | 58910.2158 | 0 | 1371.6992 | 0 | 13430.328 | 0 | 2979.1421 | 0 | 13430.328 | 0 | 2632.4936 | 0 | 13430.328 | 0 | 3173.8489 | 0 | 13430.328 | 0 | 14802.0272 | 16409.4701 | 16062.8217 | 16604.1769
3374 | 242.131 | 1202 | 2 | Standard Efficiency | Electric, 80% Usage | Standard, 80% Usage | Electric, 80% Usage | 290 Rated kWh, 80% Usage | 400%+ | None | 24 | Single-Family Attached | Single-Family Attached | Single-Family Attached | 1000-1499 | 0-1499 | 2 | Electricity | 100% Conditioned | Central AC | None | Electricity Electric Furnace | None | 100000-119999 | 100% CFL | Occupied | <1940 | Electricity | Yes | 67.9925 | 564.1618 | 21.1011 | 207.7874 | 2348.3785 | 66.2341 | 0 | 368.3903 | 0 | 15769.8612 | 0 | 0 | 1191.0408 | 40.1507 | 0 | 486.2049 | 16.412 | 893.2806 | 0 | 0 | 0 | 311.5345 | 480.0504 | 0 | 0 | 0 | 0 | 0 | 0 | 0 | 0 | 0 | 0 | 0 | 0 | 0 | 0 | 0 | 0 | 0 | 0 | 0 | 22832.5809 | 22832.5809 | 22832.5809 | 22832.5809 | 0 | 0 | 0 | 4059.0013 | 0 | 0 | 0 | 9468.6364 | 0 | 0 | 0 | 8234.6796 | 0 | 0 | 0 | 9942.6078 | 0 | 0 | 0 | 4059.0013 | 9468.6364 | 8234.6796 | 9942.6078
3403 | 242.131 | 617 | 1 | Standard Efficiency | Electric, 80% Usage | EnergyStar, 80% Usage | Electric, 80% Usage | 318 Rated kWh, 80% Usage | 400%+ | None | 50 | Single-Family Attached | Single-Family Attached | Single-Family Attached | 500-749 | 0-1499 | 1 | Electricity | 100% Conditioned | Heat Pump | None | Electricity ASHP | None | 100000-119999 | 100% CFL | Occupied | 1970s | Propane | Yes | 67.9925 | 360.1843 | 21.1011 | 303.6216 | 1174.3358 | 89.9728 | 0 | 61.5449 | 155.9138 | 711.2835 | 0 | 0 | 0 | 32.824 | 0 | 325.602 | 16.412 | 914.0887 | 0 | 0 | 0 | 345.5308 | 960.1008 | 0 | 0 | 0 | 0 | 0 | 0 | 0 | 0 | 0 | 0 | 0 | 0 | 0 | 0 | 0 | 0 | 0 | 3004.5646 | 0 | 8544.7801 | 8544.7801 | 5540.2155 | 5540.2155 | 0 | 0 | 3004.5646 | 984.0414 | 0 | 0 | 826.8195 | 2179.2242 | 0 | 0 | 826.8195 | 1917.1834 | 0 | 0 | 826.8195 | 2280.5422 | 0 | 0 | 826.8195 | 1810.8609 | 3006.0437 | 2744.003 | 3107.3617
3410 | 242.131 | 866 | 3 | Standard Efficiency, No usage | None | None | Electric, 100% Usage | None | 400%+ | None | 5 | Single-Family Attached | Single-Family Attached | Single-Family Attached | 750-999 | 0-1499 | 1 | Electricity | 100% Conditioned | Central AC | None | Electricity Electric Furnace | None | 70000-79999 | 100% CFL | Vacant | 1990s | Electricity | Yes | 0 | 0 | 0 | 230.3539 | 1194.8508 | 0 | 0 | 17.8773 | 0 | 1400.5866 | 0 | 0 | 342.6001 | 0 | 0 | 0 | 21.9803 | 0 | 0 | 0 | 0 | 0 | 834.0803 | 0 | 0 | 0 | 0 | 0 | 0 | 0 | 0 | 0 | 0 | 0 | 0 | 0 | 0 | 0 | 0 | 0 | 0 | 0 | 4042.3293 | 4042.3293 | 4042.3293 | 4042.3293 | 0 | 0 | 0 | 734.4037 | 0 | 0 | 0 | 1638.7385 | 0 | 0 | 0 | 1438.9932 | 0 | 0 | 0 | 1698.15 | 0 | 0 | 0 | 734.4037 | 1638.7385 | 1438.9932 | 1698.15
3628 | 242.131 | 3301 | 5 | None | Electric, 80% Usage | EnergyStar, 80% Usage | Electric, 80% Usage | 290 Rated kWh, 80% Usage | 400%+ | None | None | Single-Family Detached | Single-Family Detached | Single-Family Detached | 3000-3999 | 2500-3999 | 1 | Natural Gas | 100% Conditioned | Central AC | None | Natural Gas Fuel Furnace | None | 200000+ | 100% CFL | Occupied | 1970s | Natural Gas | Yes | 0 | 618.673 | 36.0477 | 2689.2201 | 19638.9855 | 156.2069 | 319.7405 | 1608.374 | 0 | 0 | 0 | 0 | 0 | 66.2341 | 24.911 | 1062.6757 | 27.2556 | 1919.6155 | 0 | 0 | 0 | 482.6881 | 434.0383 | 0 | 0 | 0 | 0 | 0 | 0 | 0 | 0 | 71873.9215 | 0 | 4205.2768 | 0 | 0 | 0 | 0 | 0 | 0 | 0 | 0 | 105163.8643 | 105163.8643 | 29084.6661 | 29084.6661 | 0 | 76079.1983 | 0 | 5108.7623 | 0 | 17344.4963 | 0 | 10582.3907 | 0 | 17344.4963 | 0 | 9475.2752 | 0 | 17344.4963 | 0 | 10965.9435 | 0 | 17344.4963 | 0 | 22453.2587 | 27926.8871 | 26819.7715 | 28310.4398
3639 | 242.131 | 1690 | 3 | None | Gas, 100% Usage | EnergyStar, 100% Usage | Electric, 100% Usage | 290 Rated kWh, 100% Usage | 400%+ | None | None | Single-Family Detached | Single-Family Detached | Single-Family Detached | 1500-1999 | 1500-2499 | 2 | Natural Gas | 100% Conditioned | Central AC | None | Natural Gas Fuel Wall/Floor Furnace | None | 100000-119999 | 100% Incandescent | Occupied | 1980s | Natural Gas | Yes | 0 | 35.7547 | 23.4457 | 1854.5537 | 5849.6986 | 91.4382 | 0 | 0 | 0 | 0 | 0 | 0 | 0 | 184.6348 | 99.9372 | 1938.9582 | 21.9803 | 2382.6678 | 0 | 0 | 0 | 405.6104 | 434.0383 | 0 | 0 | 0 | 0 | 475.0682 | 0 | 0 | 0 | 23361.8673 | 0 | 3780.9099 | 0 | 0 | 0 | 0 | 0 | 0 | 0 | 0 | 40939.977 | 40939.977 | 13322.4247 | 13322.4247 | 0 | 27617.8454 | 0 | 2309.6148 | 0 | 6296.2771 | 0 | 4877.9759 | 0 | 6296.2771 | 0 | 4344.5726 | 0 | 6296.2771 | 0 | 5116.5827 | 0 | 6296.2771 | 0 | 8605.8919 | 11174.253 | 10640.8497 | 11412.8598
3653 | 242.131 | 2152 | 3 | Standard Efficiency, No usage | Electric, 100% Usage | EnergyStar, 100% Usage | Electric, 100% Usage | None | 400%+ | None | 5 | Single-Family Attached | Single-Family Attached | Single-Family Attached | 2000-2499 | 1500-2499 | 2 | Natural Gas | 100% Conditioned | Central AC | None | Natural Gas Fuel Furnace | None | 100000-119999 | 100% Incandescent | Vacant | 2000s | Natural Gas | Yes | 0 | 0 | 0 | 43.9607 | 428.763 | 0 | 0 | 25.4972 | 0 | 0 | 0 | 0 | 0 | 0 | 0 | 0 | 21.9803 | 0 | 0 | 0 | 0 | 0 | 434.0383 | 0 | 0 | 0 | 0 | 0 | 0 | 0 | 0 | 1208.9182 | 0 | 1547.4152 | 0 | 0 | 0 | 0 | 0 | 0 | 0 | 0 | 3710.5728 | 3710.5728 | 954.2394 | 954.2394 | 0 | 2756.3334 | 0 | 168.4651 | 0 | 628.371 | 0 | 365.4335 | 0 | 628.371 | 0 | 323.791 | 0 | 628.371 | 0 | 379.4509 | 0 | 628.371 | 0 | 796.8361 | 993.8046 | 952.1621 | 1007.8219
3656 | 242.131 | 885 | 4 | Standard Efficiency | Electric, 80% Usage | Standard, 80% Usage | Electric, 80% Usage | 318 Rated kWh, 80% Usage | 400%+ | None | None | Single-Family Detached | Single-Family Detached | Single-Family Detached | 750-999 | 0-1499 | 1 | Natural Gas | 40% Conditioned | Room AC | None | Natural Gas Fuel Wall/Floor Furnace | None | 80000-99999 | 100% Incandescent | Occupied | 1950s | Electricity | Yes | 67.9925 | 799.791 | 29.8932 | 0 | 1154.4069 | 107.8502 | 319.7405 | 0 | 0 | 0 | 0 | 0 | 1924.8908 | 144.191 | 99.9372 | 1247.8966 | 21.9803 | 1220.641 | 0 | 0 | 0 | 377.1825 | 434.0383 | 0 | 0 | 0 | 0 | 0 | 0 | 0 | 0 | 28429.6522 | 0 | 0 | 0 | 0 | 0 | 0 | 0 | 0 | 0 | 0 | 36380.3773 | 36380.3773 | 7950.7251 | 7950.7251 | 0 | 28429.6522 | 0 | 1332.6607 | 0 | 6481.4022 | 0 | 2944.635 | 0 | 6481.4022 | 0 | 2595.6656 | 0 | 6481.4022 | 0 | 3152.2338 | 0 | 6481.4022 | 0 | 7814.063 | 9426.0373 | 9077.0678 | 9633.6361
3711 | 242.131 | 1202 | 2 | Standard Efficiency | Electric, 80% Usage | EnergyStar, 80% Usage | Electric, 80% Usage | 318 Rated kWh, 80% Usage | 200-300% | None | 6 | Single-Family Attached | Single-Family Attached | Single-Family Attached | 1000-1499 | 0-1499 | 1 | Electricity | 100% Conditioned | Central AC | None | Electricity Baseboard | None | 50000-59999 | 100% CFL | Occupied | 1980s | Electricity | Yes | 67.9925 | 360.1843 | 21.1011 | 315.6375 | 1679.2972 | 89.9728 | 0 | 0 | 0 | 5102.6604 | 0 | 0 | 1449.2364 | 40.1507 | 0 | 486.2049 | 16.412 | 958.9285 | 0 | 0 | 0 | 345.5308 | 480.0504 | 349.0476 | 0 | 0 | 0 | 0 | 0 | 0 | 0 | 0 | 0 | 0 | 0 | 0 | 0 | 0 | 0 | 0 | 0 | 0 | 11762.1143 | 11762.1143 | 11762.1143 | 11762.1143 | 0 | 0 | 0 | 2014.7285 | 0 | 0 | 0 | 4633.2769 | 0 | 0 | 0 | 4047.4528 | 0 | 0 | 0 | 4888.3446 | 0 | 0 | 0 | 2014.7285 | 4633.2769 | 4047.4528 | 4888.3446
3767 | 242.131 | 3301 | 3 | Standard Efficiency | Electric, 80% Usage | EnergyStar, 80% Usage | Electric, 80% Usage | None | 400%+ | None | None | Single-Family Detached | Single-Family Detached | Single-Family Detached | 3000-3999 | 2500-3999 | 2 | Electricity | 100% Conditioned | Heat Pump | None | Electricity ASHP | None | 180000-199999 | 100% CFL | Occupied | 2000s | Electricity | Yes | 67.9925 | 419.6778 | 24.618 | 851.0784 | 2711.2005 | 0 | 319.7405 | 276.9522 | 2298.5564 | 4731.3394 | 0 | 0 | 1614.8216 | 66.2341 | 24.911 | 1062.6757 | 21.9803 | 1604.8572 | 0 | 0 | 0 | 377.1825 | 868.0765 | 492.0663 | 0 | 0 | 0 | 0 | 0 | 0 | 0 | 0 | 0 | 0 | 0 | 0 | 0 | 0 | 0 | 0 | 0 | 0 | 17833.0815 | 17833.0815 | 17833.0815 | 17833.0815 | 0 | 0 | 0 | 3087.102 | 0 | 0 | 0 | 6987.6594 | 0 | 0 | 0 | 6115.3586 | 0 | 0 | 0 | 7357.0523 | 0 | 0 | 0 | 3087.102 | 6987.6594 | 6115.3586 | 7357.0523
3773 | 242.131 | 2176 | 5 | Standard Efficiency | Electric, 120% Usage | EnergyStar, 120% Usage | Electric, 120% Usage | 290 Rated kWh, 120% Usage | 200-300% | None | None | Single-Family Detached | Single-Family Detached | Single-Family Detached | 2000-2499 | 1500-2499 | 1 | Propane | 100% Conditioned | Central AC | None | Propane Fuel Furnace | None | 100000-119999 | 100% Incandescent | Occupied | 2000s | Fuel Oil | Yes | 67.9925 | 1375.6756 | 80.3015 | 1485.8703 | 4799.3318 | 359.0121 | 319.7405 | 69.1648 | 0 | 0 | 0 | 0 | 0 | 208.6666 | 0 | 2355.9983 | 27.2556 | 8851.6255 | 0 | 0 | 0 | 961.2731 | 1756.0819 | 715.0934 | 0 | 0 | 17819.3072 | 0 | 0 | 0 | 0 | 0 | 0 | 0 | 0 | 0 | 0 | 0 | 0 | 7093.1991 | 0 | 0 | 48345.8829 | 48345.8829 | 23433.0835 | 23433.0835 | 17819.3072 | 0 | 7093.1991 | 3978.9699 | 5402.8299 | 0 | 1951.9368 | 8722.0828 | 5402.8299 | 0 | 1951.9368 | 7708.9543 | 5402.8299 | 0 | 1951.9368 | 9212.9087 | 5402.8299 | 0 | 1951.9368 | 11333.7366 | 16076.8495 | 15063.721 | 16567.6754
3789 | 242.131 | 885 | 2 | Standard Efficiency | None | None | Electric, 100% Usage | 318 Rated kWh, 100% Usage | 400%+ | None | None | Single-Family Detached | Single-Family Detached | Single-Family Detached | 750-999 | 0-1499 | 1 | Electricity | 100% Conditioned | Heat Pump | None | Electricity ASHP | None | 200000+ | 100% CFL | Occupied | 1980s | Electricity | Yes | 81.7668 | 0 | 0 | 805.6524 | 3466.4446 | 97.5927 | 319.7405 | 401.5074 | 718.0241 | 4081.6008 | 0 | 0 | 2040.0677 | 36.0477 | 0 | 399.1628 | 16.412 | 2126.8168 | 0 | 0 | 0 | 405.6104 | 434.0383 | 0 | 0 | 0 | 0 | 0 | 0 | 0 | 0 | 0 | 0 | 0 | 0 | 0 | 0 | 0 | 0 | 0 | 0 | 0 | 15430.1918 | 15430.1918 | 15430.1918 | 15430.1918 | 0 | 0 | 0 | 2726.1732 | 0 | 0 | 0 | 6130.7622 | 0 | 0 | 0 | 5374.0036 | 0 | 0 | 0 | 6402.5361 | 0 | 0 | 0 | 2726.1732 | 6130.7622 | 5374.0036 | 6402.5361
3976 | 242.131 | 3301 | 4 | Standard Efficiency | Electric, 80% Usage | EnergyStar, 80% Usage | Propane, 80% Usage | None | 400%+ | None | None | Single-Family Detached | Single-Family Detached | Single-Family Detached | 3000-3999 | 2500-3999 | 2 | Electricity | 100% Conditioned | Heat Pump | None | Electricity ASHP | None | 100000-119999 | 100% LED | Occupied | 1980s | Electricity | Yes | 67.9925 | 320.0336 | 18.7565 | 1154.9931 | 3862.9698 | 0 | 319.7405 | 662.0475 | 1506.3853 | 11389.9141 | 0 | 0 | 1212.1419 | 44.2537 | 16.7051 | 811.5138 | 21.9803 | 1447.478 | 0 | 2467.3653 | 0 | 22.2734 | 434.0383 | 435.5036 | 0 | 0 | 0 | 0 | 0 | 0 | 0 | 0 | 0 | 0 | 584.9699 | 0 | 0 | 0 | 0 | 0 | 0 | 650.9108 | 27452.2602 | 27452.2602 | 26216.3795 | 26216.3795 | 0 | 584.9699 | 650.9108 | 4559.6738 | 0 | 133.392 | 179.0855 | 10400.7814 | 0 | 133.392 | 179.0855 | 9086.8391 | 0 | 133.392 | 179.0855 | 10939.3081 | 0 | 133.392 | 179.0855 | 4872.1513 | 10713.2589 | 9399.3166 | 11251.7856
4098 | 242.131 | 2663 | 3 | None | Electric, 100% Usage | EnergyStar, 100% Usage | Electric, 100% Usage | 318 Rated kWh, 100% Usage | 300-400% | None | None | Single-Family Detached | Single-Family Detached | Single-Family Detached | 2500-2999 | 2500-3999 | 2 | Electricity | 100% Conditioned | Central AC | None | Electricity Electric Furnace | None | 40000-44999 | 100% CFL | Occupied | 1990s | Electricity | Yes | 0 | 275.7799 | 16.1189 | 638.6019 | 3966.4239 | 60.3726 | 0 | 182.2902 | 0 | 24610.057 | 0 | 0 | 1251.4135 | 58.3211 | 24.911 | 887.4192 | 21.9803 | 2377.3925 | 0 | 0 | 0 | 339.6694 | 434.0383 | 0 | 0 | 0 | 0 | 0 | 0 | 0 | 0 | 0 | 0 | 0 | 0 | 0 | 0 | 0 | 0 | 0 | 0 | 0 | 35144.7896 | 35144.7896 | 35144.7896 | 35144.7896 | 0 | 0 | 0 | 5893.7103 | 0 | 0 | 0 | 13813.1019 | 0 | 0 | 0 | 12012.6464 | 0 | 0 | 0 | 14709.0943 | 0 | 0 | 0 | 5893.7103 | 13813.1019 | 12012.6464 | 14709.0943
4103 | 242.131 | 1202 | 3 | Standard Efficiency | Electric, 100% Usage | EnergyStar, 100% Usage | Electric, 100% Usage | 290 Rated kWh, 100% Usage | 100-150% | None | 50 | Single-Family Attached | Single-Family Attached | Single-Family Attached | 1000-1499 | 0-1499 | 2 | Electricity | 20% Conditioned | Room AC | None | Electricity Electric Boiler | None | 25000-29999 | 100% LED | Occupied | <1940 | Electricity | Yes | 67.9925 | 450.1572 | 26.3764 | 0 | 303.6216 | 105.2125 | 0 | 91.4382 | 0 | 10047.0624 | 0 | 0 | 2543.8569 | 26.6695 | 0 | 371.321 | 21.9803 | 1917.8571 | 0 | 0 | 0 | 431.9868 | 480.0504 | 0 | 0 | 0 | 0 | 0 | 0 | 0 | 0 | 0 | 0 | 0 | 0 | 0 | 0 | 0 | 0 | 0 | 0 | 0 | 16885.2897 | 16885.2897 | 16885.2897 | 16885.2897 | 0 | 0 | 0 | 3023.2344 | 0 | 0 | 0 | 7013.3699 | 0 | 0 | 0 | 6098.68 | 0 | 0 | 0 | 7425.504 | 0 | 0 | 0 | 3023.2344 | 7013.3699 | 6098.68 | 7425.504
4113 | 242.131 | 2176 | 3 | Standard Efficiency | Gas, 100% Usage | EnergyStar, 100% Usage | Electric, 100% Usage | None | 300-400% | None | None | Single-Family Detached | Single-Family Detached | Single-Family Detached | 2000-2499 | 1500-2499 | 1 | Natural Gas | 100% Conditioned | Central AC | None | Natural Gas Fuel Furnace | None | 50000-59999 | 100% CFL | Occupied | 1970s | Natural Gas | Yes | 67.9925 | 35.7547 | 23.4457 | 2826.0843 | 14154.1604 | 0 | 0 | 245.3005 | 0 | 0 | 0 | 0 | 0 | 52.1667 | 24.911 | 753.7788 | 21.9803 | 2537.1163 | 0 | 0 | 0 | 405.6104 | 400.042 | 376.8894 | 0 | 0 | 0 | 475.0682 | 0 | 0 | 0 | 24561.4072 | 0 | 3802.3041 | 0 | 0 | 0 | 0 | 0 | 0 | 0 | 0 | 50763.7192 | 50763.7192 | 21924.9398 | 21924.9398 | 0 | 28838.7794 | 0 | 4086.601 | 0 | 6574.6531 | 0 | 8595.1948 | 0 | 6574.6531 | 0 | 7668.302 | 0 | 6574.6531 | 0 | 8726.6718 | 0 | 6574.6531 | 0 | 10661.2541 | 15169.848 | 14242.9551 | 15301.3249
4119 | 242.131 | 1138 | 3 | None | Electric, 80% Usage | Standard, 80% Usage | Electric, 80% Usage | None | 400%+ | 16 | None | 10 to 19 Unit | Multifamily with 5+ units, 4-7 stories | Multi-Family with 5+ Units | 1000-1499 | 0-1499 | 6 | Electricity | None | None | None | Electricity Baseboard | None | 120000-139999 | 100% CFL | Occupied | 1960s | Electricity | No | 0 | 686.6655 | 25.7903 | 0 | 0 | 0 | 0 | 0 | 0 | 6425.5832 | 0 | 0 | 1502.5754 | 39.2715 | 0 | 468.6206 | 21.9803 | 985.8911 | 0 | 0 | 0 | 345.5308 | 434.0383 | 0 | 0 | 0 | 0 | 0 | 0 | 0 | 0 | 0 | 0 | 0 | 0 | 0 | 0 | 0 | 0 | 0 | 0 | 0 | 10935.947 | 10935.947 | 10935.947 | 10935.947 | 0 | 0 | 0 | 1933.9754 | 0 | 0 | 0 | 4519.6134 | 0 | 0 | 0 | 3924.7706 | 0 | 0 | 0 | 4769.6535 | 0 | 0 | 0 | 1933.9754 | 4519.6134 | 3924.7706 | 4769.6535
4248 | 242.131 | 8194 | 5 | Standard Efficiency | Electric, 120% Usage | EnergyStar, 120% Usage | Gas, 120% Usage | None | 400%+ | None | None | Single-Family Detached | Single-Family Detached | Single-Family Detached | 4000+ | 4000+ | 2 | Natural Gas | 20% Conditioned | Room AC | None | Natural Gas Fuel Boiler | None | 120000-139999 | 100% Incandescent | Occupied | 1950s | Natural Gas | Yes | 67.9925 | 480.0504 | 28.1348 | 0 | 2089.8898 | 0 | 0 | 70.9232 | 0 | 0 | 0 | 0 | 0 | 509.6506 | 99.9372 | 7521.669 | 27.2556 | 8902.0338 | 0 | 0 | 0 | 33.4101 | 914.0887 | 0 | 0 | 0 | 0 | 0 | 0 | 0 | 0 | 37694.2149 | 0 | 5375.8026 | 0 | 0 | 976.2197 | 0 | 0 | 0 | 0 | 0 | 64791.2729 | 64791.2729 | 20745.0357 | 20745.0357 | 0 | 44045.9442 | 0 | 3592.3218 | 0 | 10041.5966 | 0 | 7928.5193 | 0 | 10041.5966 | 0 | 6973.6175 | 0 | 10041.5966 | 0 | 8440.7439 | 0 | 10041.5966 | 0 | 13633.9184 | 17970.1159 | 17015.2141 | 18482.3405
4276 | 242.131 | 2663 | 4 | Standard Efficiency | Electric, 100% Usage | Standard, 100% Usage | Electric, 100% Usage | None | 400%+ | None | None | Single-Family Detached | Single-Family Detached | Single-Family Detached | 2500-2999 | 2500-3999 | 1 | Natural Gas | 100% Conditioned | Central AC | None | Natural Gas Fuel Furnace | None | 160000-179999 | 100% Incandescent | Occupied | 1960s | Natural Gas | Yes | 67.9925 | 1474.1475 | 55.0974 | 1207.7459 | 5118.7793 | 0 | 0 | 385.0954 | 0 | 0 | 0 | 0 | 0 | 233.2846 | 99.9372 | 2774.2107 | 21.9803 | 3636.4258 | 0 | 0 | 0 | 603.1403 | 434.0383 | 0 | 0 | 0 | 0 | 0 | 0 | 0 | 0 | 27802.1871 | 0 | 6325.0598 | 0 | 0 | 0 | 0 | 0 | 0 | 0 | 0 | 50238.829 | 50238.829 | 16111.5821 | 16111.5821 | 0 | 34127.2469 | 0 | 2763.2575 | 0 | 7780.3243 | 0 | 5962.6613 | 0 | 7780.3243 | 0 | 5286.0566 | 0 | 7780.3243 | 0 | 6286.1353 | 0 | 7780.3243 | 0 | 10543.5818 | 13742.9856 | 13066.3809 | 14066.4596
4287 | 242.131 | 1220 | 3 | Standard Efficiency | Electric, 80% Usage | EnergyStar, 80% Usage | Electric, 80% Usage | 290 Rated kWh, 80% Usage | 200-300% | None | None | Single-Family Detached | Single-Family Detached | Single-Family Detached | 1000-1499 | 0-1499 | 1 | Natural Gas | 100% Conditioned | Central AC | None | Natural Gas Fuel Furnace | None | 35000-39999 | 100% CFL | Occupied | 1990s | Electricity | Yes | 67.9925 | 320.0336 | 18.7565 | 630.1028 | 2944.192 | 72.9747 | 0 | 448.1057 | 0 | 0 | 0 | 0 | 1272.5146 | 40.1507 | 0 | 491.1871 | 21.9803 | 1116.6008 | 0 | 0 | 0 | 324.4297 | 1836.0903 | 0 | 0 | 0 | 0 | 0 | 0 | 0 | 0 | 18051.7126 | 0 | 0 | 0 | 0 | 0 | 0 | 0 | 0 | 0 | 0 | 27656.8238 | 27656.8238 | 9605.4043 | 9605.4043 | 0 | 18051.7126 | 0 | 1687.6739 | 0 | 4115.4041 | 0 | 3655.8701 | 0 | 4115.4041 | 0 | 3236.113 | 0 | 4115.4041 | 0 | 3829.1556 | 0 | 4115.4041 | 0 | 5803.078 | 7771.2742 | 7351.5171 | 7944.5597
4332 | 242.131 | 13414 | 5 | None | Electric, 80% Usage | EnergyStar, 80% Usage | Gas, 80% Usage | 290 Rated kWh, 80% Usage | 100-150% | None | 12 | Single-Family Attached | Single-Family Attached | Single-Family Attached | 4000+ | 4000+ | 1 | Natural Gas | 20% Conditioned | Room AC | None | Natural Gas Fuel Wall/Floor Furnace | None | 20000-24999 | 100% Incandescent | Occupied | <1940 | Natural Gas | Yes | 0 | 296.0018 | 17.2912 | 0 | 852.5437 | 66.2341 | 0 | 0 | 0 | 0 | 0 | 0 | 0 | 770.7769 | 0 | 12002.4326 | 27.2556 | 1831.4011 | 0 | 0 | 0 | 21.3942 | 434.0383 | 0 | 0 | 0 | 0 | 0 | 0 | 0 | 0 | 35545.1247 | 0 | 2561.7342 | 0 | 0 | 624.8275 | 0 | 0 | 0 | 0 | 0 | 55051.0559 | 55051.0559 | 16319.0764 | 16319.0764 | 0 | 38731.6865 | 0 | 2772.7766 | 0 | 8830.0423 | 0 | 6126.4744 | 0 | 8830.0423 | 0 | 5379.928 | 0 | 8830.0423 | 0 | 6604.5403 | 0 | 8830.0423 | 0 | 11602.8189 | 14956.5167 | 14209.9703 | 15434.5826
4369 | 242.131 | 3241 | 4 | Standard Efficiency, No usage | Electric, 80% Usage | EnergyStar, 80% Usage | Electric, 80% Usage | 318 Rated kWh, 80% Usage | 200-300% | None | 8 | Single-Family Attached | Single-Family Attached | Single-Family Attached | 3000-3999 | 2500-3999 | 2 | Natural Gas | 80% Conditioned | Central AC | None | Natural Gas Fuel Furnace | None | 50000-59999 | 100% Incandescent | Vacant | 1950s | Natural Gas | Yes | 0 | 0 | 0 | 153.2762 | 1485.2842 | 0 | 0 | 250.8688 | 0 | 0 | 0 | 0 | 0 | 0 | 0 | 0 | 21.9803 | 0 | 0 | 0 | 0 | 0 | 434.0383 | 0 | 0 | 0 | 0 | 0 | 0 | 0 | 0 | 10586.6063 | 0 | 1475.6128 | 0 | 0 | 0 | 0 | 0 | 0 | 0 | 0 | 14407.6669 | 14407.6669 | 2345.4478 | 2345.4478 | 0 | 12062.5122 | 0 | 384.9067 | 0 | 2749.9768 | 0 | 798.0409 | 0 | 2749.9768 | 0 | 714.1531 | 0 | 2749.9768 | 0 | 842.981 | 0 | 2749.9768 | 0 | 3134.8835 | 3548.0177 | 3464.1298 | 3592.9578
4387 | 242.131 | 633 | 2 | Standard Efficiency | Electric, 100% Usage | EnergyStar, 100% Usage | Electric, 100% Usage | None | 0-100% | None | None | Mobile Home | Mobile Home | Mobile Home | 500-749 | 0-1499 | 1 | Fuel Oil | 40% Conditioned | Room AC | None | Fuel Oil Fuel Furnace | None | <10000 | 100% LED | Occupied | 1970s | Electricity | Yes | 67.9925 | 275.7799 | 16.1189 | 0 | 1424.3254 | 0 | 0 | 482.9811 | 0 | 0 | 0 | 0 | 1198.9537 | 21.9803 | 0 | 252.0411 | 16.412 | 1797.1118 | 0 | 0 | 0 | 339.6694 | 434.0383 | 0 | 0 | 19364.0848 | 0 | 0 | 0 | 0 | 0 | 0 | 0 | 0 | 0 | 0 | 0 | 0 | 0 | 0 | 0 | 0 | 25691.4892 | 25691.4892 | 6327.4044 | 6327.4044 | 19364.0848 | 0 | 0 | 1086.351 | 5871.1858 | 0 | 0 | 2390.9988 | 5871.1858 | 0 | 0 | 2108.9863 | 5871.1858 | 0 | 0 | 2528.7457 | 5871.1858 | 0 | 0 | 6957.5368 | 8262.1846 | 7980.1721 | 8399.9315
4408 | 242.131 | 1202 | 3 | Standard Efficiency | Electric, 120% Usage | Standard, 120% Usage | Electric, 120% Usage | None | 300-400% | None | 12 | Single-Family Attached | Single-Family Attached | Single-Family Attached | 1000-1499 | 0-1499 | 1 | Electricity | 100% Conditioned | Heat Pump | None | Electricity ASHP | None | 100000-119999 | 100% Incandescent | Occupied | 1990s | Electricity | Yes | 67.9925 | 1213.3142 | 45.426 | 682.8556 | 2619.1762 | 0 | 0 | 405.9034 | 1729.9985 | 4468.4546 | 0 | 0 | 5761.1911 | 160.0168 | 0 | 1519.8666 | 21.9803 | 4097.7197 | 0 | 0 | 0 | 569.4371 | 480.0504 | 0 | 0 | 0 | 0 | 0 | 0 | 0 | 0 | 0 | 0 | 0 | 0 | 0 | 0 | 0 | 0 | 0 | 0 | 0 | 23843.6761 | 23843.6761 | 23843.6761 | 23843.6761 | 0 | 0 | 0 | 4077.1436 | 0 | 0 | 0 | 9249.3472 | 0 | 0 | 0 | 8101.954 | 0 | 0 | 0 | 9824.5839 | 0 | 0 | 0 | 4077.1436 | 9249.3472 | 8101.954 | 9824.5839
4411 | 242.131 | 3301 | 5 | Standard Efficiency | Electric, 100% Usage | Standard, 100% Usage | Electric, 100% Usage | 290 Rated kWh, 100% Usage | 400%+ | None | None | Single-Family Detached | Single-Family Detached | Single-Family Detached | 3000-3999 | 2500-3999 | 3 | Natural Gas | 100% Conditioned | Central AC | None | Natural Gas Fuel Furnace | None | 160000-179999 | 100% LED | Occupied | 1990s | Natural Gas | Yes | 67.9925 | 762.864 | 28.4279 | 541.5953 | 2683.0656 | 91.1451 | 319.7405 | 287.2096 | 0 | 0 | 1111.6186 | 1098.1373 | 0 | 44.2537 | 16.7051 | 811.5138 | 27.2556 | 2894.956 | 0 | 0 | 0 | 405.6104 | 1206.8667 | 0 | 0 | 0 | 0 | 0 | 0 | 0 | 0 | 17156.9666 | 0 | 4115.8901 | 0 | 0 | 0 | 0 | 0 | 0 | 0 | 0 | 33672.4006 | 33672.4006 | 12399.5439 | 12399.5439 | 0 | 21272.8567 | 0 | 2182.0959 | 0 | 4849.7878 | 0 | 4700.0561 | 0 | 4849.7878 | 0 | 4158.4677 | 0 | 4849.7878 | 0 | 4963.7733 | 0 | 4849.7878 | 0 | 7031.8838 | 9549.8439 | 9008.2556 | 9813.5612
4490 | 242.131 | 3301 | 4 | Standard Efficiency | Gas, 100% Usage | EnergyStar, 100% Usage | Gas, 100% Usage | 290 Rated kWh, 100% Usage | 400%+ | None | None | Single-Family Detached | Single-Family Detached | Single-Family Detached | 3000-3999 | 2500-3999 | 2 | Natural Gas | 20% Conditioned | Room AC | None | Natural Gas Fuel Furnace | None | 200000+ | 100% CFL | Occupied | 1950s | Natural Gas | Yes | 67.9925 | 35.7547 | 23.4457 | 0 | 1647.3525 | 91.1451 | 319.7405 | 810.0484 | 0 | 0 | 0 | 0 | 0 | 66.2341 | 0 | 1062.6757 | 21.9803 | 2894.956 | 0 | 0 | 0 | 27.8418 | 868.0765 | 0 | 0 | 0 | 0 | 475.0682 | 0 | 0 | 0 | 32503.6332 | 0 | 3798.7872 | 0 | 0 | 813.5653 | 0 | 0 | 0 | 0 | 0 | 45528.2977 | 45528.2977 | 7937.2438 | 7937.2438 | 0 | 37591.0539 | 0 | 1364.6154 | 0 | 8569.9905 | 0 | 3018.8182 | 0 | 8569.9905 | 0 | 2660.649 | 0 | 8569.9905 | 0 | 3184.9455 | 0 | 8569.9905 | 0 | 9934.6059 | 11588.8088 | 11230.6395 | 11754.9361
4514 | 242.131 | 1690 | 3 | Standard Efficiency, No usage | Electric, 120% Usage | EnergyStar, 120% Usage | Propane, 120% Usage | 290 Rated kWh, 120% Usage | 100-150% | None | None | Mobile Home | Mobile Home | Mobile Home | 1500-1999 | 1500-2499 | 1 | Propane | 100% Conditioned | Central AC | None | Propane Fuel Furnace | None | 15000-19999 | 100% CFL | Vacant | 1980s | Electricity | Yes | 0 | 0 | 0 | 554.7835 | 2454.4702 | 0 | 319.7405 | 107.264 | 0 | 0 | 0 | 0 | 211.5973 | 0 | 0 | 0 | 21.9803 | 0 | 0 | 0 | 0 | 0 | 434.0383 | 0 | 0 | 0 | 0 | 0 | 0 | 0 | 0 | 0 | 0 | 0 | 0 | 0 | 0 | 0 | 0 | 7712.1652 | 0 | 0 | 11816.0394 | 11816.0394 | 4103.8742 | 4103.8742 | 0 | 0 | 7712.1652 | 672.5323 | 0 | 0 | 2122.2675 | 1400.6978 | 0 | 0 | 2122.2675 | 1255.7501 | 0 | 0 | 2122.2675 | 1464.7799 | 0 | 0 | 2122.2675 | 2794.7999 | 3522.9653 | 3378.0176 | 3587.0475
4519 | 242.131 | 617 | 2 | Standard Efficiency | Electric, 120% Usage | EnergyStar, 120% Usage | Electric, 120% Usage | 290 Rated kWh, 120% Usage | 400%+ | 8 | None | 5 to 9 Unit | Multifamily with 5+ units, 1-3 stories | Multi-Family with 5+ Units | 500-749 | 0-1499 | 2 | Natural Gas | None | None | None | Natural Gas Fuel Boiler | None | 50000-59999 | 100% Incandescent | Occupied | 1970s | Natural Gas | No | 67.9925 | 347.5823 | 20.2219 | 0 | 0 | 72.3886 | 0 | 34.5824 | 0 | 0 | 0 | 0 | 0 | 130.7097 | 0 | 1017.8358 | 16.412 | 2742.8521 | 0 | 0 | 0 | 416.454 | 434.0383 | 0 | 0 | 0 | 0 | 0 | 0 | 0 | 0 | 3801.7179 | 0 | 3865.6074 | 0 | 0 | 0 | 0 | 0 | 0 | 0 | 0 | 12968.6879 | 12968.6879 | 5301.3626 | 5301.3626 | 0 | 7667.3253 | 0 | 879.3868 | 0 | 1748.0053 | 0 | 1966.1741 | 0 | 1748.0053 | 0 | 1727.8422 | 0 | 1748.0053 | 0 | 2104.1588 | 0 | 1748.0053 | 0 | 2627.3921 | 3714.1794 | 3475.8475 | 3852.164
4521 | 242.131 | 2176 | 4 | Standard Efficiency | Electric, 100% Usage | EnergyStar, 100% Usage | Electric, 100% Usage | 290 Rated kWh, 100% Usage | 400%+ | None | None | Single-Family Detached | Single-Family Detached | Single-Family Detached | 2000-2499 | 1500-2499 | 2 | Natural Gas | 80% Conditioned | Central AC | None | Natural Gas Fuel Boiler | None | 140000-159999 | 100% CFL | Occupied | <1940 | Natural Gas | Yes | 67.9925 | 524.5972 | 30.7725 | 1254.3442 | 4887.2532 | 125.7275 | 0 | 89.3867 | 0 | 0 | 0 | 0 | 0 | 52.1667 | 0 | 753.7788 | 21.9803 | 2851.8746 | 0 | 0 | 0 | 471.2583 | 960.1008 | 0 | 0 | 0 | 0 | 0 | 0 | 0 | 0 | 30428.9831 | 0 | 4838.0172 | 0 | 0 | 0 | 0 | 0 | 0 | 0 | 0 | 47358.2334 | 47358.2334 | 12091.2331 | 12091.2331 | 0 | 35267.0003 | 0 | 2074.9011 | 0 | 8040.152 | 0 | 4455.4877 | 0 | 8040.152 | 0 | 3964.0353 | 0 | 8040.152 | 0 | 4633.4728 | 0 | 8040.152 | 0 | 10115.0532 | 12495.6397 | 12004.1874 | 12673.6248
4543 | 242.131 | 617 | 1 | None | Electric, 80% Usage | EnergyStar, 80% Usage | Electric, 80% Usage | None | 400%+ | 67 | None | 50 or more Unit | Multifamily with 5+ units, 4-7 stories | Multi-Family with 5+ Units | 500-749 | 0-1499 | 6 | Electricity | 100% Conditioned | Central AC | None | Electricity Electric Furnace | None | 50000-59999 | 100% CFL | Occupied | 2010s | Natural Gas | Yes | 0 | 231.8192 | 13.4813 | 172.9119 | 864.2666 | 0 | 0 | 0 | 0 | 76.4915 | 0 | 0 | 0 | 32.824 | 0 | 325.602 | 16.412 | 685.7863 | 0 | 0 | 0 | 277.5383 | 434.0383 | 0 | 0 | 0 | 0 | 0 | 0 | 0 | 0 | 0 | 0 | 2064.0995 | 0 | 0 | 0 | 0 | 0 | 0 | 0 | 0 | 5195.2709 | 5195.2709 | 3131.1713 | 3131.1713 | 0 | 2064.0995 | 0 | 509.5679 | 0 | 470.5862 | 0 | 1132.9508 | 0 | 470.5862 | 0 | 999.1324 | 0 | 470.5862 | 0 | 1209.7485 | 0 | 470.5862 | 0 | 980.1541 | 1603.537 | 1469.7187 | 1680.3347
4557 | 242.131 | 1690 | 3 | Standard Efficiency | Electric, 100% Usage | Standard, 100% Usage | Electric, 100% Usage | 318 Rated kWh, 100% Usage | 300-400% | None | None | Single-Family Detached | Single-Family Detached | Single-Family Detached | 1500-1999 | 1500-2499 | 1 | Electricity | 100% Conditioned | Central AC | None | Electricity Electric Furnace | None | 70000-79999 | 100% CFL | Occupied | 1980s | Electricity | Yes | 67.9925 | 999.9585 | 37.5131 | 339.9624 | 3703.5391 | 134.8127 | 0 | 401.5074 | 0 | 17105.6791 | 0 | 0 | 3242.5383 | 46.0122 | 24.911 | 620.1384 | 21.9803 | 2697.4261 | 0 | 0 | 0 | 471.2583 | 434.0383 | 0 | 0 | 0 | 0 | 0 | 0 | 0 | 0 | 0 | 0 | 0 | 0 | 0 | 0 | 0 | 0 | 0 | 0 | 0 | 30349.5608 | 30349.5608 | 30349.5608 | 30349.5608 | 0 | 0 | 0 | 5334.0013 | 0 | 0 | 0 | 12318.7192 | 0 | 0 | 0 | 10728.6752 | 0 | 0 | 0 | 12945.9667 | 0 | 0 | 0 | 5334.0013 | 12318.7192 | 10728.6752 | 12945.9667
4597 | 242.131 | 328 | 1 | Standard Efficiency | Electric, 100% Usage | Standard, 100% Usage | Electric, 100% Usage | None | 0-100% | None | None | Single-Family Detached | Single-Family Detached | Single-Family Detached | 0-499 | 0-1499 | 1 | Electricity | 100% Conditioned | Central AC | None | Electricity Electric Furnace | None | <10000 | 100% LED | Occupied | 2010s | Electricity | Yes | 81.7668 | 525.7695 | 19.6358 | 300.6909 | 1193.6785 | 0 | 0 | 4.103 | 0 | 779.8621 | 0 | 0 | 1201.2983 | 19.3427 | 0 | 188.1516 | 16.412 | 1634.7504 | 0 | 0 | 0 | 339.6694 | 727.1093 | 0 | 0 | 0 | 0 | 0 | 0 | 0 | 0 | 0 | 0 | 0 | 0 | 0 | 0 | 0 | 0 | 0 | 0 | 0 | 7032.5334 | 7032.5334 | 7032.5334 | 7032.5334 | 0 | 0 | 0 | 1165.3745 | 0 | 0 | 0 | 2650.2282 | 0 | 0 | 0 | 2327.9875 | 0 | 0 | 0 | 2781.5445 | 0 | 0 | 0 | 1165.3745 | 2650.2282 | 2327.9875 | 2781.5445
4627 | 242.131 | 1220 | 3 | Standard Efficiency | Electric, 100% Usage | EnergyStar, 100% Usage | Electric, 100% Usage | 318 Rated kWh, 100% Usage | 300-400% | None | None | Single-Family Detached | Single-Family Detached | Single-Family Detached | 1000-1499 | 0-1499 | 1 | Fuel Oil | 100% Conditioned | Central AC | None | Fuel Oil Fuel Furnace | None | 100000-119999 | 100% Incandescent | Occupied | 1990s | Fuel Oil | Yes | 81.7668 | 648.8593 | 37.8062 | 490.0148 | 1916.0987 | 171.7396 | 0 | 69.7509 | 0 | 0 | 0 | 0 | 0 | 160.896 | 0 | 1535.3993 | 21.9803 | 2862.7182 | 0 | 0 | 0 | 537.1993 | 480.0504 | 439.8997 | 0 | 4399.876 | 5366.7174 | 0 | 0 | 0 | 0 | 0 | 0 | 0 | 0 | 0 | 0 | 0 | 0 | 0 | 0 | 0 | 19221.3592 | 19221.3592 | 9454.7658 | 9454.7658 | 9766.5934 | 0 | 0 | 1625.9254 | 2961.2451 | 0 | 0 | 3567.6931 | 2961.2451 | 0 | 0 | 3148.9212 | 2961.2451 | 0 | 0 | 3773.9733 | 2961.2451 | 0 | 0 | 4587.1706 | 6528.9383 | 6110.1664 | 6735.2185
4758 | 242.131 | 1690 | 3 | Standard Efficiency | Electric, 100% Usage | EnergyStar, 100% Usage | Electric, 100% Usage | 318 Rated kWh, 100% Usage | 150-200% | None | None | Single-Family Detached | Single-Family Detached | Single-Family Detached | 1500-1999 | 1500-2499 | 1 | Electricity | 100% Conditioned | Central AC | None | Electricity Baseboard | None | 25000-29999 | 100% Incandescent | Occupied | 1960s | Electricity | Yes | 81.7668 | 400.042 | 23.4457 | 1371.2795 | 4436.5099 | 97.5927 | 0 | 0 | 0 | 9145.2827 | 0 | 0 | 1967.3861 | 184.6348 | 99.9372 | 1938.9582 | 21.9803 | 2382.6678 | 0 | 0 | 0 | 405.6104 | 400.042 | 0 | 0 | 0 | 0 | 0 | 0 | 0 | 0 | 0 | 0 | 0 | 0 | 0 | 0 | 0 | 0 | 0 | 0 | 0 | 22956.55 | 22956.55 | 22956.55 | 22956.55 | 0 | 0 | 0 | 4092.4151 | 0 | 0 | 0 | 9209.8973 | 0 | 0 | 0 | 8062.6683 | 0 | 0 | 0 | 9665.6461 | 0 | 0 | 0 | 4092.4151 | 9209.8973 | 8062.6683 | 9665.6461
4783 | 242.131 | 1675 | 3 | None | Electric, 100% Usage | EnergyStar, 100% Usage | Electric, 100% Usage | 318 Rated kWh, 100% Usage | 400%+ | None | 6 | Single-Family Attached | Single-Family Attached | Single-Family Attached | 1500-1999 | 1500-2499 | 2 | Electricity | 100% Conditioned | Central AC | None | Electricity Electric Furnace | None | 100000-119999 | 100% Incandescent | Occupied | 2010s | Electricity | Yes | 0 | 369.8557 | 21.6873 | 257.6095 | 1473.8544 | 88.5075 | 0 | 214.8211 | 0 | 9100.4429 | 0 | 0 | 2140.8842 | 183.7556 | 0 | 1926.0631 | 21.9803 | 1859.5359 | 0 | 0 | 0 | 389.4915 | 914.0887 | 0 | 0 | 0 | 0 | 0 | 0 | 0 | 0 | 0 | 0 | 0 | 0 | 0 | 0 | 0 | 0 | 0 | 0 | 0 | 18962.5774 | 18962.5774 | 18962.5774 | 18962.5774 | 0 | 0 | 0 | 3297.084 | 0 | 0 | 0 | 7594.8245 | 0 | 0 | 0 | 6616.8318 | 0 | 0 | 0 | 8022.6774 | 0 | 0 | 0 | 3297.084 | 7594.8245 | 6616.8318 | 8022.6774
4944 | 242.131 | 1220 | 3 | None | Electric, 80% Usage | EnergyStar, 80% Usage | Electric, 80% Usage | 318 Rated kWh, 80% Usage | 200-300% | None | None | Single-Family Detached | Single-Family Detached | Single-Family Detached | 1000-1499 | 0-1499 | 1 | Electricity | 100% Conditioned | Heat Pump | None | Electricity ASHP | None | 70000-79999 | 100% CFL | Occupied | 1990s | Electricity | Yes | 0 | 519.0289 | 30.1863 | 323.5505 | 1180.4903 | 137.4503 | 319.7405 | 207.2012 | 481.2227 | 1957.1286 | 0 | 0 | 2197.74 | 40.1507 | 0 | 491.1871 | 21.9803 | 1431.3591 | 0 | 0 | 0 | 429.9353 | 817.9614 | 0 | 0 | 0 | 0 | 0 | 0 | 0 | 0 | 0 | 0 | 0 | 0 | 0 | 0 | 0 | 0 | 0 | 0 | 0 | 10586.3132 | 10586.3132 | 10586.3132 | 10586.3132 | 0 | 0 | 0 | 1838.9369 | 0 | 0 | 0 | 4149.0725 | 0 | 0 | 0 | 3636.3335 | 0 | 0 | 0 | 4362.7689 | 0 | 0 | 0 | 1838.9369 | 4149.0725 | 3636.3335 | 4362.7689
4946 | 242.131 | 13414 | 2 | Standard Efficiency | Electric, 100% Usage | Standard, 100% Usage | Gas, 100% Usage | None | 400%+ | None | 8 | Single-Family Attached | Single-Family Attached | Single-Family Attached | 4000+ | 4000+ | 3 | Natural Gas | 20% Conditioned | Room AC | None | Natural Gas Fuel Boiler | None | 200000+ | 100% Incandescent | Occupied | <1940 | Natural Gas | Yes | 67.9925 | 705.129 | 26.3764 | 0 | 2245.2175 | 0 | 0 | 101.1095 | 0 | 0 | 0 | 0 | 0 | 770.7769 | 0 | 12003.0187 | 16.412 | 3662.5092 | 0 | 0 | 0 | 26.6695 | 817.9614 | 0 | 0 | 0 | 0 | 0 | 4235.4631 | 0 | 0 | 54929.7245 | 0 | 3747.7928 | 0 | 0 | 781.0344 | 0 | 0 | 0 | 0 | 0 | 84137.4804 | 84137.4804 | 20443.4656 | 20443.4656 | 0 | 63694.0149 | 0 | 3552.1803 | 0 | 14520.9247 | 0 | 7754.7562 | 0 | 14520.9247 | 0 | 6821.0676 | 0 | 14520.9247 | 0 | 8349.7057 | 0 | 14520.9247 | 0 | 18073.1049 | 22275.6809 | 21341.9923 | 22870.6303
5130 | 242.131 | 1690 | 3 | None | Electric, 100% Usage | EnergyStar, 100% Usage | Electric, 100% Usage | 318 Rated kWh, 100% Usage | 400%+ | None | None | Single-Family Detached | Single-Family Detached | Single-Family Detached | 1500-1999 | 1500-2499 | 2 | Electricity | 100% Conditioned | Heat Pump | None | Electricity ASHP | None | 80000-99999 | 100% CFL | Occupied | 1990s | Electricity | Yes | 0 | 400.042 | 23.4457 | 1225.3301 | 3958.5109 | 97.5927 | 0 | 415.5748 | 515.2189 | 7014.0699 | 0 | 0 | 2238.1838 | 46.0122 | 24.911 | 620.1384 | 21.9803 | 2382.6678 | 0 | 0 | 0 | 405.6104 | 868.0765 | 0 | 0 | 0 | 0 | 0 | 0 | 0 | 0 | 0 | 0 | 0 | 0 | 0 | 0 | 0 | 0 | 0 | 0 | 0 | 20257.0724 | 20257.0724 | 20257.0724 | 20257.0724 | 0 | 0 | 0 | 3536.2324 | 0 | 0 | 0 | 7979.171 | 0 | 0 | 0 | 6994.3689 | 0 | 0 | 0 | 8374.7603 | 0 | 0 | 0 | 3536.2324 | 7979.171 | 6994.3689 | 8374.7603
5235 | 242.131 | 1202 | 3 | Standard Efficiency | Electric, 120% Usage | EnergyStar, 120% Usage | Gas, 120% Usage | 290 Rated kWh, 120% Usage | 400%+ | None | 8 | Single-Family Attached | Single-Family Attached | Single-Family Attached | 1000-1499 | 0-1499 | 1 | Natural Gas | 100% Conditioned | Central AC | None | Natural Gas Fuel Furnace | None | 70000-79999 | 100% Incandescent | Occupied | 1990s | Natural Gas | Yes | 67.9925 | 444.0027 | 25.7903 | 346.1169 | 1641.7841 | 99.3511 | 319.7405 | 23.4457 | 0 | 0 | 0 | 0 | 0 | 160.0168 | 0 | 1519.8666 | 21.9803 | 3573.4156 | 0 | 0 | 0 | 31.9447 | 868.0765 | 0 | 0 | 0 | 0 | 0 | 0 | 0 | 0 | 1557.6727 | 0 | 5335.945 | 0 | 0 | 937.2413 | 0 | 0 | 0 | 0 | 0 | 16974.6764 | 16974.6764 | 9143.8174 | 9143.8174 | 0 | 7830.859 | 0 | 1589.0611 | 0 | 1785.2856 | 0 | 3480.9558 | 0 | 1785.2856 | 0 | 3070.7995 | 0 | 1785.2856 | 0 | 3682.7151 | 0 | 1785.2856 | 0 | 3374.3467 | 5266.2414 | 4856.0851 | 5468.0007
5237 | 242.131 | 633 | 2 | None | Electric, 100% Usage | EnergyStar, 100% Usage | Gas, 100% Usage | 318 Rated kWh, 100% Usage | 300-400% | None | None | Single-Family Detached | Single-Family Detached | Single-Family Detached | 500-749 | 0-1499 | 1 | Natural Gas | 60% Conditioned | Central AC | None | Natural Gas Fuel Furnace | None | 45000-49999 | 100% Incandescent | Occupied | 1970s | Natural Gas | Yes | 0 | 275.7799 | 16.1189 | 48.0637 | 790.4127 | 60.3726 | 0 | 344.9446 | 0 | 0 | 0 | 0 | 0 | 131.5889 | 0 | 1031.6102 | 16.412 | 1731.757 | 0 | 0 | 0 | 23.1526 | 434.0383 | 0 | 0 | 0 | 0 | 0 | 0 | 528.1141 | 0 | 13852.0041 | 0 | 1897.9282 | 0 | 0 | 679.6318 | 0 | 0 | 0 | 0 | 0 | 21862.2226 | 21862.2226 | 4904.5444 | 4904.5444 | 0 | 16957.6783 | 0 | 832.9566 | 0 | 3866.0249 | 0 | 1848.7386 | 0 | 3866.0249 | 0 | 1627.4862 | 0 | 3866.0249 | 0 | 1963.7266 | 0 | 3866.0249 | 0 | 4698.9815 | 5714.7635 | 5493.5112 | 5829.7515
5410 | 242.131 | 1202 | 3 | Standard Efficiency | Electric, 80% Usage | EnergyStar, 80% Usage | Electric, 80% Usage | 318 Rated kWh, 80% Usage | 400%+ | None | 8 | Single-Family Attached | Single-Family Attached | Single-Family Attached | 1000-1499 | 0-1499 | 2 | Natural Gas | 100% Conditioned | Central AC | None | Natural Gas Fuel Furnace | None | 80000-99999 | 100% LED | Occupied | 1990s | Natural Gas | Yes | 67.9925 | 231.8192 | 13.4813 | 274.9007 | 1313.8376 | 51.5805 | 319.7405 | 36.6339 | 0 | 0 | 0 | 0 | 0 | 26.6695 | 0 | 371.321 | 21.9803 | 827.9258 | 0 | 0 | 0 | 277.5383 | 434.0383 | 0 | 0 | 0 | 0 | 0 | 0 | 0 | 0 | 1965.6277 | 0 | 2316.1407 | 0 | 0 | 0 | 0 | 0 | 0 | 0 | 0 | 8551.8138 | 8551.8138 | 4269.7524 | 4269.7524 | 0 | 4282.0614 | 0 | 758.7176 | 0 | 976.2038 | 0 | 1668.7482 | 0 | 976.2038 | 0 | 1533.8525 | 0 | 976.2038 | 0 | 1809.6898 | 0 | 976.2038 | 0 | 1734.9214 | 2644.952 | 2510.0563 | 2785.8936
5441 | 242.131 | 3301 | 4 | None | Electric, 120% Usage | Standard, 120% Usage | Electric, 120% Usage | None | 400%+ | None | None | Single-Family Detached | Single-Family Detached | Single-Family Detached | 3000-3999 | 2500-3999 | 2 | Natural Gas | 100% Conditioned | Central AC | None | Natural Gas Fuel Wall/Floor Furnace | None | 120000-139999 | 100% Incandescent | Occupied | 1950s | Natural Gas | Yes | 0 | 915.261 | 34.2893 | 1738.7907 | 6241.2415 | 0 | 0 | 0 | 0 | 0 | 0 | 0 | 0 | 264.9362 | 99.9372 | 3321.6675 | 21.9803 | 5789.9121 | 0 | 0 | 0 | 486.498 | 434.0383 | 0 | 0 | 0 | 0 | 0 | 0 | 0 | 0 | 46197.965 | 0 | 6299.2696 | 0 | 0 | 0 | 0 | 0 | 0 | 0 | 0 | 71846.0797 | 71846.0797 | 19348.8451 | 19348.8451 | 0 | 52497.2346 | 0 | 3371.3797 | 0 | 11968.2864 | 0 | 7237.171 | 0 | 11968.2864 | 0 | 6421.2854 | 0 | 11968.2864 | 0 | 7594.346 | 0 | 11968.2864 | 0 | 15339.6661 | 19205.4575 | 18389.5718 | 19562.6324
5444 | 242.131 | 866 | 2 | Standard Efficiency, No usage | Electric, 100% Usage | EnergyStar, 100% Usage | Electric, 100% Usage | 318 Rated kWh, 100% Usage | 400%+ | None | 6 | Single-Family Attached | Single-Family Attached | Single-Family Attached | 750-999 | 0-1499 | 1 | Natural Gas | 100% Conditioned | Central AC | None | Natural Gas Fuel Furnace | None | 60000-69999 | 100% CFL | Vacant | 1950s | Natural Gas | Yes | 0 | 0 | 0 | 344.6516 | 2075.5293 | 0 | 0 | 36.927 | 0 | 0 | 0 | 0 | 0 | 0 | 0 | 0 | 16.412 | 0 | 0 | 0 | 0 | 0 | 914.0887 | 0 | 0 | 0 | 0 | 0 | 0 | 0 | 0 | 1903.2035 | 0 | 1623.9068 | 0 | 0 | 0 | 0 | 0 | 0 | 0 | 0 | 6914.7188 | 6914.7188 | 3387.6085 | 3387.6085 | 0 | 3527.1103 | 0 | 590.6385 | 0 | 804.1331 | 0 | 1233.417 | 0 | 804.1331 | 0 | 1103.3126 | 0 | 804.1331 | 0 | 1276.2157 | 0 | 804.1331 | 0 | 1394.7716 | 2037.5501 | 1907.4457 | 2080.3488
5476 | 242.131 | 8194 | 5 | Standard Efficiency | Electric, 100% Usage | EnergyStar, 100% Usage | Electric, 100% Usage | 318 Rated kWh, 100% Usage | 400%+ | None | None | Single-Family Detached | Single-Family Detached | Single-Family Detached | 4000+ | 4000+ | 3 | Natural Gas | None | None | None | Natural Gas Fuel Wall/Floor Furnace | None | 180000-199999 | 100% Incandescent | Occupied | 1960s | Natural Gas | Yes | 67.9925 | 524.5972 | 30.7725 | 0 | 0 | 134.8127 | 319.7405 | 0 | 0 | 0 | 0 | 0 | 0 | 509.6506 | 99.9372 | 7521.669 | 27.2556 | 4765.6287 | 0 | 0 | 0 | 471.2583 | 868.0765 | 0 | 0 | 0 | 0 | 0 | 0 | 0 | 0 | 53633.1781 | 0 | 4956.1249 | 0 | 0 | 0 | 0 | 0 | 0 | 0 | 0 | 73930.9873 | 73930.9873 | 15341.6844 | 15341.6844 | 0 | 58589.303 | 0 | 2662.8489 | 0 | 13357.1223 | 0 | 5893.6763 | 0 | 13357.1223 | 0 | 5176.4193 | 0 | 13357.1223 | 0 | 6322.2303 | 0 | 13357.1223 | 0 | 16019.9712 | 19250.7986 | 18533.5416 | 19679.3526
5509 | 242.131 | 1623 | 3 | None | None | EnergyStar, 120% Usage | Electric, 120% Usage | None | 400%+ | 4 | None | 3 or 4 Unit | Multifamily with 2-4 Units | Multi-Family with 2 - 4 Units | 1500-1999 | 1500-2499 | 2 | Natural Gas | 40% Conditioned | Room AC | Heating Only | Natural Gas Shared Heating | Boiler Baseboards Heating Only, Natural Gas | 140000-159999 | 100% CFL | Occupied | 1940s | Electricity | Yes | 0 | 0 | 31.6517 | 0 | 951.6018 | 0 | 0 | 107.5571 | 0 | 0 | 0 | 0 | 4547.5838 | 45.426 | 0 | 601.968 | 21.9803 | 3352.733 | 0 | 0 | 0 | 518.4427 | 434.0383 | 0 | 0 | 0 | 0 | 0 | 0 | 0 | 0 | 11221.1051 | 0 | 0 | 0 | 0 | 0 | 0 | 0 | 0 | 0 | 0 | 21833.5016 | 21833.5016 | 10612.3965 | 10612.3965 | 0 | 11221.1051 | 0 | 1777.3876 | 0 | 2558.1907 | 0 | 3962.5145 | 0 | 2558.1907 | 0 | 3485.8224 | 0 | 2558.1907 | 0 | 4235.529 | 0 | 2558.1907 | 0 | 4335.5783 | 6520.7051 | 6044.0131 | 6793.7196
5568 | 242.131 | 1138 | 2 | Standard Efficiency | None | None | Electric, 100% Usage | None | 400%+ | 16 | None | 10 to 19 Unit | Multifamily with 5+ units, 4-7 stories | Multi-Family with 5+ Units | 1000-1499 | 0-1499 | 4 | Electricity | 100% Conditioned | Central AC | None | Electricity Electric Furnace | None | 100000-119999 | 100% LED | Occupied | 2000s | Natural Gas | Yes | 67.9925 | 0 | 0 | 549.2152 | 2167.5536 | 0 | 0 | 14.3605 | 0 | 2859.4944 | 0 | 0 | 0 | 26.0833 | 0 | 357.8398 | 16.412 | 1776.3038 | 0 | 0 | 0 | 389.4915 | 400.042 | 0 | 0 | 0 | 0 | 0 | 0 | 0 | 0 | 0 | 0 | 3531.7995 | 0 | 0 | 0 | 0 | 0 | 0 | 0 | 0 | 12156.588 | 12156.588 | 8625.0816 | 8625.0816 | 0 | 3531.7995 | 0 | 1446.1545 | 0 | 805.155 | 0 | 3298.3908 | 0 | 805.155 | 0 | 2892.1725 | 0 | 805.155 | 0 | 3466.8301 | 0 | 805.155 | 0 | 2251.3096 | 4103.5458 | 3697.3276 | 4271.9851
5581 | 242.131 | 333 | 2 | None | None | None | Electric, 100% Usage | None | 0-100% | 2 | None | 2 Unit | Multifamily with 2-4 Units | Multi-Family with 2 - 4 Units | 0-499 | 0-1499 | 2 | Electricity | None | None | None | Electricity Baseboard | None | <10000 | 100% Incandescent | Occupied | 1940s | Electricity | Yes | 0 | 0 | 0 | 0 | 0 | 0 | 0 | 0 | 0 | 2392.0461 | 0 | 0 | 2358.0498 | 116.6423 | 0 | 774.0007 | 16.412 | 1274.273 | 0 | 0 | 0 | 431.9868 | 434.0383 | 0 | 0 | 0 | 0 | 0 | 0 | 0 | 0 | 0 | 0 | 0 | 0 | 0 | 0 | 0 | 0 | 0 | 0 | 0 | 7797.4489 | 7797.4489 | 7797.4489 | 7797.4489 | 0 | 0 | 0 | 1291.2455 | 0 | 0 | 0 | 2999.7946 | 0 | 0 | 0 | 2613.3026 | 0 | 0 | 0 | 3197.6475 | 0 | 0 | 0 | 1291.2455 | 2999.7946 | 2613.3026 | 3197.6475
5720 | 242.131 | 1138 | 3 | None | None | None | Electric, 120% Usage | None | 300-400% | 8 | None | 5 to 9 Unit | Multifamily with 5+ units, 1-3 stories | Multi-Family with 5+ Units | 1000-1499 | 0-1499 | 2 | Electricity | 100% Conditioned | Central AC | Heating Only | Electricity Shared Heating | Boiler Baseboards Heating Only, Electricity | 70000-79999 | 100% LED | Occupied | 2000s | Electricity | Yes | 0 | 0 | 0 | 766.0878 | 3023.6142 | 0 | 0 | 66.5271 | 0 | 3895.2076 | 0 | 0 | 4529.1203 | 26.0833 | 0 | 357.8398 | 21.9803 | 3943.2712 | 0 | 0 | 0 | 518.4427 | 434.0383 | 0 | 0 | 0 | 0 | 0 | 0 | 0 | 0 | 0 | 0 | 0 | 0 | 0 | 0 | 0 | 0 | 0 | 0 | 0 | 17581.9196 | 17581.9196 | 17581.9196 | 17581.9196 | 0 | 0 | 0 | 2987.055 | 0 | 0 | 0 | 6739.3262 | 0 | 0 | 0 | 5915.0282 | 0 | 0 | 0 | 7128.9226 | 0 | 0 | 0 | 2987.055 | 6739.3262 | 5915.0282 | 7128.9226
5735 | 242.131 | 1675 | 3 | Standard Efficiency, No usage | Electric, 120% Usage | EnergyStar, 120% Usage | Electric, 120% Usage | None | 400%+ | None | 8 | Single-Family Attached | Single-Family Attached | Single-Family Attached | 1500-1999 | 1500-2499 | 1 | Electricity | 40% Conditioned | Room AC | Heating Only | Electricity Shared Heating | Boiler Baseboards Heating Only, Electricity | 50000-59999 | 100% LED | Vacant | 1940s | Electricity | Yes | 0 | 0 | 0 | 0 | 972.996 | 0 | 0 | 28.721 | 0 | 2922.5047 | 0 | 0 | 356.0814 | 0 | 0 | 0 | 21.9803 | 0 | 0 | 0 | 0 | 0 | 727.1093 | 0 | 0 | 0 | 0 | 0 | 0 | 0 | 0 | 0 | 0 | 0 | 0 | 0 | 0 | 0 | 0 | 0 | 0 | 0 | 5029.3926 | 5029.3926 | 5029.3926 | 5029.3926 | 0 | 0 | 0 | 950.3005 | 0 | 0 | 0 | 2176.519 | 0 | 0 | 0 | 1890.5998 | 0 | 0 | 0 | 2242.5103 | 0 | 0 | 0 | 950.3005 | 2176.519 | 1890.5998 | 2242.5103
5936 | 242.131 | 1202 | 3 | Standard Efficiency | Electric, 100% Usage | Standard, 100% Usage | Electric, 100% Usage | 318 Rated kWh, 100% Usage | 400%+ | None | 8 | Single-Family Attached | Single-Family Attached | Single-Family Attached | 1000-1499 | 0-1499 | 1 | Electricity | 100% Conditioned | Heat Pump | None | Electricity ASHP | None | 120000-139999 | 100% Incandescent | Occupied | 1980s | Electricity | Yes | 67.9925 | 1011.0952 | 37.8062 | 524.5972 | 2264.2671 | 136.5711 | 0 | 585.556 | 879.7994 | 5915.6395 | 0 | 0 | 3328.9943 | 160.0168 | 0 | 1519.8666 | 21.9803 | 2048.8599 | 0 | 0 | 0 | 474.4821 | 434.0383 | 0 | 0 | 0 | 0 | 0 | 0 | 0 | 0 | 0 | 0 | 0 | 0 | 0 | 0 | 0 | 0 | 0 | 0 | 0 | 19411.8554 | 19411.8554 | 19411.8554 | 19411.8554 | 0 | 0 | 0 | 3478.9696 | 0 | 0 | 0 | 7738.5203 | 0 | 0 | 0 | 7015.3172 | 0 | 0 | 0 | 8508.2044 | 0 | 0 | 0 | 3478.9696 | 7738.5203 | 7015.3172 | 8508.2044
5937 | 242.131 | 1138 | 1 | Standard Efficiency | None | None | Electric, 100% Usage | None | 400%+ | 67 | None | 50 or more Unit | Multifamily with 5+ units, 4-7 stories | Multi-Family with 5+ Units | 1000-1499 | 0-1499 | 5 | Electricity | 100% Conditioned | Central AC | Heating and Cooling | Electricity Shared Heating | Fan Coil Heating and Cooling, Electricity | 140000-159999 | 100% Incandescent | Occupied | 1960s | Electricity | No | 67.9925 | 0 | 0 | 12.8951 | 1004.9407 | 0 | 0 | 65.3548 | 0 | 638.3088 | 0 | 0 | 1260.2056 | 156.793 | 0 | 1465.0623 | 16.412 | 1581.4115 | 0 | 0 | 0 | 346.9961 | 434.0383 | 0 | 0 | 0 | 0 | 0 | 0 | 0 | 0 | 0 | 0 | 0 | 0 | 0 | 0 | 0 | 0 | 0 | 0 | 0 | 7050.4107 | 7050.4107 | 7050.4107 | 7050.4107 | 0 | 0 | 0 | 1240.8636 | 0 | 0 | 0 | 2747.9442 | 0 | 0 | 0 | 2413.5328 | 0 | 0 | 0 | 2916.4189 | 0 | 0 | 0 | 1240.8636 | 2747.9442 | 2413.5328 | 2916.4189
5969 | 242.131 | 617 | 1 | Standard Efficiency | Electric, 100% Usage | EnergyStar, 100% Usage | Electric, 100% Usage | 318 Rated kWh, 100% Usage | 0-100% | 12 | None | 10 to 19 Unit | Multifamily with 5+ units, 1-3 stories | Multi-Family with 5+ Units | 500-749 | 0-1499 | 3 | Electricity | 100% Conditioned | Heat Pump | None | Electricity ASHP | None | <10000 | 100% Incandescent | Occupied | <1940 | Electricity | No | 67.9925 | 289.8473 | 16.9981 | 297.4671 | 1296.2533 | 64.7687 | 0 | 205.4428 | 352.8576 | 1854.2607 | 0 | 0 | 1393.2599 | 130.7097 | 0 | 1017.8358 | 16.412 | 1371.2795 | 0 | 0 | 0 | 346.9961 | 434.0383 | 0 | 0 | 0 | 0 | 0 | 1097.5512 | 0 | 0 | 0 | 0 | 0 | 0 | 0 | 0 | 0 | 0 | 0 | 0 | 0 | 10253.9706 | 10253.9706 | 9156.4194 | 9156.4194 | 0 | 1097.5512 | 0 | 1572.4805 | 0 | 250.1938 | 0 | 3533.0623 | 0 | 250.1938 | 0 | 3095.0435 | 0 | 250.1938 | 0 | 3743.5255 | 0 | 250.1938 | 0 | 1822.6743 | 3783.2561 | 3345.2374 | 3993.7193
6025 | 242.131 | 2663 | 3 | Standard Efficiency | Electric, 100% Usage | Standard, 100% Usage | Gas, 100% Usage | 290 Rated kWh, 100% Usage | 400%+ | None | None | Single-Family Detached | Single-Family Detached | Single-Family Detached | 2500-2999 | 2500-3999 | 2 | Natural Gas | 100% Conditioned | Central AC | None | Natural Gas Fuel Furnace | None | 200000+ | 100% CFL | Occupied | 1970s | Natural Gas | Yes | 67.9925 | 521.0804 | 19.6358 | 2523.3419 | 7895.3346 | 56.5627 | 0 | 378.0617 | 0 | 0 | 0 | 0 | 0 | 58.3211 | 24.911 | 887.4192 | 21.9803 | 2377.3925 | 0 | 0 | 0 | 23.1526 | 400.042 | 0 | 0 | 0 | 0 | 0 | 0 | 0 | 0 | 28009.0952 | 0 | 2949.7603 | 0 | 0 | 679.6318 | 0 | 0 | 0 | 0 | 0 | 46894.0088 | 46894.0088 | 15255.2284 | 15255.2284 | 0 | 31638.7804 | 0 | 2567.4494 | 0 | 7212.9655 | 0 | 5425.8987 | 0 | 7212.9655 | 0 | 4846.5995 | 0 | 7212.9655 | 0 | 5664.1798 | 0 | 7212.9655 | 0 | 9780.4149 | 12638.8642 | 12059.5651 | 12877.1454
6066 | 242.131 | 3301 | 5 | None | Electric, 80% Usage | Standard, 80% Usage | Electric, 80% Usage | None | 300-400% | None | None | Single-Family Detached | Single-Family Detached | Single-Family Detached | 3000-3999 | 2500-3999 | 2 | Electricity | 100% Conditioned | Heat Pump | None | Electricity ASHP | None | 80000-99999 | 100% Incandescent | Occupied | 2000s | Electricity | Yes | 0 | 1179.318 | 44.2537 | 1227.3816 | 3775.3415 | 0 | 0 | 179.0664 | 582.3322 | 3210.5936 | 1543.0192 | 1524.2626 | 2520.9973 | 264.9362 | 99.9372 | 3321.6675 | 27.2556 | 1919.6155 | 0 | 0 | 0 | 482.6881 | 1324.9743 | 0 | 0 | 0 | 0 | 0 | 0 | 0 | 0 | 0 | 0 | 0 | 0 | 0 | 0 | 0 | 0 | 0 | 0 | 0 | 23227.9338 | 23227.9338 | 23227.9338 | 23227.9338 | 0 | 0 | 0 | 4009.1578 | 0 | 0 | 0 | 8953.5941 | 0 | 0 | 0 | 7877.1141 | 0 | 0 | 0 | 9400.4392 | 0 | 0 | 0 | 4009.1578 | 8953.5941 | 7877.1141 | 9400.4392
6080 | 242.131 | 2176 | 4 | Standard Efficiency | Electric, 80% Usage | EnergyStar, 80% Usage | Electric, 80% Usage | 290 Rated kWh, 80% Usage | 400%+ | None | None | Single-Family Detached | Single-Family Detached | Single-Family Detached | 2000-2499 | 1500-2499 | 1 | Fuel Oil | 60% Conditioned | Central AC | None | Fuel Oil Fuel Furnace | None | 100000-119999 | 100% Incandescent | Occupied | 1960s | Electricity | Yes | 67.9925 | 519.0289 | 30.1863 | 611.3463 | 2414.0264 | 128.3651 | 0 | 547.7498 | 0 | 0 | 0 | 0 | 2150.8486 | 208.6666 | 99.9372 | 2355.9983 | 21.9803 | 1583.463 | 0 | 0 | 0 | 429.9353 | 434.0383 | 489.7218 | 0 | 21888.0129 | 0 | 0 | 0 | 0 | 0 | 0 | 0 | 0 | 0 | 0 | 0 | 0 | 0 | 0 | 0 | 0 | 33981.5906 | 33981.5906 | 12093.5777 | 12093.5777 | 21888.0129 | 0 | 0 | 2052.5422 | 6636.3816 | 0 | 0 | 4483.6699 | 6636.3816 | 0 | 0 | 3958.5355 | 6636.3816 | 0 | 0 | 4775.9258 | 6636.3816 | 0 | 0 | 8688.9238 | 11120.0515 | 10594.9171 | 11412.3074
6107 | 242.131 | 853 | 2 | None | None | EnergyStar, 100% Usage | Propane, 100% Usage | None | 100-150% | 116 | None | 50 or more Unit | Multifamily with 5+ units, 8+ stories | Multi-Family with 5+ Units | 750-999 | 0-1499 | 8 | Fuel Oil | None | None | Heating Only | Fuel Oil Shared Heating | Boiler Baseboards Heating Only, Fuel Oil | 20000-24999 | 100% CFL | Occupied | <1940 | Electricity | Yes | 0 | 0 | 26.3764 | 0 | 0 | 0 | 0 | 158.2584 | 0 | 0 | 0 | 0 | 2386.7708 | 35.7547 | 0 | 390.3707 | 16.412 | 1856.8983 | 0 | 0 | 0 | 29.6002 | 434.0383 | 0 | 0 | 10928.3271 | 0 | 0 | 0 | 0 | 0 | 0 | 0 | 0 | 0 | 0 | 0 | 0 | 0 | 0 | 0 | 867.1973 | 17129.711 | 17129.711 | 5334.1865 | 5334.1865 | 10928.3271 | 0 | 867.1973 | 887.3292 | 3313.4519 | 0 | 238.664 | 1997.1912 | 3313.4519 | 0 | 238.664 | 1751.815 | 3313.4519 | 0 | 238.664 | 2146.0798 | 3313.4519 | 0 | 238.664 | 4439.4451 | 5549.3071 | 5303.9309 | 5698.1956
6132 | 242.131 | 853 | 2 | Standard Efficiency | Electric, 100% Usage | EnergyStar, 100% Usage | Electric, 100% Usage | None | 0-100% | 6 | None | 5 to 9 Unit | Multifamily with 5+ units, 1-3 stories | Multi-Family with 5+ Units | 750-999 | 0-1499 | 2 | Natural Gas | 40% Conditioned | Room AC | Heating Only | Natural Gas Shared Heating | Boiler Baseboards Heating Only, Natural Gas | 10000-14999 | 100% Incandescent | Occupied | <1940 | Electricity | No | 67.9925 | 450.1572 | 26.3764 | 0 | 1245.259 | 0 | 0 | 123.9691 | 0 | 0 | 0 | 0 | 2448.9019 | 142.7256 | 0 | 1220.3479 | 16.412 | 1856.8983 | 0 | 0 | 0 | 431.9868 | 434.0383 | 0 | 0 | 0 | 0 | 0 | 0 | 0 | 0 | 13534.9012 | 0 | 0 | 0 | 0 | 0 | 0 | 0 | 0 | 0 | 0 | 21999.966 | 21999.966 | 8465.0648 | 8465.0648 | 0 | 13534.9012 | 0 | 1400.217 | 0 | 3085.7086 | 0 | 3112.9228 | 0 | 3085.7086 | 0 | 2741.769 | 0 | 3085.7086 | 0 | 3329.9903 | 0 | 3085.7086 | 0 | 4485.9256 | 6198.6314 | 5827.4776 | 6415.6989
6148 | 242.131 | 3301 | 3 | None | Electric, 100% Usage | EnergyStar, 100% Usage | Electric, 100% Usage | None | 400%+ | None | None | Single-Family Detached | Single-Family Detached | Single-Family Detached | 3000-3999 | 2500-3999 | 1 | Electricity | 100% Conditioned | Central AC | None | Electricity Electric Furnace | None | 180000-199999 | 100% CFL | Occupied | 1970s | Electricity | Yes | 0 | 400.042 | 23.4457 | 718.0241 | 3753.9473 | 0 | 0 | 877.1617 | 0 | 48285.8034 | 0 | 0 | 1967.3861 | 66.2341 | 0 | 1062.6757 | 21.9803 | 2894.956 | 0 | 0 | 0 | 405.6104 | 914.0887 | 0 | 0 | 0 | 0 | 0 | 0 | 0 | 0 | 0 | 0 | 0 | 0 | 0 | 0 | 0 | 0 | 0 | 0 | 0 | 61391.3555 | 61391.3555 | 61391.3555 | 61391.3555 | 0 | 0 | 0 | 10990.1558 | 0 | 0 | 0 | 25688.7916 | 0 | 0 | 0 | 22274.517 | 0 | 0 | 0 | 27138.4877 | 0 | 0 | 0 | 10990.1558 | 25688.7916 | 22274.517 | 27138.4877
6216 | 242.131 | 2176 | 4 | Standard Efficiency | Electric, 80% Usage | Standard, 80% Usage | Electric, 80% Usage | 318 Rated kWh, 80% Usage | 400%+ | None | None | Single-Family Detached | Single-Family Detached | Single-Family Detached | 2000-2499 | 1500-2499 | 2 | Natural Gas | 100% Conditioned | Central AC | None | Natural Gas Fuel Boiler | None | 140000-159999 | 100% LED | Occupied | 1960s | Electricity | Yes | 67.9925 | 1179.318 | 44.2537 | 668.7882 | 2589.869 | 167.0505 | 0 | 89.0936 | 0 | 0 | 0 | 0 | 2852.4607 | 34.8755 | 16.7051 | 575.5916 | 21.9803 | 1740.8422 | 0 | 0 | 0 | 482.6881 | 400.042 | 0 | 0 | 0 | 0 | 0 | 0 | 0 | 0 | 42276.9672 | 0 | 0 | 0 | 0 | 0 | 0 | 0 | 0 | 0 | 0 | 53207.932 | 53207.932 | 10930.9648 | 10930.9648 | 0 | 42276.9672 | 0 | 1803.588 | 0 | 9638.2677 | 0 | 3912.402 | 0 | 9638.2677 | 0 | 3651.6 | 0 | 9638.2677 | 0 | 4363.3676 | 0 | 9638.2677 | 0 | 11441.8557 | 13550.6697 | 13289.8677 | 14001.6353
6266 | 242.131 | 1138 | 2 | Standard Efficiency | Electric, 120% Usage | Standard, 120% Usage | Electric, 120% Usage | None | 400%+ | 67 | None | 50 or more Unit | Multifamily with 5+ units, 4-7 stories | Multi-Family with 5+ Units | 1000-1499 | 0-1499 | 4 | Natural Gas | 80% Conditioned | Room AC | Heating Only | Natural Gas Shared Heating | Boiler Baseboards Heating Only, Natural Gas | 100000-119999 | 100% Incandescent | Occupied | 2000s | Natural Gas | Yes | 67.9925 | 662.9268 | 24.911 | 0 | 1480.595 | 0 | 0 | 5.2753 | 0 | 0 | 0 | 0 | 0 | 156.793 | 0 | 1465.0623 | 16.412 | 3162.5299 | 0 | 0 | 0 | 416.454 | 434.0383 | 0 | 0 | 0 | 0 | 0 | 0 | 0 | 0 | 46.8914 | 0 | 4026.2104 | 0 | 0 | 0 | 0 | 0 | 0 | 0 | 0 | 11966.0918 | 11966.0918 | 7892.9901 | 7892.9901 | 0 | 4073.1017 | 0 | 1348.5292 | 0 | 928.5689 | 0 | 2987.827 | 0 | 928.5689 | 0 | 2631.7384 | 0 | 928.5689 | 0 | 3181.1091 | 0 | 928.5689 | 0 | 2277.0981 | 3916.3959 | 3560.3073 | 4109.678
6312 | 242.131 | 1138 | 2 | Standard Efficiency | None | None | Electric, 100% Usage | 318 Rated kWh, 100% Usage | 200-300% | 67 | None | 50 or more Unit | Multifamily with 5+ units, 8+ stories | Multi-Family with 5+ Units | 1000-1499 | 0-1499 | 9 | Natural Gas | 100% Conditioned | Central AC | None | Natural Gas Fuel Furnace | None | 25000-29999 | 100% CFL | Occupied | 1970s | Electricity | No | 67.9925 | 0 | 0 | 252.3342 | 1077.9154 | 64.7687 | 0 | 34.2893 | 0 | 0 | 0 | 0 | 1341.0932 | 39.2715 | 0 | 468.6206 | 16.412 | 1581.4115 | 0 | 0 | 0 | 346.9961 | 400.042 | 0 | 0 | 0 | 0 | 0 | 0 | 0 | 0 | 1475.9059 | 0 | 0 | 0 | 0 | 0 | 0 | 0 | 0 | 0 | 0 | 7166.7599 | 7166.7599 | 5690.561 | 5690.561 | 0 | 1475.9059 | 0 | 930.1329 | 0 | 336.4948 | 0 | 2052.9328 | 0 | 336.4948 | 0 | 1812.136 | 0 | 336.4948 | 0 | 2201.1205 | 0 | 336.4948 | 0 | 1266.6277 | 2389.4275 | 2148.6308 | 2537.6153
6395 | 242.131 | 617 | 1 | None | None | None | Electric, 100% Usage | None | 300-400% | 4 | None | 3 or 4 Unit | Multifamily with 2-4 Units | Multi-Family with 2 - 4 Units | 500-749 | 0-1499 | 2 | Electricity | 100% Conditioned | Room AC | None | Electricity Electric Furnace | None | 40000-44999 | 100% Incandescent | Vacant | <1940 | Natural Gas | No | 0 | 0 | 0 | 0 | 2770.1078 | 0 | 319.7405 | 87.3352 | 0 | 3736.9492 | 0 | 0 | 0 | 0 | 0 | 0 | 16.412 | 0 | 0 | 0 | 0 | 0 | 480.0504 | 0 | 0 | 0 | 0 | 0 | 0 | 0 | 0 | 0 | 0 | 0 | 0 | 0 | 0 | 0 | 0 | 0 | 0 | 0 | 7410.5951 | 7410.5951 | 7410.5951 | 7410.5951 | 0 | 0 | 0 | 1345.9347 | 0 | 0 | 0 | 3047.7602 | 0 | 0 | 0 | 2668.5202 | 0 | 0 | 0 | 3143.9521 | 0 | 0 | 0 | 1345.9347 | 3047.7602 | 2668.5202 | 3143.9521
6407 | 242.131 | 1220 | 2 | Standard Efficiency | Electric, 80% Usage | EnergyStar, 80% Usage | Electric, 80% Usage | 318 Rated kWh, 80% Usage | 300-400% | None | None | Single-Family Detached | Single-Family Detached | Single-Family Detached | 1000-1499 | 0-1499 | 1 | Natural Gas | 100% Conditioned | Central AC | None | Natural Gas Fuel Furnace | None | 45000-49999 | 100% LED | Occupied | 1950s | Electricity | Yes | 67.9925 | 220.6825 | 12.8951 | 331.7565 | 2342.5171 | 48.3567 | 319.7405 | 750.555 | 0 | 0 | 0 | 0 | 797.4464 | 26.9625 | 16.7051 | 375.131 | 16.412 | 959.2216 | 0 | 0 | 0 | 271.6769 | 914.0887 | 270.7977 | 0 | 0 | 0 | 0 | 0 | 0 | 0 | 30122.7238 | 0 | 0 | 0 | 0 | 0 | 0 | 0 | 0 | 0 | 0 | 37865.3684 | 37865.3684 | 7742.9377 | 7742.9377 | 0 | 30122.7238 | 0 | 1433.0639 | 0 | 6867.3517 | 0 | 3104.7531 | 0 | 6867.3517 | 0 | 2744.1454 | 0 | 6867.3517 | 0 | 3216.595 | 0 | 6867.3517 | 0 | 8300.4156 | 9972.1049 | 9611.4971 | 10083.9467
6525 | 242.131 | 8194 | 3 | Standard Efficiency | Electric, 120% Usage | Standard, 120% Usage | Electric, 120% Usage | 290 Rated kWh, 120% Usage | 400%+ | None | None | Single-Family Detached | Single-Family Detached | Single-Family Detached | 4000+ | 4000+ | 1 | Other Fuel | 40% Conditioned | Room AC | None | None | None | 160000-179999 | 100% LED | Occupied | 1950s | Propane | Yes | 67.9925 | 915.261 | 34.2893 | 0 | 5173.8767 | 109.3155 | 0 | 0 | 0 | 0 | 0 | 0 | 0 | 84.9906 | 16.7051 | 1837.8487 | 21.9803 | 8902.0338 | 0 | 0 | 0 | 486.498 | 480.0504 | 0 | 0 | 0 | 0 | 0 | 0 | 0 | 0 | 0 | 0 | 0 | 0 | 0 | 0 | 0 | 0 | 0 | 6687.5887 | 0 | 24818.1374 | 24818.1374 | 18130.8417 | 18130.8417 | 0 | 0 | 6687.5887 | 3112.8761 | 0 | 0 | 1840.3159 | 6881.6163 | 0 | 0 | 1840.3159 | 6350.0437 | 0 | 0 | 1840.3159 | 7508.2274 | 0 | 0 | 1840.3159 | 4953.1919 | 8721.9322 | 8190.3596 | 9348.5433
6557 | 242.131 | 1202 | 4 | Standard Efficiency | Electric, 100% Usage | EnergyStar, 100% Usage | Electric, 100% Usage | 318 Rated kWh, 100% Usage | 150-200% | None | 8 | Single-Family Attached | Single-Family Attached | Single-Family Attached | 1000-1499 | 0-1499 | 1 | Natural Gas | 40% Conditioned | Room AC | None | Natural Gas Fuel Furnace | None | 30000-34999 | 100% CFL | Occupied | 1940s | Electricity | Yes | 67.9925 | 450.1572 | 26.3764 | 0 | 1316.1822 | 112.5393 | 0 | 256.7303 | 0 | 0 | 0 | 0 | 2589.869 | 40.1507 | 0 | 486.2049 | 21.9803 | 1917.8571 | 0 | 0 | 0 | 431.9868 | 890.9361 | 0 | 0 | 0 | 0 | 0 | 0 | 0 | 0 | 10853.594 | 0 | 0 | 0 | 0 | 0 | 0 | 0 | 0 | 0 | 0 | 19462.5567 | 19462.5567 | 8608.9627 | 8608.9627 | 0 | 10853.594 | 0 | 1413.6301 | 0 | 2474.4121 | 0 | 3161.5678 | 0 | 2474.4121 | 0 | 2785.098 | 0 | 2474.4121 | 0 | 3367.0715 | 0 | 2474.4121 | 0 | 3888.0423 | 5635.98 | 5259.5101 | 5841.4837
6623 | 242.131 | 3301 | 4 | Standard Efficiency | Electric, 100% Usage | Standard, 100% Usage | Gas, 100% Usage | 318 Rated kWh, 100% Usage | 300-400% | None | None | Single-Family Detached | Single-Family Detached | Single-Family Detached | 3000-3999 | 2500-3999 | 3 | Natural Gas | None | None | None | Natural Gas Fuel Wall/Floor Furnace | None | 80000-99999 | 100% Incandescent | Occupied | <1940 | Natural Gas | Yes | 67.9925 | 1237.053 | 46.3052 | 0 | 0 | 171.7396 | 319.7405 | 0 | 0 | 0 | 0 | 0 | 0 | 264.9362 | 0 | 3321.6675 | 21.9803 | 3524.4727 | 0 | 0 | 0 | 36.927 | 434.0383 | 0 | 0 | 0 | 0 | 0 | 0 | 1205.1082 | 0 | 113915.8457 | 0 | 6215.4513 | 0 | 0 | 1080.8461 | 0 | 0 | 0 | 0 | 0 | 131864.3972 | 131864.3972 | 9447.1459 | 9447.1459 | 0 | 122417.2513 | 0 | 1626.8585 | 0 | 27908.6223 | 0 | 3585.2349 | 0 | 27908.6223 | 0 | 3278.9467 | 0 | 27908.6223 | 0 | 3990.7052 | 0 | 27908.6223 | 0 | 29535.4807 | 31493.8572 | 31187.5689 | 31899.3275
6632 | 242.131 | 2663 | 4 | None | Electric, 100% Usage | EnergyStar, 100% Usage | Electric, 100% Usage | 318 Rated kWh, 100% Usage | 200-300% | None | None | Single-Family Detached | Single-Family Detached | Single-Family Detached | 2500-2999 | 2500-3999 | 1 | Propane | 100% Conditioned | Central AC | None | Propane Fuel Furnace | None | 60000-69999 | 100% CFL | Vacant | 1990s | Electricity | Yes | 0 | 0 | 0 | 697.8022 | 3088.0899 | 0 | 0 | 63.3034 | 0 | 0 | 0 | 0 | 331.4634 | 0 | 0 | 0 | 21.9803 | 0 | 0 | 0 | 0 | 0 | 914.0887 | 0 | 0 | 0 | 0 | 0 | 0 | 0 | 0 | 0 | 0 | 0 | 0 | 0 | 0 | 0 | 0 | 2946.2435 | 0 | 0 | 8062.9713 | 8062.9713 | 5116.7278 | 5116.7278 | 0 | 0 | 2946.2435 | 883.5059 | 0 | 0 | 810.7982 | 1846.8735 | 0 | 0 | 810.7982 | 1653.327 | 0 | 0 | 810.7982 | 1900.2123 | 0 | 0 | 810.7982 | 1694.304 | 2657.6716 | 2464.1251 | 2711.0105
6682 | 242.131 | 1675 | 3 | Standard Efficiency | Electric, 100% Usage | EnergyStar, 100% Usage | Electric, 100% Usage | 318 Rated kWh, 100% Usage | 300-400% | None | 16 | Single-Family Attached | Single-Family Attached | Single-Family Attached | 1500-1999 | 1500-2499 | 2 | Electricity | 20% Conditioned | Room AC | None | Electricity Baseboard | None | 80000-99999 | 100% LED | Occupied | 1970s | Electricity | Yes | 67.9925 | 450.1572 | 26.3764 | 0 | 1232.3638 | 112.5393 | 0 | 0 | 0 | 14692.2389 | 0 | 0 | 2452.7118 | 30.4794 | 0 | 470.6721 | 21.9803 | 1990.5387 | 0 | 0 | 0 | 431.9868 | 914.0887 | 0 | 0 | 0 | 0 | 0 | 0 | 0 | 0 | 0 | 0 | 0 | 0 | 0 | 0 | 0 | 0 | 0 | 0 | 0 | 22893.8328 | 22893.8328 | 22893.8328 | 22893.8328 | 0 | 0 | 0 | 4167.3726 | 0 | 0 | 0 | 9663.7945 | 0 | 0 | 0 | 8391.1327 | 0 | 0 | 0 | 10173.968 | 0 | 0 | 0 | 4167.3726 | 9663.7945 | 8391.1327 | 10173.968
6728 | 242.131 | 1138 | 2 | Standard Efficiency | Electric, 100% Usage | EnergyStar, 100% Usage | Electric, 100% Usage | None | 400%+ | 67 | None | 50 or more Unit | Multifamily with 5+ units, 4-7 stories | Multi-Family with 5+ Units | 1000-1499 | 0-1499 | 5 | Electricity | 100% Conditioned | Central AC | None | Electricity Electric Furnace | None | 120000-139999 | 100% CFL | Occupied | 2010s | Electricity | Yes | 67.9925 | 369.8557 | 21.6873 | 198.4091 | 1189.5755 | 0 | 0 | 75.3193 | 0 | 6061.5889 | 0 | 0 | 1784.8028 | 39.2715 | 0 | 468.6206 | 16.412 | 1776.3038 | 0 | 0 | 0 | 389.4915 | 480.0504 | 309.19 | 0 | 0 | 0 | 0 | 0 | 0 | 0 | 0 | 0 | 0 | 0 | 0 | 0 | 0 | 0 | 0 | 0 | 0 | 13248.5708 | 13248.5708 | 13248.5708 | 13248.5708 | 0 | 0 | 0 | 2323.2203 | 0 | 0 | 0 | 5326.8591 | 0 | 0 | 0 | 4645.5565 | 0 | 0 | 0 | 5641.9248 | 0 | 0 | 0 | 2323.2203 | 5326.8591 | 4645.5565 | 5641.9248
6730 | 242.131 | 885 | 4 | Standard Efficiency | Electric, 120% Usage | EnergyStar, 120% Usage | Propane, 120% Usage | 290 Rated kWh, 120% Usage | 150-200% | None | None | Single-Family Detached | Single-Family Detached | Single-Family Detached | 750-999 | 0-1499 | 1 | Fuel Oil | None | None | None | Fuel Oil Fuel Boiler | None | 35000-39999 | 100% LED | Occupied | <1940 | Electricity | Yes | 81.7668 | 629.5167 | 36.6339 | 0 | 0 | 150.9316 | 319.7405 | 180.8249 | 0 | 0 | 0 | 0 | 5282.8991 | 24.0318 | 0 | 304.7939 | 21.9803 | 4882.8571 | 0 | 0 | 0 | 38.6854 | 914.0887 | 366.0458 | 0 | 12898.937 | 0 | 0 | 1634.4574 | 0 | 0 | 0 | 0 | 0 | 0 | 0 | 0 | 0 | 0 | 0 | 0 | 1136.5296 | 28905.0135 | 28905.0135 | 13235.0895 | 13235.0895 | 12898.937 | 1634.4574 | 1136.5296 | 2140.2116 | 3910.9519 | 372.6348 | 312.7882 | 4852.2177 | 3910.9519 | 372.6348 | 312.7882 | 4257.8911 | 3910.9519 | 372.6348 | 312.7882 | 5218.6768 | 3910.9519 | 372.6348 | 312.7882 | 6736.5865 | 9448.5926 | 8854.2659 | 9815.0517
6896 | 242.131 | 633 | 3 | None | Electric, 100% Usage | Standard, 100% Usage | Electric, 100% Usage | None | 400%+ | None | None | Single-Family Detached | Single-Family Detached | Single-Family Detached | 500-749 | 0-1499 | 1 | Electricity | 60% Conditioned | Room AC | None | Electricity Baseboard | None | 70000-79999 | 100% CFL | Occupied | 1960s | Electricity | Yes | 0 | 762.864 | 28.4279 | 0 | 1768.6839 | 0 | 319.7405 | 0 | 0 | 3359.7667 | 0 | 0 | 2287.1266 | 32.824 | 24.911 | 329.998 | 21.9803 | 2046.5153 | 0 | 0 | 0 | 405.6104 | 434.0383 | 0 | 0 | 0 | 0 | 0 | 0 | 0 | 0 | 0 | 0 | 0 | 0 | 0 | 0 | 0 | 0 | 0 | 0 | 0 | 11822.487 | 11822.487 | 11822.487 | 11822.487 | 0 | 0 | 0 | 2067.0776 | 0 | 0 | 0 | 4663.0647 | 0 | 0 | 0 | 4075.5175 | 0 | 0 | 0 | 4943.3249 | 0 | 0 | 0 | 2067.0776 | 4663.0647 | 4075.5175 | 4943.3249
6964 | 242.131 | 1138 | 2 | Standard Efficiency | None | None | Electric, 100% Usage | None | 100-150% | 4 | None | 3 or 4 Unit | Multifamily with 2-4 Units | Multi-Family with 2 - 4 Units | 1000-1499 | 0-1499 | 2 | Electricity | 100% Conditioned | Room AC | None | Electricity Electric Furnace | None | 25000-29999 | 100% CFL | Occupied | <1940 | Electricity | No | 67.9925 | 0 | 0 | 0 | 2212.1004 | 0 | 319.7405 | 465.983 | 0 | 19928.8328 | 0 | 0 | 2357.4637 | 39.2715 | 0 | 468.6206 | 16.412 | 1525.1418 | 0 | 0 | 0 | 431.9868 | 434.0383 | 0 | 0 | 0 | 0 | 0 | 0 | 0 | 0 | 0 | 0 | 0 | 0 | 0 | 0 | 0 | 0 | 0 | 0 | 0 | 28267.5839 | 28267.5839 | 28267.5839 | 28267.5839 | 0 | 0 | 0 | 5032.1098 | 0 | 0 | 0 | 11627.6277 | 0 | 0 | 0 | 10111.038 | 0 | 0 | 0 | 12339.2905 | 0 | 0 | 0 | 5032.1098 | 11627.6277 | 10111.038 | 12339.2905
6994 | 242.131 | 1690 | 5 | None | Electric, 100% Usage | EnergyStar, 100% Usage | Propane, 100% Usage | None | 400%+ | None | None | Single-Family Detached | Single-Family Detached | Single-Family Detached | 1500-1999 | 1500-2499 | 1 | Fuel Oil | 100% Conditioned | Central AC | None | Fuel Oil Fuel Furnace | None | 80000-99999 | 100% Incandescent | Occupied | 1960s | Electricity | Yes | 0 | 400.042 | 23.4457 | 383.0439 | 3304.6694 | 0 | 319.7405 | 1376.2617 | 0 | 0 | 0 | 0 | 2255.475 | 184.6348 | 99.9372 | 1938.9582 | 27.2556 | 2382.6678 | 0 | 0 | 0 | 27.8418 | 480.0504 | 0 | 0 | 54656.8753 | 0 | 0 | 0 | 0 | 0 | 0 | 0 | 0 | 0 | 0 | 0 | 0 | 0 | 0 | 0 | 813.5653 | 68674.1715 | 68674.1715 | 13203.7309 | 13203.7309 | 54656.8753 | 0 | 813.5653 | 2265.2807 | 16571.9052 | 0 | 223.8565 | 4933.9633 | 16571.9052 | 0 | 223.8565 | 4356.3483 | 16571.9052 | 0 | 223.8565 | 5249.3252 | 16571.9052 | 0 | 223.8565 | 19061.0423 | 21729.7249 | 21152.1099 | 22045.0868
7046 | 242.131 | 853 | 1 | Standard Efficiency | None | None | Electric, 100% Usage | 290 Rated kWh, 100% Usage | 400%+ | 6 | None | 5 to 9 Unit | Multifamily with 5+ units, 1-3 stories | Multi-Family with 5+ Units | 750-999 | 0-1499 | 2 | Natural Gas | 40% Conditioned | Room AC | None | Natural Gas Fuel Furnace | None | 80000-99999 | 100% Incandescent | Occupied | 1980s | Natural Gas | Yes | 67.9925 | 0 | 0 | 0 | 886.54 | 60.3726 | 0 | 96.1273 | 0 | 0 | 0 | 0 | 0 | 142.7256 | 0 | 1220.3479 | 16.412 | 1466.5276 | 0 | 0 | 0 | 346.9961 | 434.0383 | 0 | 0 | 0 | 0 | 0 | 0 | 0 | 0 | 4431.5276 | 0 | 2877.0787 | 0 | 0 | 0 | 0 | 0 | 0 | 0 | 0 | 12046.9794 | 12046.9794 | 4738.08 | 4738.08 | 0 | 7308.8994 | 0 | 825.466 | 0 | 1666.2729 | 0 | 1811.1966 | 0 | 1666.2729 | 0 | 1595.6563 | 0 | 1666.2729 | 0 | 1923.0303 | 0 | 1666.2729 | 0 | 2491.7389 | 3477.4695 | 3261.9292 | 3589.3032
7063 | 242.131 | 1623 | 3 | Standard Efficiency | Electric, 120% Usage | Standard, 120% Usage | Electric, 120% Usage | 318 Rated kWh, 120% Usage | 0-100% | 18 | None | 10 to 19 Unit | Multifamily with 5+ units, 1-3 stories | Multi-Family with 5+ Units | 1500-1999 | 1500-2499 | 3 | Natural Gas | 100% Conditioned | Central AC | None | Natural Gas Fuel Furnace | None | 15000-19999 | 100% Incandescent | Occupied | 1990s | Natural Gas | Yes | 67.9925 | 1029.8517 | 38.6854 | 848.7338 | 3205.6114 | 135.1058 | 0 | 30.7725 | 0 | 0 | 0 | 0 | 0 | 181.1179 | 0 | 1881.2232 | 21.9803 | 4333.935 | 0 | 0 | 0 | 518.4427 | 480.0504 | 0 | 0 | 0 | 0 | 0 | 0 | 0 | 0 | 1637.6811 | 0 | 7518.4452 | 0 | 0 | 0 | 0 | 0 | 0 | 0 | 0 | 21929.629 | 21929.629 | 12773.2095 | 12773.2095 | 0 | 9156.4194 | 0 | 2181.0409 | 0 | 2087.4493 | 0 | 4797.3476 | 0 | 2087.4493 | 0 | 4235.0622 | 0 | 2087.4493 | 0 | 5072.7788 | 0 | 2087.4493 | 0 | 4268.4902 | 6884.7969 | 6322.5116 | 7160.2282
7072 | 242.131 | 1220 | 3 | Standard Efficiency | Electric, 120% Usage | EnergyStar, 120% Usage | Electric, 120% Usage | None | 300-400% | None | None | Single-Family Detached | Single-Family Detached | Single-Family Detached | 1000-1499 | 0-1499 | 1 | Natural Gas | 100% Conditioned | Central AC | None | Natural Gas Fuel Wall/Floor Furnace | None | 80000-99999 | 100% Incandescent | Occupied | 1960s | Natural Gas | Yes | 67.9925 | 927.863 | 54.2181 | 1442.2027 | 4547.2907 | 0 | 0 | 0 | 0 | 0 | 0 | 0 | 0 | 160.896 | 0 | 1535.3993 | 21.9803 | 6354.9531 | 0 | 0 | 0 | 723.8855 | 434.0383 | 0 | 0 | 0 | 0 | 0 | 0 | 0 | 0 | 6323.3014 | 0 | 11264.4796 | 0 | 0 | 0 | 0 | 0 | 0 | 0 | 0 | 33858.7938 | 33858.7938 | 16271.0127 | 16271.0127 | 0 | 17587.7811 | 0 | 2852.852 | 0 | 4009.6418 | 0 | 6133.3322 | 0 | 4009.6418 | 0 | 5435.1257 | 0 | 4009.6418 | 0 | 6453.6401 | 0 | 4009.6418 | 0 | 6862.4938 | 10142.974 | 9444.7675 | 10463.2819
7092 | 242.131 | 3301 | 3 | None | None | EnergyStar, 80% Usage | Electric, 80% Usage | 290 Rated kWh, 80% Usage | 400%+ | None | None | Single-Family Detached | Single-Family Detached | Single-Family Detached | 3000-3999 | 2500-3999 | 2 | Electricity | 100% Conditioned | Heat Pump | None | Electricity ASHP | None | 180000-199999 | 100% CFL | Occupied | 1990s | Electricity | Yes | 0 | 0 | 24.618 | 296.881 | 1283.6513 | 100.5234 | 319.7405 | 530.1656 | 1688.3824 | 5643.6696 | 0 | 0 | 1737.3253 | 66.2341 | 24.911 | 1062.6757 | 21.9803 | 1604.8572 | 0 | 0 | 0 | 377.1825 | 434.0383 | 0 | 0 | 0 | 0 | 0 | 0 | 0 | 0 | 0 | 0 | 0 | 0 | 0 | 0 | 0 | 0 | 0 | 0 | 0 | 15216.8361 | 15216.8361 | 15216.8361 | 15216.8361 | 0 | 0 | 0 | 2732.8351 | 0 | 0 | 0 | 6271.4788 | 0 | 0 | 0 | 5462.4011 | 0 | 0 | 0 | 6567.7322 | 0 | 0 | 0 | 2732.8351 | 6271.4788 | 5462.4011 | 6567.7322
7209 | 242.131 | 1138 | 2 | Standard Efficiency | Electric, 120% Usage | EnergyStar, 120% Usage | Electric, 120% Usage | None | 200-300% | 10 | None | 10 to 19 Unit | Multifamily with 5+ units, 1-3 stories | Multi-Family with 5+ Units | 1000-1499 | 0-1499 | 2 | Electricity | 100% Conditioned | Heat Pump | None | Electricity ASHP | None | 45000-49999 | 100% Incandescent | Occupied | 1990s | Electricity | Yes | 67.9925 | 444.0027 | 25.7903 | 483.5673 | 2091.6482 | 0 | 0 | 543.3538 | 1760.4779 | 5652.4617 | 0 | 0 | 3425.1216 | 156.793 | 0 | 1465.0623 | 16.412 | 3552.9006 | 0 | 0 | 0 | 467.4484 | 480.0504 | 0 | 0 | 0 | 0 | 0 | 0 | 0 | 0 | 0 | 0 | 0 | 0 | 0 | 0 | 0 | 0 | 0 | 0 | 0 | 20633.3756 | 20633.3756 | 20633.3756 | 20633.3756 | 0 | 0 | 0 | 3533.642 | 0 | 0 | 0 | 8085.6401 | 0 | 0 | 0 | 7063.4388 | 0 | 0 | 0 | 8548.2734 | 0 | 0 | 0 | 3533.642 | 8085.6401 | 7063.4388 | 8548.2734
7330 | 242.131 | 3301 | 4 | None | Electric, 100% Usage | EnergyStar, 100% Usage | Electric, 100% Usage | 290 Rated kWh, 100% Usage | 400%+ | None | None | Single-Family Detached | Single-Family Detached | Single-Family Detached | 3000-3999 | 2500-3999 | 2 | Electricity | 100% Conditioned | Central AC | None | Electricity Electric Furnace | None | 120000-139999 | 100% CFL | Occupied | 1970s | Electricity | Yes | 0 | 648.8593 | 37.8062 | 1104.5849 | 4863.8075 | 160.6029 | 319.7405 | 393.8875 | 0 | 28710.4143 | 0 | 0 | 3860.0391 | 66.2341 | 24.911 | 1062.6757 | 21.9803 | 3524.4727 | 0 | 0 | 0 | 537.1993 | 868.0765 | 0 | 0 | 0 | 0 | 0 | 0 | 1205.1082 | 0 | 0 | 0 | 0 | 0 | 0 | 0 | 0 | 0 | 0 | 0 | 0 | 47410.107 | 47410.107 | 46204.9988 | 46204.9988 | 0 | 1205.1082 | 0 | 8479.2566 | 0 | 274.7368 | 0 | 19402.7792 | 0 | 274.7368 | 0 | 16898.5751 | 0 | 274.7368 | 0 | 20422.2045 | 0 | 274.7368 | 0 | 8753.9935 | 19677.516 | 17173.3119 | 20696.9413
7366 | 242.131 | 2663 | 4 | Standard Efficiency | Electric, 80% Usage | EnergyStar, 80% Usage | Electric, 80% Usage | None | 400%+ | None | None | Single-Family Detached | Single-Family Detached | Single-Family Detached | 2500-2999 | 2500-3999 | 1 | Electricity | 60% Conditioned | Central AC | None | Electricity Baseboard | None | 200000+ | 100% Incandescent | Occupied | 1960s | Electricity | Yes | 67.9925 | 519.0289 | 30.1863 | 778.6898 | 2610.9702 | 0 | 0 | 0 | 0 | 32427.4347 | 0 | 0 | 1902.6174 | 233.2846 | 0 | 2774.2107 | 21.9803 | 1660.8338 | 0 | 0 | 0 | 429.9353 | 960.1008 | 514.9259 | 0 | 0 | 0 | 0 | 0 | 0 | 0 | 0 | 0 | 0 | 0 | 0 | 0 | 0 | 0 | 0 | 0 | 0 | 44931.898 | 44931.898 | 44931.898 | 44931.898 | 0 | 0 | 0 | 7891.6658 | 0 | 0 | 0 | 18327.9957 | 0 | 0 | 0 | 15930.8689 | 0 | 0 | 0 | 19459.4783 | 0 | 0 | 0 | 7891.6658 | 18327.9957 | 15930.8689 | 19459.4783
7374 | 242.131 | 1690 | 4 | None | Gas, 80% Usage | EnergyStar, 80% Usage | Electric, 80% Usage | None | 400%+ | None | None | Single-Family Detached | Single-Family Detached | Single-Family Detached | 1500-1999 | 1500-2499 | 1 | Electricity | 100% Conditioned | Central AC | None | Electricity Electric Furnace | None | 160000-179999 | 100% CFL | Occupied | 1990s | Electricity | Yes | 0 | 46.3052 | 30.1863 | 578.2292 | 3380.8679 | 0 | 319.7405 | 245.5936 | 0 | 14084.1164 | 0 | 0 | 1949.8018 | 46.0122 | 24.911 | 620.1384 | 21.9803 | 1506.0922 | 0 | 0 | 0 | 429.9353 | 400.042 | 464.2246 | 0 | 0 | 0 | 616.3285 | 0 | 0 | 0 | 0 | 0 | 0 | 623.6552 | 0 | 0 | 0 | 0 | 0 | 0 | 0 | 25389.3329 | 25389.3329 | 24149.0562 | 24149.0562 | 0 | 1240.2768 | 0 | 4387.8272 | 0 | 282.7332 | 0 | 10036.3 | 0 | 282.7332 | 0 | 8743.378 | 0 | 282.7332 | 0 | 10547.7558 | 0 | 282.7332 | 0 | 4670.5603 | 10319.0332 | 9026.1112 | 10830.489
7468 | 242.131 | 1202 | 2 | Standard Efficiency | None | None | Electric, 100% Usage | None | 400%+ | None | 30 | Single-Family Attached | Single-Family Attached | Single-Family Attached | 1000-1499 | 0-1499 | 2 | Electricity | 100% Conditioned | Room AC | None | Electricity Electric Wall Furnace | None | 100000-119999 | 100% CFL | Occupied | 1970s | Natural Gas | Yes | 67.9925 | 0 | 0 | 0 | 3449.7396 | 0 | 0 | 0 | 0 | 9518.3622 | 0 | 0 | 0 | 40.1507 | 0 | 486.2049 | 16.412 | 1917.8571 | 0 | 0 | 0 | 431.9868 | 868.0765 | 0 | 0 | 0 | 0 | 0 | 0 | 0 | 0 | 0 | 0 | 4170.9875 | 0 | 0 | 0 | 0 | 0 | 0 | 0 | 0 | 20968.0628 | 20968.0628 | 16796.7822 | 16796.7822 | 0 | 4170.9875 | 0 | 2934.8093 | 0 | 950.9151 | 0 | 6728.9938 | 0 | 950.9151 | 0 | 5876.9822 | 0 | 950.9151 | 0 | 7075.3615 | 0 | 950.9151 | 0 | 3885.7244 | 7679.9089 | 6827.8974 | 8026.2766
7474 | 242.131 | 1623 | 4 | None | Electric, 100% Usage | EnergyStar, 100% Usage | Electric, 100% Usage | None | 300-400% | 4 | None | 3 or 4 Unit | Multifamily with 2-4 Units | Multi-Family with 2 - 4 Units | 1500-1999 | 1500-2499 | 2 | Electricity | 100% Conditioned | Central AC | None | Electricity Electric Furnace | None | 50000-59999 | 100% Incandescent | Occupied | 1980s | Electricity | Yes | 0 | 369.8557 | 21.6873 | 286.9166 | 1839.6071 | 0 | 0 | 282.5205 | 0 | 12440.2808 | 0 | 0 | 1901.152 | 181.1179 | 0 | 1881.2232 | 21.9803 | 1525.4349 | 0 | 0 | 0 | 389.4915 | 480.0504 | 0 | 0 | 0 | 0 | 0 | 0 | 0 | 0 | 0 | 0 | 0 | 0 | 0 | 0 | 0 | 0 | 0 | 0 | 0 | 21621.6113 | 21621.6113 | 21621.6113 | 21621.6113 | 0 | 0 | 0 | 3814.915 | 0 | 0 | 0 | 8791.335 | 0 | 0 | 0 | 7656.5313 | 0 | 0 | 0 | 9300.8127 | 0 | 0 | 0 | 3814.915 | 8791.335 | 7656.5313 | 9300.8127
7486 | 242.131 | 1138 | 2 | None | Electric, 100% Usage | EnergyStar, 100% Usage | Propane, 100% Usage | None | 400%+ | 12 | None | 10 to 19 Unit | Multifamily with 5+ units, 1-3 stories | Multi-Family with 5+ Units | 1000-1499 | 0-1499 | 2 | Electricity | None | None | None | Electricity Baseboard | None | 80000-99999 | 100% Incandescent | Occupied | 1990s | Electricity | Yes | 0 | 289.8473 | 16.9981 | 0 | 0 | 0 | 0 | 0 | 0 | 2694.7885 | 0 | 0 | 1295.9603 | 156.793 | 0 | 1465.0623 | 16.412 | 1581.4115 | 0 | 0 | 0 | 23.7388 | 434.0383 | 0 | 0 | 0 | 0 | 0 | 1218.5895 | 0 | 0 | 0 | 0 | 0 | 0 | 0 | 0 | 0 | 0 | 0 | 0 | 694.8715 | 9888.2179 | 9888.2179 | 7974.7569 | 7974.7569 | 0 | 1218.5895 | 694.8715 | 1489 | 0 | 277.814 | 191.1937 | 3298.6258 | 0 | 277.814 | 191.1937 | 2963.592 | 0 | 277.814 | 191.1937 | 3627.228 | 0 | 277.814 | 191.1937 | 1958.0077 | 3767.6335 | 3432.5997 | 4096.2358
7545 | 242.131 | 2176 | 4 | None | Electric, 120% Usage | Standard, 120% Usage | Electric, 120% Usage | None | 200-300% | None | None | Single-Family Detached | Single-Family Detached | Single-Family Detached | 2000-2499 | 1500-2499 | 1 | Electricity | 100% Conditioned | Central AC | None | Electricity Electric Furnace | None | 60000-69999 | 100% LED | Occupied | 1970s | Electricity | Yes | 0 | 1484.405 | 55.6835 | 232.9915 | 2163.1576 | 0 | 319.7405 | 521.0804 | 0 | 22201.3058 | 0 | 0 | 7219.5127 | 34.8755 | 16.7051 | 575.5916 | 21.9803 | 6333.5589 | 0 | 0 | 0 | 644.7564 | 480.0504 | 0 | 0 | 0 | 0 | 0 | 0 | 0 | 0 | 0 | 0 | 0 | 0 | 0 | 0 | 0 | 0 | 0 | 0 | 0 | 42305.102 | 42305.102 | 42305.102 | 42305.102 | 0 | 0 | 0 | 7571.3393 | 0 | 0 | 0 | 17399.1234 | 0 | 0 | 0 | 15149.9865 | 0 | 0 | 0 | 18433.3698 | 0 | 0 | 0 | 7571.3393 | 17399.1234 | 15149.9865 | 18433.3698
7548 | 242.131 | 2176 | 3 | Standard Efficiency | Electric, 120% Usage | EnergyStar, 120% Usage | Gas, 120% Usage | None | 400%+ | None | None | Single-Family Detached | Single-Family Detached | Single-Family Detached | 2000-2499 | 1500-2499 | 1 | Natural Gas | 100% Conditioned | Central AC | None | Natural Gas Fuel Wall/Floor Furnace | None | 200000+ | 100% LED | Occupied | 1990s | Natural Gas | Yes | 67.9925 | 480.0504 | 28.1348 | 1135.3573 | 5795.4804 | 0 | 0 | 0 | 0 | 0 | 0 | 0 | 0 | 34.8755 | 16.7051 | 575.5916 | 21.9803 | 5074.5256 | 0 | 0 | 0 | 33.4101 | 1160.8545 | 0 | 0 | 0 | 0 | 0 | 0 | 0 | 0 | 21174.6779 | 0 | 5414.7811 | 0 | 0 | 976.2197 | 0 | 0 | 0 | 0 | 0 | 41990.9298 | 41990.9298 | 14424.9581 | 14424.9581 | 0 | 27565.6787 | 0 | 2507.2976 | 0 | 6284.4252 | 0 | 5408.7261 | 0 | 6284.4252 | 0 | 4803.2075 | 0 | 6284.4252 | 0 | 5615.7579 | 0 | 6284.4252 | 0 | 8791.7228 | 11693.1514 | 11087.6328 | 11900.1832
7585 | 242.131 | 885 | 2 | None | Electric, 120% Usage | EnergyStar, 120% Usage | Electric, 120% Usage | None | 150-200% | None | None | Single-Family Detached | Single-Family Detached | Single-Family Detached | 750-999 | 0-1499 | 1 | Natural Gas | 100% Conditioned | Central AC | None | Natural Gas Fuel Furnace | None | 25000-29999 | 100% CFL | Occupied | 1940s | Natural Gas | Yes | 0 | 480.0504 | 28.1348 | 317.1029 | 1371.2795 | 0 | 319.7405 | 370.4418 | 0 | 0 | 0 | 0 | 0 | 36.0477 | 24.911 | 399.1628 | 16.412 | 4253.3404 | 0 | 0 | 0 | 486.498 | 434.0383 | 0 | 0 | 0 | 0 | 0 | 0 | 0 | 0 | 14589.9571 | 0 | 6392.1731 | 0 | 0 | 0 | 0 | 0 | 0 | 0 | 0 | 29519.8766 | 29519.8766 | 8537.4533 | 8537.4533 | 0 | 20982.4233 | 0 | 1512.3459 | 0 | 4783.5339 | 0 | 3323.7058 | 0 | 4783.5339 | 0 | 3042.3361 | 0 | 4783.5339 | 0 | 3644.8764 | 0 | 4783.5339 | 0 | 6295.8798 | 8107.2397 | 7825.87 | 8428.4103
7667 | 242.131 | 3301 | 4 | None | Electric, 100% Usage | Standard, 100% Usage | Electric, 100% Usage | 290 Rated kWh, 100% Usage | 300-400% | None | None | Single-Family Detached | Single-Family Detached | Single-Family Detached | 3000-3999 | 2500-3999 | 2 | Electricity | 100% Conditioned | Central AC | None | Electricity Electric Furnace | None | 100000-119999 | 100% Incandescent | Occupied | 1970s | Electricity | Yes | 0 | 1474.1475 | 55.0974 | 659.703 | 6815.6608 | 195.1853 | 0 | 781.0344 | 0 | 33548.7246 | 0 | 0 | 4909.8196 | 264.9362 | 0 | 3321.6675 | 21.9803 | 3839.231 | 0 | 0 | 0 | 603.1403 | 1790.0781 | 0 | 0 | 0 | 0 | 0 | 0 | 0 | 0 | 0 | 0 | 0 | 0 | 0 | 0 | 0 | 0 | 0 | 0 | 0 | 58280.6991 | 58280.6991 | 58280.6991 | 58280.6991 | 0 | 0 | 0 | 10041.5821 | 0 | 0 | 0 | 23240.5172 | 0 | 0 | 0 | 20246.9341 | 0 | 0 | 0 | 24550.1205 | 0 | 0 | 0 | 10041.5821 | 23240.5172 | 20246.9341 | 24550.1205
7678 | 242.131 | 3301 | 4 | None | Electric, 100% Usage | EnergyStar, 100% Usage | Gas, 100% Usage | 290 Rated kWh, 100% Usage | 400%+ | None | None | Single-Family Detached | Single-Family Detached | Single-Family Detached | 3000-3999 | 2500-3999 | 1 | Natural Gas | 100% Conditioned | Central AC | None | Natural Gas Fuel Furnace | None | 200000+ | 100% CFL | Occupied | 1980s | Natural Gas | Yes | 0 | 648.8593 | 37.8062 | 1443.9612 | 6789.5775 | 160.6029 | 319.7405 | 470.9652 | 0 | 0 | 0 | 0 | 0 | 66.2341 | 24.911 | 1062.6757 | 21.9803 | 3524.4727 | 0 | 0 | 0 | 36.927 | 960.1008 | 0 | 0 | 0 | 0 | 0 | 0 | 0 | 0 | 20509.6996 | 0 | 5066.6127 | 0 | 0 | 1080.8461 | 0 | 0 | 0 | 0 | 0 | 42225.9728 | 42225.9728 | 15568.8145 | 15568.8145 | 0 | 26657.1584 | 0 | 2716.4196 | 0 | 6077.2632 | 0 | 5808.8223 | 0 | 6077.2632 | 0 | 5168.2968 | 0 | 6077.2632 | 0 | 6018.7371 | 0 | 6077.2632 | 0 | 8793.6828 | 11886.0855 | 11245.56 | 12096.0003
7768 | 242.131 | 1138 | 1 | None | Electric, 100% Usage | EnergyStar, 100% Usage | Electric, 100% Usage | None | 200-300% | 5 | None | 5 to 9 Unit | Multifamily with 5+ units, 1-3 stories | Multi-Family with 5+ Units | 1000-1499 | 0-1499 | 3 | Electricity | 100% Conditioned | Central AC | Heating and Cooling | Electricity Shared Heating | Fan Coil Heating and Cooling, Electricity | 25000-29999 | 100% LED | Occupied | 1970s | Electricity | No | 0 | 289.8473 | 16.9981 | 17.5843 | 1569.3956 | 0 | 0 | 196.3576 | 0 | 7497.3441 | 0 | 0 | 1111.3255 | 26.0833 | 0 | 357.8398 | 16.412 | 1581.4115 | 0 | 0 | 0 | 346.9961 | 400.042 | 272.8492 | 0 | 0 | 0 | 0 | 0 | 0 | 0 | 0 | 0 | 0 | 0 | 0 | 0 | 0 | 0 | 0 | 0 | 0 | 13700.1933 | 13700.1933 | 13700.1933 | 13700.1933 | 0 | 0 | 0 | 2334.1532 | 0 | 0 | 0 | 5413.2566 | 0 | 0 | 0 | 4714.7616 | 0 | 0 | 0 | 5720.467 | 0 | 0 | 0 | 2334.1532 | 5413.2566 | 4714.7616 | 5720.467
7796 | 242.131 | 2176 | 3 | Standard Efficiency | Electric, 80% Usage | EnergyStar, 80% Usage | Electric, 80% Usage | None | 400%+ | None | None | Single-Family Detached | Single-Family Detached | Single-Family Detached | 2000-2499 | 1500-2499 | 1 | Electricity | 100% Conditioned | Heat Pump | None | Electricity ASHP | None | 80000-99999 | 100% LED | Occupied | 2010s | Electricity | Yes | 67.9925 | 320.0336 | 18.7565 | 727.1093 | 2340.1725 | 0 | 0 | 168.2228 | 278.4175 | 2758.678 | 0 | 0 | 1112.4978 | 34.8755 | 16.7051 | 575.5916 | 21.9803 | 1268.7047 | 0 | 0 | 0 | 324.4297 | 400.042 | 0 | 0 | 0 | 0 | 0 | 0 | 0 | 0 | 0 | 0 | 0 | 0 | 0 | 0 | 0 | 0 | 0 | 0 | 0 | 10433.9162 | 10433.9162 | 10433.9162 | 10433.9162 | 0 | 0 | 0 | 1791.3374 | 0 | 0 | 0 | 4018.3453 | 0 | 0 | 0 | 3528.1226 | 0 | 0 | 0 | 4191.6888 | 0 | 0 | 0 | 1791.3374 | 4018.3453 | 3528.1226 | 4191.6888
7967 | 242.131 | 866 | 1 | Standard Efficiency | Electric, 100% Usage | Standard, 100% Usage | Electric, 100% Usage | 290 Rated kWh, 100% Usage | 400%+ | None | 8 | Single-Family Attached | Single-Family Attached | Single-Family Attached | 750-999 | 0-1499 | 2 | Natural Gas | 100% Conditioned | Central AC | None | Natural Gas Fuel Wall/Floor Furnace | None | 60000-69999 | 100% Incandescent | Occupied | 1940s | Natural Gas | Yes | 67.9925 | 552.439 | 20.808 | 292.4849 | 1413.7748 | 60.3726 | 0 | 0 | 0 | 0 | 0 | 0 | 0 | 143.3118 | 0 | 1231.4846 | 16.412 | 1603.978 | 0 | 0 | 0 | 346.9961 | 480.0504 | 258.7818 | 0 | 0 | 0 | 0 | 0 | 0 | 0 | 21996.7422 | 0 | 2832.825 | 0 | 0 | 0 | 0 | 0 | 0 | 0 | 0 | 31318.4538 | 31318.4538 | 6488.5935 | 6488.5935 | 0 | 24829.5672 | 0 | 1088.3359 | 0 | 5660.6377 | 0 | 2373.4021 | 0 | 5660.6377 | 0 | 2098.9719 | 0 | 5660.6377 | 0 | 2527.7932 | 0 | 5660.6377 | 0 | 6748.9737 | 8034.0399 | 7759.6097 | 8188.4309
8092 | 242.131 | 1675 | 3 | Standard Efficiency | Electric, 120% Usage | EnergyStar, 120% Usage | Electric, 120% Usage | 318 Rated kWh, 120% Usage | 400%+ | None | 36 | Single-Family Attached | Single-Family Attached | Single-Family Attached | 1500-1999 | 1500-2499 | 1 | Natural Gas | 100% Conditioned | Central AC | None | Natural Gas Fuel Furnace | None | 200000+ | 100% CFL | Occupied | 2000s | Natural Gas | Yes | 67.9925 | 444.0027 | 25.7903 | 423.7808 | 1931.6314 | 106.3848 | 0 | 230.0608 | 0 | 0 | 0 | 0 | 0 | 46.0122 | 0 | 616.0354 | 21.9803 | 3718.7788 | 0 | 0 | 0 | 467.4484 | 400.042 | 0 | 0 | 0 | 0 | 0 | 0 | 0 | 0 | 9560.8575 | 0 | 5621.9823 | 0 | 0 | 0 | 0 | 0 | 0 | 0 | 0 | 23682.487 | 23682.487 | 8499.6472 | 8499.6472 | 0 | 15182.8399 | 0 | 1484.1325 | 0 | 3461.3434 | 0 | 3221.4525 | 0 | 3461.3434 | 0 | 2845.4162 | 0 | 3461.3434 | 0 | 3405.5674 | 0 | 3461.3434 | 0 | 4945.4759 | 6682.7959 | 6306.7597 | 6866.9108
8098 | 242.131 | 1202 | 2 | None | Electric, 80% Usage | EnergyStar, 80% Usage | Electric, 80% Usage | None | 200-300% | None | 8 | Single-Family Attached | Single-Family Attached | Single-Family Attached | 1000-1499 | 0-1499 | 1 | Natural Gas | 100% Conditioned | Central AC | None | Natural Gas Fuel Furnace | None | 35000-39999 | 100% LED | Occupied | 1990s | Natural Gas | Yes | 0 | 296.0018 | 17.2912 | 336.4456 | 1592.8413 | 0 | 0 | 43.0814 | 0 | 0 | 0 | 0 | 0 | 26.6695 | 0 | 371.321 | 16.412 | 893.2806 | 0 | 0 | 0 | 311.5345 | 434.0383 | 0 | 0 | 0 | 0 | 0 | 0 | 0 | 0 | 5242.7484 | 0 | 2490.518 | 0 | 0 | 0 | 0 | 0 | 0 | 0 | 0 | 12072.7697 | 12072.7697 | 4339.2103 | 4339.2103 | 0 | 7733.5594 | 0 | 721.6328 | 0 | 1763.0632 | 0 | 1539.947 | 0 | 1763.0632 | 0 | 1367.9139 | 0 | 1763.0632 | 0 | 1648.4254 | 0 | 1763.0632 | 0 | 2484.696 | 3303.0102 | 3130.9771 | 3411.4886
8350 | 242.131 | 1690 | 4 | None | Electric, 120% Usage | EnergyStar, 120% Usage | Electric, 120% Usage | 290 Rated kWh, 120% Usage | 100-150% | None | None | Single-Family Detached | Single-Family Detached | Single-Family Detached | 1500-1999 | 1500-2499 | 1 | Electricity | 100% Conditioned | Central AC | None | Electricity Electric Furnace | None | 45000-49999 | 100% Incandescent | Occupied | 2000s | Electricity | Yes | 0 | 1226.5024 | 71.5093 | 660.2891 | 3676.5766 | 317.396 | 0 | 39.8577 | 0 | 2869.7519 | 0 | 0 | 11578.6518 | 184.6348 | 0 | 1938.9582 | 21.9803 | 7912.9189 | 0 | 0 | 0 | 882.1439 | 868.0765 | 0 | 0 | 0 | 0 | 0 | 0 | 0 | 0 | 0 | 0 | 0 | 0 | 0 | 0 | 0 | 0 | 0 | 0 | 0 | 32248.9544 | 32248.9544 | 32248.9544 | 32248.9544 | 0 | 0 | 0 | 5349.4144 | 0 | 0 | 0 | 12099.5669 | 0 | 0 | 0 | 10619.1675 | 0 | 0 | 0 | 12845.5835 | 0 | 0 | 0 | 5349.4144 | 12099.5669 | 10619.1675 | 12845.5835
8426 | 242.131 | 2663 | 3 | Standard Efficiency | Gas, 80% Usage | EnergyStar, 80% Usage | Electric, 80% Usage | 290 Rated kWh, 80% Usage | 200-300% | None | None | Single-Family Detached | Single-Family Detached | Single-Family Detached | 2500-2999 | 2500-3999 | 2 | Natural Gas | None | None | None | Natural Gas Fuel Wall/Floor Furnace | None | 120000-139999 | 100% Incandescent | Occupied | 1970s | Natural Gas | Yes | 67.9925 | 82.0599 | 53.632 | 0 | 0 | 239.4391 | 0 | 0 | 0 | 0 | 0 | 0 | 0 | 233.2846 | 99.9372 | 2773.9177 | 21.9803 | 2290.3504 | 0 | 0 | 0 | 640.6534 | 400.042 | 740.2975 | 0 | 0 | 0 | 1089.0521 | 0 | 0 | 0 | 20241.8327 | 0 | 5877.2472 | 0 | 0 | 0 | 0 | 0 | 0 | 0 | 0 | 34851.4255 | 34851.4255 | 7643.5866 | 7643.5866 | 0 | 27208.132 | 0 | 1305.9596 | 0 | 6202.8657 | 0 | 2903.8802 | 0 | 6202.8657 | 0 | 2549.0744 | 0 | 6202.8657 | 0 | 3120.8289 | 0 | 6202.8657 | 0 | 7508.8252 | 9106.7459 | 8751.94 | 9323.6946
8548 | 242.131 | 2176 | 4 | Standard Efficiency | Electric, 120% Usage | EnergyStar, 120% Usage | Electric, 120% Usage | 290 Rated kWh, 120% Usage | 400%+ | None | None | Single-Family Detached | Single-Family Detached | Single-Family Detached | 2000-2499 | 1500-2499 | 2 | Natural Gas | 20% Conditioned | Room AC | None | Natural Gas Fuel Furnace | None | 100000-119999 | 100% CFL | Occupied | <1940 | Electricity | Yes | 67.9925 | 778.6898 | 45.426 | 0 | 1644.7148 | 192.5477 | 0 | 564.748 | 0 | 0 | 0 | 0 | 7242.9584 | 52.1667 | 0 | 753.7788 | 21.9803 | 6333.5589 | 0 | 0 | 0 | 644.7564 | 434.0383 | 0 | 0 | 0 | 0 | 0 | 0 | 0 | 0 | 22653.2214 | 0 | 0 | 657.6515 | 0 | 0 | 0 | 0 | 0 | 0 | 0 | 42088.2294 | 42088.2294 | 18777.3565 | 18777.3565 | 0 | 23310.8729 | 0 | 3056.3775 | 0 | 5314.4184 | 0 | 6905.0729 | 0 | 5314.4184 | 0 | 6070.9592 | 0 | 5314.4184 | 0 | 7378.2723 | 0 | 5314.4184 | 0 | 8370.7959 | 12219.4913 | 11385.3776 | 12692.6907
8650 | 242.131 | 885 | 2 | None | Electric, 120% Usage | Standard, 120% Usage | Electric, 120% Usage | None | 100-150% | None | None | Single-Family Detached | Single-Family Detached | Single-Family Detached | 750-999 | 0-1499 | 1 | Electricity | 100% Conditioned | Central AC | None | Electricity Baseboard | None | 15000-19999 | 100% CFL | Occupied | 1960s | Electricity | Yes | 0 | 630.6889 | 23.7388 | 1057.4004 | 3284.4475 | 0 | 0 | 0 | 0 | 8319.7015 | 0 | 0 | 1957.4217 | 36.0477 | 24.911 | 399.1628 | 16.412 | 3623.8238 | 0 | 1435.4621 | 0 | 407.3688 | 1160.8545 | 0 | 0 | 0 | 0 | 0 | 0 | 0 | 0 | 0 | 0 | 0 | 0 | 0 | 0 | 0 | 0 | 0 | 0 | 0 | 22377.7346 | 22377.7346 | 22377.7346 | 22377.7346 | 0 | 0 | 0 | 3871.2852 | 0 | 0 | 0 | 8770.8077 | 0 | 0 | 0 | 7683.0578 | 0 | 0 | 0 | 9264.3865 | 0 | 0 | 0 | 3871.2852 | 8770.8077 | 7683.0578 | 9264.3865
8654 | 242.131 | 8194 | 1 | Standard Efficiency | Electric, 100% Usage | EnergyStar, 100% Usage | Electric, 100% Usage | 290 Rated kWh, 100% Usage | 400%+ | None | None | Single-Family Detached | Single-Family Detached | Single-Family Detached | 4000+ | 4000+ | 2 | Natural Gas | 100% Conditioned | Central AC | None | Natural Gas Fuel Furnace | None | 200000+ | 100% Incandescent | Occupied | <1940 | Natural Gas | Yes | 67.9925 | 400.042 | 23.4457 | 2051.4975 | 6320.6638 | 91.1451 | 0 | 702.4914 | 0 | 0 | 0 | 0 | 0 | 509.6506 | 99.9372 | 7521.669 | 16.412 | 4450.8703 | 0 | 0 | 0 | 405.6104 | 480.0504 | 690.4754 | 0 | 0 | 0 | 0 | 0 | 0 | 0 | 33781.423 | 0 | 3913.9641 | 0 | 0 | 0 | 0 | 0 | 0 | 0 | 0 | 61527.3404 | 61527.3404 | 23831.9533 | 23831.9533 | 0 | 37695.3872 | 0 | 4464.0239 | 0 | 8593.7438 | 0 | 9424.105 | 0 | 8593.7438 | 0 | 8331.9085 | 0 | 8593.7438 | 0 | 9964.3466 | 0 | 8593.7438 | 0 | 13057.7677 | 18017.8488 | 16925.6523 | 18558.0904
8698 | 242.131 | 1220 | 3 | Standard Efficiency | Electric, 80% Usage | EnergyStar, 80% Usage | Electric, 80% Usage | None | 200-300% | None | None | Single-Family Detached | Single-Family Detached | Single-Family Detached | 1000-1499 | 0-1499 | 1 | Natural Gas | 20% Conditioned | Room AC | None | Natural Gas Fuel Wall/Floor Furnace | None | 35000-39999 | 100% LED | Occupied | 1990s | Natural Gas | Yes | 67.9925 | 320.0336 | 18.7565 | 0 | 381.8716 | 0 | 319.7405 | 0 | 0 | 0 | 0 | 0 | 0 | 26.9625 | 0 | 375.131 | 21.9803 | 1116.6008 | 0 | 0 | 0 | 324.4297 | 914.0887 | 0 | 0 | 0 | 0 | 0 | 0 | 0 | 0 | 9461.2134 | 0 | 2646.1387 | 0 | 0 | 0 | 0 | 0 | 0 | 0 | 0 | 15994.6467 | 15994.6467 | 3887.2947 | 3887.2947 | 0 | 12107.352 | 0 | 659.2893 | 0 | 2760.1958 | 0 | 1457.3369 | 0 | 2760.1958 | 0 | 1285.293 | 0 | 2760.1958 | 0 | 1547.737 | 0 | 2760.1958 | 0 | 3419.485 | 4217.5327 | 4045.4887 | 4307.9328
8752 | 242.131 | 1690 | 2 | Standard Efficiency | Electric, 100% Usage | Standard, 100% Usage | Electric, 100% Usage | None | 300-400% | None | None | Single-Family Detached | Single-Family Detached | Single-Family Detached | 1500-1999 | 1500-2499 | 1 | Electricity | None | None | None | Electricity Baseboard | None | 40000-44999 | 100% CFL | Occupied | 1970s | Electricity | Yes | 81.7668 | 525.7695 | 19.6358 | 0 | 0 | 0 | 0 | 0 | 0 | 13818.0079 | 0 | 0 | 1151.7693 | 46.0122 | 24.911 | 620.1384 | 16.412 | 2067.9095 | 0 | 0 | 0 | 339.6694 | 1356.0398 | 295.4156 | 0 | 0 | 0 | 0 | 0 | 0 | 0 | 0 | 0 | 0 | 0 | 0 | 0 | 0 | 0 | 0 | 0 | 0 | 20363.1641 | 20363.1641 | 20363.1641 | 20363.1641 | 0 | 0 | 0 | 3529.3092 | 0 | 0 | 0 | 8334.2545 | 0 | 0 | 0 | 7226.2363 | 0 | 0 | 0 | 8812.545 | 0 | 0 | 0 | 3529.3092 | 8334.2545 | 7226.2363 | 8812.545
8798 | 242.131 | 3301 | 5 | Standard Efficiency | Electric, 80% Usage | EnergyStar, 80% Usage | Electric, 80% Usage | 290 Rated kWh, 80% Usage | 400%+ | None | None | Single-Family Detached | Single-Family Detached | Single-Family Detached | 3000-3999 | 2500-3999 | 1 | Natural Gas | 60% Conditioned | Central AC | None | Natural Gas Fuel Furnace | None | 200000+ | 100% Incandescent | Occupied | 2010s | Natural Gas | Yes | 67.9925 | 917.0194 | 53.632 | 360.7705 | 1615.4077 | 239.4391 | 319.7405 | 539.2508 | 0 | 0 | 0 | 0 | 0 | 264.9362 | 99.9372 | 3321.6675 | 27.2556 | 2391.753 | 0 | 0 | 0 | 640.6534 | 480.0504 | 0 | 0 | 0 | 0 | 0 | 0 | 0 | 0 | 21638.0232 | 0 | 5840.6134 | 0 | 0 | 0 | 0 | 0 | 0 | 0 | 0 | 38818.1424 | 38818.1424 | 11339.7989 | 11339.7989 | 0 | 27478.3435 | 0 | 1922.0201 | 0 | 6264.5284 | 0 | 4237.107 | 0 | 6264.5284 | 0 | 3734.9385 | 0 | 6264.5284 | 0 | 4510.7321 | 0 | 6264.5284 | 0 | 8186.5485 | 10501.6354 | 9999.4669 | 10775.2605
8902 | 242.131 | 1202 | 3 | Standard Efficiency | Electric, 100% Usage | Standard, 100% Usage | Electric, 100% Usage | 318 Rated kWh, 100% Usage | 100-150% | None | 20 | Single-Family Attached | Single-Family Attached | Single-Family Attached | 1000-1499 | 0-1499 | 1 | Electricity | 100% Conditioned | Central AC | None | Electricity Electric Furnace | None | 20000-24999 | 100% CFL | Occupied | 1950s | Electricity | Yes | 67.9925 | 705.129 | 26.3764 | 492.3594 | 2249.3205 | 88.5075 | 319.7405 | 85.8698 | 0 | 5678.252 | 0 | 0 | 2152.3139 | 40.1507 | 0 | 486.2049 | 21.9803 | 1786.8543 | 0 | 0 | 0 | 389.4915 | 434.0383 | 312.7068 | 0 | 0 | 0 | 0 | 0 | 0 | 0 | 0 | 0 | 0 | 0 | 0 | 0 | 0 | 0 | 0 | 0 | 0 | 15336.9952 | 15336.9952 | 15336.9952 | 15336.9952 | 0 | 0 | 0 | 2648.8148 | 0 | 0 | 0 | 6029.5979 | 0 | 0 | 0 | 5273.2086 | 0 | 0 | 0 | 6360.7045 | 0 | 0 | 0 | 2648.8148 | 6029.5979 | 5273.2086 | 6360.7045
8951 | 242.131 | 3301 | 4 | Standard Efficiency | Electric, 120% Usage | Standard, 120% Usage | Electric, 120% Usage | 290 Rated kWh, 120% Usage | 400%+ | None | None | Single-Family Detached | Single-Family Detached | Single-Family Detached | 3000-3999 | 2500-3999 | 2 | Electricity | 60% Conditioned | Room AC | None | Electricity Electric Furnace | None | 200000+ | 100% CFL | Occupied | <1940 | Electricity | Yes | 67.9925 | 915.261 | 34.2893 | 0 | 2984.9288 | 109.3155 | 319.7405 | 835.8387 | 0 | 35845.8156 | 0 | 0 | 4245.7206 | 66.2341 | 0 | 1062.6757 | 21.9803 | 5789.9121 | 0 | 0 | 0 | 486.498 | 868.0765 | 0 | 0 | 0 | 0 | 0 | 0 | 0 | 0 | 0 | 0 | 0 | 0 | 0 | 0 | 0 | 0 | 0 | 0 | 0 | 53654.2792 | 53654.2792 | 53654.2792 | 53654.2792 | 0 | 0 | 0 | 9803.8588 | 0 | 0 | 0 | 22664.4418 | 0 | 0 | 0 | 19693.6231 | 0 | 0 | 0 | 23920.8069 | 0 | 0 | 0 | 9803.8588 | 22664.4418 | 19693.6231 | 23920.8069
9086 | 242.131 | 617 | 1 | None | None | None | Electric, 100% Usage | None | 400%+ | 6 | None | 5 to 9 Unit | Multifamily with 5+ units, 1-3 stories | Multi-Family with 5+ Units | 500-749 | 0-1499 | 2 | Electricity | 100% Conditioned | Heat Pump | None | Electricity ASHP | None | 70000-79999 | 100% LED | Occupied | 1990s | Electricity | Yes | 0 | 0 | 0 | 274.0215 | 1163.1991 | 0 | 0 | 242.6628 | 816.496 | 2546.2015 | 0 | 0 | 1839.021 | 21.6873 | 0 | 248.8173 | 16.412 | 1566.4649 | 0 | 0 | 0 | 389.4915 | 480.0504 | 282.2274 | 0 | 0 | 0 | 0 | 0 | 0 | 0 | 0 | 0 | 0 | 0 | 0 | 0 | 0 | 0 | 0 | 0 | 0 | 9886.4595 | 9886.4595 | 9886.4595 | 9886.4595 | 0 | 0 | 0 | 1728.1643 | 0 | 0 | 0 | 3928.0246 | 0 | 0 | 0 | 3433.4874 | 0 | 0 | 0 | 4137.8882 | 0 | 0 | 0 | 1728.1643 | 3928.0246 | 3433.4874 | 4137.8882
9099 | 242.131 | 2176 | 3 | Standard Efficiency | Electric, 80% Usage | Standard, 80% Usage | Electric, 80% Usage | 290 Rated kWh, 80% Usage | 400%+ | None | None | Single-Family Detached | Single-Family Detached | Single-Family Detached | 2000-2499 | 1500-2499 | 2 | Natural Gas | 100% Conditioned | Central AC | None | Natural Gas Fuel Boiler | None | 180000-199999 | 100% LED | Occupied | 1950s | Electricity | Yes | 67.9925 | 605.7779 | 22.8595 | 1094.6204 | 4487.7973 | 72.9747 | 0 | 101.9887 | 0 | 0 | 0 | 0 | 1423.1531 | 34.8755 | 16.7051 | 575.5916 | 21.9803 | 1268.7047 | 0 | 0 | 0 | 324.4297 | 914.0887 | 0 | 0 | 0 | 0 | 0 | 0 | 0 | 0 | 38346.298 | 0 | 0 | 0 | 0 | 0 | 0 | 0 | 0 | 0 | 0 | 49379.5446 | 49379.5446 | 11033.2466 | 11033.2466 | 0 | 38346.298 | 0 | 1914.2052 | 0 | 8742.171 | 0 | 4025.1547 | 0 | 8742.171 | 0 | 3586.6987 | 0 | 8742.171 | 0 | 4237.767 | 0 | 8742.171 | 0 | 10656.3762 | 12767.3257 | 12328.8697 | 12979.938
9213 | 242.131 | 617 | 1 | Standard Efficiency | None | None | Electric, 100% Usage | 318 Rated kWh, 100% Usage | 200-300% | 24 | None | 20 to 49 Unit | Multifamily with 5+ units, 1-3 stories | Multi-Family with 5+ Units | 500-749 | 0-1499 | 3 | Natural Gas | 100% Conditioned | Central AC | None | Natural Gas Fuel Furnace | None | 35000-39999 | 100% CFL | Occupied | 1970s | Natural Gas | No | 67.9925 | 0 | 0 | 410.5926 | 1984.6773 | 64.7687 | 0 | 296.2949 | 0 | 0 | 0 | 0 | 0 | 32.824 | 0 | 325.602 | 16.412 | 1371.2795 | 0 | 0 | 0 | 346.9961 | 480.0504 | 0 | 0 | 0 | 0 | 0 | 0 | 0 | 0 | 11838.0197 | 0 | 2733.7669 | 0 | 0 | 0 | 0 | 0 | 0 | 0 | 0 | 19969.2766 | 19969.2766 | 5397.4899 | 5397.4899 | 0 | 14571.7867 | 0 | 927.0435 | 0 | 3322.0593 | 0 | 2002.12 | 0 | 3322.0593 | 0 | 1774.2819 | 0 | 3322.0593 | 0 | 2105.3109 | 0 | 3322.0593 | 0 | 4249.1027 | 5324.1792 | 5096.3412 | 5427.3701
9232 | 242.131 | 633 | 2 | Standard Efficiency | Electric, 100% Usage | Standard, 100% Usage | None | None | 150-200% | None | None | Single-Family Detached | Single-Family Detached | Single-Family Detached | 500-749 | 0-1499 | 1 | Electricity | 100% Conditioned | Heat Pump | None | Electricity ASHP | None | 20000-24999 | 100% CFL | Occupied | 1990s | Electricity | Yes | 67.9925 | 525.7695 | 19.6358 | 186.1001 | 755.8303 | 0 | 0 | 157.9653 | 182.5833 | 1838.4348 | 0 | 0 | 1244.0867 | 32.824 | 0 | 329.998 | 16.412 | 1731.757 | 0 | 0 | 0 | 0 | 480.0504 | 240.3183 | 0 | 0 | 0 | 0 | 0 | 0 | 0 | 0 | 0 | 0 | 0 | 0 | 0 | 0 | 0 | 0 | 0 | 0 | 7809.4648 | 7809.4648 | 7809.4648 | 7809.4648 | 0 | 0 | 0 | 1395.0778 | 0 | 0 | 0 | 3122.3131 | 0 | 0 | 0 | 2733.0106 | 0 | 0 | 0 | 3301.7102 | 0 | 0 | 0 | 1395.0778 | 3122.3131 | 2733.0106 | 3301.7102
9293 | 242.131 | 1202 | 2 | Standard Efficiency | Electric, 80% Usage | Standard, 80% Usage | Electric, 80% Usage | 318 Rated kWh, 80% Usage | 400%+ | None | 16 | Single-Family Attached | Single-Family Attached | Single-Family Attached | 1000-1499 | 0-1499 | 2 | Natural Gas | 20% Conditioned | Room AC | None | Natural Gas Fuel Boiler | None | 140000-159999 | 100% LED | Occupied | <1940 | Natural Gas | Yes | 67.9925 | 441.9512 | 16.412 | 0 | 452.7948 | 51.5805 | 0 | 67.6994 | 0 | 0 | 0 | 0 | 0 | 26.6695 | 0 | 371.321 | 16.412 | 827.9258 | 0 | 0 | 0 | 277.5383 | 434.0383 | 276.366 | 0 | 0 | 0 | 0 | 0 | 0 | 0 | 19417.4237 | 0 | 2365.6697 | 371.028 | 0 | 0 | 0 | 0 | 0 | 0 | 0 | 25483.1157 | 25483.1157 | 3328.9943 | 3328.9943 | 0 | 22154.4145 | 0 | 580.9738 | 0 | 5050.7166 | 0 | 1251.7058 | 0 | 5050.7166 | 0 | 1104.2203 | 0 | 5050.7166 | 0 | 1346.7697 | 0 | 5050.7166 | 0 | 5631.6904 | 6302.4224 | 6154.9368 | 6397.4863
9299 | 242.131 | 1138 | 2 | Standard Efficiency | Electric, 80% Usage | Standard, 80% Usage | Electric, 80% Usage | None | 400%+ | 12 | None | 10 to 19 Unit | Multifamily with 5+ units, 1-3 stories | Multi-Family with 5+ Units | 1000-1499 | 0-1499 | 2 | Natural Gas | 60% Conditioned | Room AC | Heating Only | Natural Gas Shared Heating | Boiler Baseboards Heating Only, Natural Gas | 80000-99999 | 100% LED | Occupied | 1970s | Natural Gas | Yes | 67.9925 | 564.1618 | 21.1011 | 0 | 2164.0368 | 0 | 0 | 89.6797 | 0 | 0 | 0 | 0 | 0 | 26.0833 | 0 | 357.8398 | 16.412 | 888.2984 | 0 | 0 | 0 | 311.5345 | 868.0765 | 0 | 0 | 0 | 0 | 0 | 0 | 0 | 0 | 9654.9333 | 0 | 2649.9486 | 0 | 0 | 0 | 0 | 0 | 0 | 0 | 0 | 17680.0984 | 17680.0984 | 5375.2165 | 5375.2165 | 0 | 12304.8819 | 0 | 902.5576 | 0 | 2805.242 | 0 | 1960.3859 | 0 | 2805.242 | 0 | 1738.6313 | 0 | 2805.242 | 0 | 2063.5677 | 0 | 2805.242 | 0 | 3707.7997 | 4765.6279 | 4543.8734 | 4868.8097
9311 | 242.131 | 1675 | 3 | None | Gas, 80% Usage | EnergyStar, 80% Usage | Electric, 80% Usage | None | 400%+ | None | 30 | Single-Family Attached | Single-Family Attached | Single-Family Attached | 1500-1999 | 1500-2499 | 2 | Natural Gas | 20% Conditioned | Room AC | None | Natural Gas Fuel Boiler | None | 100000-119999 | 100% CFL | Occupied | <1940 | Natural Gas | Yes | 0 | 20.808 | 13.4813 | 0 | 490.0148 | 0 | 0 | 115.47 | 0 | 0 | 0 | 0 | 0 | 46.0122 | 0 | 616.0354 | 21.9803 | 864.2666 | 0 | 0 | 0 | 277.5383 | 480.0504 | 0 | 0 | 0 | 0 | 275.1937 | 0 | 0 | 0 | 21085.5843 | 0 | 2098.6819 | 0 | 0 | 0 | 0 | 0 | 0 | 0 | 0 | 26405.1173 | 26405.1173 | 2945.3643 | 2945.3643 | 0 | 23459.4599 | 0 | 507.7849 | 0 | 5348.2836 | 0 | 1108.1293 | 0 | 5348.2836 | 0 | 977.1192 | 0 | 5348.2836 | 0 | 1181.0556 | 0 | 5348.2836 | 0 | 5856.0685 | 6456.4129 | 6325.4028 | 6529.3392
9390 | 242.131 | 1690 | 4 | Standard Efficiency | Electric, 120% Usage | Standard, 120% Usage | Electric, 120% Usage | 290 Rated kWh, 120% Usage | 400%+ | None | None | Single-Family Detached | Single-Family Detached | Single-Family Detached | 1500-1999 | 1500-2499 | 2 | Electricity | 100% Conditioned | Heat Pump | None | Electricity ASHP | None | 140000-159999 | 100% CFL | Occupied | 1970s | Electricity | Yes | 67.9925 | 630.6889 | 23.7388 | 1202.1775 | 5005.0677 | 67.6994 | 319.7405 | 738.246 | 1681.3487 | 7444.0052 | 0 | 0 | 2159.6407 | 46.0122 | 24.911 | 620.1384 | 21.9803 | 4135.8189 | 0 | 0 | 0 | 407.3688 | 914.0887 | 0 | 0 | 0 | 0 | 0 | 0 | 0 | 0 | 0 | 0 | 0 | 0 | 0 | 0 | 0 | 0 | 0 | 0 | 0 | 25511.2505 | 25511.2505 | 25511.2505 | 25511.2505 | 0 | 0 | 0 | 4592.1964 | 0 | 0 | 0 | 10297.4009 | 0 | 0 | 0 | 9019.0329 | 0 | 0 | 0 | 10779.5583 | 0 | 0 | 0 | 4592.1964 | 10297.4009 | 9019.0329 | 10779.5583
9403 | 242.131 | 853 | 1 | Standard Efficiency | None | None | Electric, 100% Usage | 318 Rated kWh, 100% Usage | 0-100% | 67 | None | 50 or more Unit | Multifamily with 5+ units, 1-3 stories | Multi-Family with 5+ Units | 750-999 | 0-1499 | 3 | Natural Gas | None | None | Heating Only | Natural Gas Shared Heating | Boiler Baseboards Heating Only, Natural Gas | <10000 | 100% CFL | Occupied | 1960s | Natural Gas | Yes | 67.9925 | 0 | 0 | 0 | 0 | 64.7687 | 319.7405 | 89.0936 | 0 | 0 | 0 | 0 | 0 | 35.7547 | 0 | 390.3707 | 16.412 | 1466.5276 | 0 | 0 | 0 | 346.9961 | 434.0383 | 0 | 0 | 0 | 0 | 0 | 0 | 0 | 0 | 6601.1328 | 0 | 2556.4589 | 0 | 0 | 0 | 0 | 0 | 0 | 0 | 0 | 12389.2864 | 12389.2864 | 3231.6947 | 3231.6947 | 0 | 9157.5917 | 0 | 556.0403 | 0 | 2087.7401 | 0 | 1237.6136 | 0 | 2087.7401 | 0 | 1086.9883 | 0 | 2087.7401 | 0 | 1320.2491 | 0 | 2087.7401 | 0 | 2643.7804 | 3325.3537 | 3174.7284 | 3407.9892
9417 | 242.131 | 1202 | 2 | Standard Efficiency | Electric, 100% Usage | EnergyStar, 100% Usage | Gas, 100% Usage | None | 300-400% | None | 7 | Single-Family Attached | Single-Family Attached | Single-Family Attached | 1000-1499 | 0-1499 | 1 | Natural Gas | 100% Conditioned | Central AC | None | Natural Gas Fuel Furnace | None | 50000-59999 | 100% CFL | Occupied | 1990s | Natural Gas | Yes | 67.9925 | 369.8557 | 21.6873 | 255.558 | 1162.6129 | 0 | 0 | 217.4587 | 0 | 0 | 0 | 0 | 0 | 40.1507 | 0 | 486.2049 | 16.412 | 1786.8543 | 0 | 0 | 0 | 26.6695 | 434.0383 | 0 | 0 | 0 | 0 | 0 | 0 | 0 | 0 | 9264.8557 | 0 | 3498.0963 | 0 | 0 | 781.0344 | 0 | 0 | 0 | 0 | 0 | 18429.4812 | 18429.4812 | 4885.4947 | 4885.4947 | 0 | 13543.9864 | 0 | 854.1566 | 0 | 3087.7588 | 0 | 1881.6118 | 0 | 3087.7588 | 0 | 1730.3034 | 0 | 3087.7588 | 0 | 2056.1809 | 0 | 3087.7588 | 0 | 3941.9155 | 4969.3707 | 4818.0622 | 5143.9398
9421 | 242.131 | 3301 | 5 | Standard Efficiency, No usage | Electric, 100% Usage | Standard, 100% Usage | Electric, 100% Usage | None | 400%+ | None | None | Single-Family Detached | Single-Family Detached | Single-Family Detached | 3000-3999 | 2500-3999 | 2 | Other Fuel | 60% Conditioned | Room AC | None | None | None | 180000-199999 | 100% Incandescent | Vacant | 2000s | Electricity | Yes | 0 | 0 | 0 | 0 | 2262.8017 | 0 | 0 | 0 | 0 | 0 | 0 | 0 | 226.5439 | 0 | 0 | 0 | 27.2556 | 0 | 0 | 0 | 0 | 0 | 914.0887 | 0 | 0 | 0 | 0 | 0 | 0 | 0 | 0 | 0 | 0 | 0 | 0 | 0 | 0 | 0 | 0 | 0 | 0 | 0 | 3430.6899 | 3430.6899 | 3430.6899 | 3430.6899 | 0 | 0 | 0 | 609.0453 | 0 | 0 | 0 | 1307.5263 | 0 | 0 | 0 | 1167.2637 | 0 | 0 | 0 | 1313.7831 | 0 | 0 | 0 | 609.0453 | 1307.5263 | 1167.2637 | 1313.7831
9500 | 242.131 | 1690 | 4 | Standard Efficiency | Electric, 100% Usage | EnergyStar, 100% Usage | Electric, 100% Usage | None | 150-200% | None | None | Single-Family Detached | Single-Family Detached | Single-Family Detached | 1500-1999 | 1500-2499 | 2 | Electricity | 100% Conditioned | Heat Pump | None | Electricity ASHP | None | 60000-69999 | 100% Incandescent | Occupied | 1940s | Electricity | Yes | 67.9925 | 897.6767 | 52.4597 | 1066.7787 | 2793.2604 | 0 | 0 | 369.5626 | 1253.758 | 5481.0152 | 0 | 0 | 5167.4291 | 184.6348 | 0 | 1938.9582 | 21.9803 | 3641.7011 | 0 | 0 | 0 | 669.0813 | 434.0383 | 0 | 0 | 0 | 0 | 0 | 0 | 0 | 0 | 0 | 0 | 0 | 0 | 0 | 0 | 0 | 0 | 0 | 0 | 0 | 24040.3268 | 24040.3268 | 24040.3268 | 24040.3268 | 0 | 0 | 0 | 4249.7754 | 0 | 0 | 0 | 9731.3798 | 0 | 0 | 0 | 8515.5218 | 0 | 0 | 0 | 10104.5126 | 0 | 0 | 0 | 4249.7754 | 9731.3798 | 8515.5218 | 10104.5126
9629 | 242.131 | 1138 | 2 | Standard Efficiency | None | None | Electric, 100% Usage | 290 Rated kWh, 100% Usage | 400%+ | 67 | None | 50 or more Unit | Multifamily with 5+ units, 8+ stories | Multi-Family with 5+ Units | 1000-1499 | 0-1499 | 13 | Electricity | 100% Conditioned | Central AC | None | Electricity Electric Furnace | None | 60000-69999 | 100% Incandescent | Occupied | 1990s | Electricity | Yes | 67.9925 | 0 | 0 | 235.043 | 1718.5688 | 60.3726 | 0 | 14.9466 | 0 | 2128.2821 | 0 | 0 | 1350.4715 | 156.793 | 0 | 1465.0623 | 16.412 | 1581.4115 | 0 | 0 | 0 | 346.9961 | 434.0383 | 0 | 0 | 0 | 0 | 0 | 0 | 0 | 0 | 0 | 0 | 0 | 0 | 0 | 0 | 0 | 0 | 0 | 0 | 0 | 9576.0972 | 9576.0972 | 9576.0972 | 9576.0972 | 0 | 0 | 0 | 1688.3103 | 0 | 0 | 0 | 3744.8096 | 0 | 0 | 0 | 3413.6096 | 0 | 0 | 0 | 4101.8807 | 0 | 0 | 0 | 1688.3103 | 3744.8096 | 3413.6096 | 4101.8807
9664 | 242.131 | 2152 | 3 | Standard Efficiency | Electric, 100% Usage | Standard, 100% Usage | Electric, 100% Usage | 318 Rated kWh, 100% Usage | 400%+ | None | 36 | Single-Family Attached | Single-Family Attached | Single-Family Attached | 2000-2499 | 1500-2499 | 1 | Natural Gas | 60% Conditioned | Central AC | None | Natural Gas Fuel Furnace | None | 140000-159999 | 100% Incandescent | Occupied | 2000s | Natural Gas | Yes | 67.9925 | 705.129 | 26.3764 | 159.7237 | 1148.8386 | 88.5075 | 0 | 315.0514 | 0 | 0 | 0 | 0 | 0 | 207.4943 | 0 | 2335.4834 | 21.9803 | 1932.8037 | 0 | 0 | 0 | 389.4915 | 434.0383 | 0 | 0 | 0 | 0 | 0 | 0 | 0 | 0 | 12667.997 | 0 | 3629.0991 | 0 | 0 | 0 | 0 | 0 | 0 | 0 | 0 | 24130.0065 | 24130.0065 | 7832.9105 | 7832.9105 | 0 | 16297.0961 | 0 | 1392.3009 | 0 | 3715.3742 | 0 | 3014.8162 | 0 | 3715.3742 | 0 | 2654.8417 | 0 | 3715.3742 | 0 | 3218.6661 | 0 | 3715.3742 | 0 | 5107.6751 | 6730.1904 | 6370.2159 | 6934.0403
9685 | 242.131 | 853 | 1 | Standard Efficiency | Electric, 120% Usage | EnergyStar, 120% Usage | Electric, 120% Usage | 318 Rated kWh, 120% Usage | 400%+ | 6 | None | 5 to 9 Unit | Multifamily with 5+ units, 1-3 stories | Multi-Family with 5+ Units | 750-999 | 0-1499 | 3 | Electricity | 100% Conditioned | Central AC | Heating Only | Electricity Shared Heating | Boiler Baseboards Heating Only, Electricity | 80000-99999 | 100% CFL | Occupied | 1960s | Natural Gas | No | 67.9925 | 347.5823 | 20.2219 | 362.5289 | 1669.919 | 77.6638 | 0 | 130.1236 | 0 | 9732.8902 | 0 | 0 | 0 | 35.7547 | 0 | 390.3707 | 16.412 | 2933.0553 | 0 | 0 | 0 | 416.454 | 480.0504 | 258.1956 | 0 | 0 | 0 | 0 | 0 | 0 | 0 | 0 | 0 | 4326.9013 | 0 | 0 | 0 | 0 | 0 | 0 | 0 | 0 | 21265.823 | 21265.823 | 16938.9217 | 16938.9217 | 0 | 4326.9013 | 0 | 2962.6866 | 0 | 986.4459 | 0 | 6804.1885 | 0 | 986.4459 | 0 | 5935.2208 | 0 | 986.4459 | 0 | 7197.7593 | 0 | 986.4459 | 0 | 3949.1326 | 7790.6345 | 6921.6667 | 8184.2052
9841 | 242.131 | 1220 | 3 | Standard Efficiency | Electric, 80% Usage | EnergyStar, 80% Usage | Electric, 80% Usage | None | 400%+ | None | None | Single-Family Detached | Single-Family Detached | Single-Family Detached | 1000-1499 | 0-1499 | 2 | Electricity | 40% Conditioned | Room AC | None | Electricity Baseboard | None | 70000-79999 | 100% LED | Occupied | <1940 | Natural Gas | Yes | 67.9925 | 321.792 | 18.7565 | 0 | 2321.1229 | 0 | 0 | 0 | 0 | 23618.5975 | 0 | 0 | 0 | 26.9625 | 0 | 375.131 | 21.9803 | 1116.6008 | 0 | 0 | 0 | 324.4297 | 868.0765 | 327.0673 | 0 | 0 | 0 | 0 | 0 | 0 | 0 | 0 | 0 | 2754.2819 | 0 | 0 | 0 | 0 | 0 | 0 | 0 | 0 | 32162.4984 | 32162.4984 | 29407.9234 | 29407.9234 | 0 | 2754.2819 | 0 | 5195.5101 | 0 | 627.9338 | 0 | 12245.1052 | 0 | 627.9338 | 0 | 10607.7579 | 0 | 627.9338 | 0 | 12861.8348 | 0 | 627.9338 | 0 | 5823.4438 | 12873.039 | 11235.6917 | 13489.7686
9842 | 242.131 | 1138 | 2 | None | Electric, 120% Usage | Standard, 120% Usage | Electric, 120% Usage | None | 400%+ | 13 | None | 10 to 19 Unit | Multifamily with 5+ units, 1-3 stories | Multi-Family with 5+ Units | 1000-1499 | 0-1499 | 3 | Electricity | None | None | None | Electricity Electric Wall Furnace | None | 120000-139999 | 100% Incandescent | Occupied | 1970s | Electricity | No | 0 | 662.9268 | 24.911 | 0 | 0 | 0 | 0 | 0 | 0 | 4757.1296 | 0 | 0 | 2246.0967 | 156.793 | 0 | 1465.0623 | 16.412 | 3162.5299 | 0 | 0 | 0 | 416.454 | 434.0383 | 0 | 0 | 0 | 0 | 0 | 0 | 0 | 0 | 0 | 0 | 0 | 0 | 0 | 0 | 0 | 0 | 0 | 0 | 0 | 13342.0605 | 13342.0605 | 13342.0605 | 13342.0605 | 0 | 0 | 0 | 2306.6016 | 0 | 0 | 0 | 5312.5097 | 0 | 0 | 0 | 4631.1073 | 0 | 0 | 0 | 5646.3001 | 0 | 0 | 0 | 2306.6016 | 5312.5097 | 4631.1073 | 5646.3001
9864 | 242.131 | 2152 | 3 | None | Electric, 100% Usage | Standard, 100% Usage | Gas, 100% Usage | None | 400%+ | None | 12 | Single-Family Attached | Single-Family Attached | Single-Family Attached | 2000-2499 | 1500-2499 | 3 | Natural Gas | 100% Conditioned | Central AC | None | Natural Gas Fuel Boiler | None | 180000-199999 | 100% CFL | Occupied | 1990s | Natural Gas | Yes | 0 | 1011.0952 | 37.8062 | 957.7563 | 3582.5008 | 0 | 319.7405 | 116.6423 | 0 | 0 | 0 | 0 | 0 | 51.8736 | 0 | 747.0382 | 21.9803 | 2194.8092 | 0 | 0 | 0 | 32.5309 | 434.0383 | 0 | 0 | 0 | 0 | 0 | 0 | 0 | 0 | 25243.3835 | 0 | 5235.7147 | 0 | 0 | 953.6533 | 0 | 0 | 0 | 0 | 0 | 40940.8562 | 40940.8562 | 9508.1047 | 9508.1047 | 0 | 31432.7515 | 0 | 1586.6566 | 0 | 7166.05 | 0 | 3458.054 | 0 | 7166.05 | 0 | 3233.4246 | 0 | 7166.05 | 0 | 3798.5231 | 0 | 7166.05 | 0 | 8752.7066 | 10624.104 | 10399.4746 | 10964.5731
9898 | 242.131 | 1138 | 2 | None | None | None | Electric, 100% Usage | 318 Rated kWh, 100% Usage | 300-400% | 16 | None | 10 to 19 Unit | Multifamily with 5+ units, 1-3 stories | Multi-Family with 5+ Units | 1000-1499 | 0-1499 | 2 | Natural Gas | 100% Conditioned | Central AC | Heating and Cooling | Natural Gas Shared Heating | Fan Coil Heating and Cooling, Natural Gas | 50000-59999 | 100% LED | Occupied | 1970s | Natural Gas | No | 0 | 0 | 0 | 7.3268 | 641.2395 | 88.5075 | 0 | 32.824 | 0 | 0 | 0 | 0 | 0 | 26.0833 | 0 | 357.8398 | 16.412 | 1776.3038 | 0 | 0 | 0 | 389.4915 | 434.0383 | 0 | 0 | 0 | 0 | 0 | 0 | 0 | 0 | 562.1103 | 0 | 3568.1403 | 0 | 0 | 0 | 0 | 0 | 0 | 0 | 0 | 7900.903 | 7900.903 | 3770.6524 | 3770.6524 | 0 | 4130.5437 | 0 | 649.0113 | 0 | 941.6523 | 0 | 1427.7514 | 0 | 941.6523 | 0 | 1259.5008 | 0 | 941.6523 | 0 | 1507.5641 | 0 | 941.6523 | 0 | 1590.6636 | 2369.4037 | 2201.1531 | 2449.2165
9967 | 242.131 | 853 | 2 | None | Electric, 100% Usage | Standard, 100% Usage | Electric, 100% Usage | None | 200-300% | 6 | None | 5 to 9 Unit | Multifamily with 5+ units, 1-3 stories | Multi-Family with 5+ Units | 750-999 | 0-1499 | 1 | Electricity | 100% Conditioned | Central AC | None | Electricity Electric Furnace | None | 40000-44999 | 100% CFL | Occupied | 1980s | Electricity | Yes | 0 | 705.129 | 26.3764 | 190.7893 | 2232.3223 | 0 | 0 | 181.9971 | 0 | 7757.2982 | 0 | 0 | 2031.5687 | 35.7547 | 0 | 390.3707 | 16.412 | 1661.713 | 0 | 0 | 0 | 389.4915 | 480.0504 | 0 | 0 | 0 | 0 | 0 | 0 | 0 | 0 | 0 | 0 | 0 | 0 | 0 | 0 | 0 | 0 | 0 | 0 | 0 | 16099.5662 | 16099.5662 | 16099.5662 | 16099.5662 | 0 | 0 | 0 | 2839.2642 | 0 | 0 | 0 | 6501.1662 | 0 | 0 | 0 | 5673.2558 | 0 | 0 | 0 | 6848.6964 | 0 | 0 | 0 | 2839.2642 | 6501.1662 | 5673.2558 | 6848.6964
9968 | 242.131 | 1138 | 2 | Standard Efficiency | Electric, 100% Usage | Standard, 100% Usage | Electric, 100% Usage | None | 400%+ | 8 | None | 5 to 9 Unit | Multifamily with 5+ units, 1-3 stories | Multi-Family with 5+ Units | 1000-1499 | 0-1499 | 2 | Electricity | 100% Conditioned | Heat Pump | None | Electricity ASHP | None | 60000-69999 | 100% Incandescent | Occupied | 1990s | Electricity | Yes | 67.9925 | 552.439 | 20.808 | 305.087 | 978.5643 | 0 | 0 | 38.6854 | 150.3455 | 757.0026 | 0 | 0 | 1400.0005 | 156.793 | 0 | 1465.0623 | 16.412 | 1581.4115 | 0 | 0 | 0 | 346.9961 | 434.0383 | 0 | 0 | 0 | 0 | 0 | 0 | 0 | 0 | 0 | 0 | 0 | 0 | 0 | 0 | 0 | 0 | 0 | 0 | 0 | 8271.3448 | 8271.3448 | 8271.3448 | 8271.3448 | 0 | 0 | 0 | 1377.2266 | 0 | 0 | 0 | 3113.4113 | 0 | 0 | 0 | 2738.7948 | 0 | 0 | 0 | 3277.6725 | 0 | 0 | 0 | 1377.2266 | 3113.4113 | 2738.7948 | 3277.6725
10028 | 242.131 | 853 | 2 | Standard Efficiency | None | None | Electric, 80% Usage | 290 Rated kWh, 80% Usage | 300-400% | 9 | None | 5 to 9 Unit | Multifamily with 5+ units, 4-7 stories | Multi-Family with 5+ Units | 750-999 | 0-1499 | 4 | Electricity | 100% Conditioned | Heat Pump | None | Electricity ASHP | None | 70000-79999 | 100% CFL | Occupied | 1940s | Electricity | No | 67.9925 | 0 | 0 | 376.8894 | 1602.8057 | 84.1114 | 0 | 544.526 | 2111.8701 | 5767.0525 | 0 | 0 | 1411.7233 | 35.7547 | 0 | 390.3707 | 16.412 | 928.4491 | 0 | 0 | 0 | 345.5308 | 434.0383 | 0 | 0 | 0 | 0 | 0 | 0 | 0 | 0 | 0 | 0 | 0 | 0 | 0 | 0 | 0 | 0 | 0 | 0 | 0 | 14117.5265 | 14117.5265 | 14117.5265 | 14117.5265 | 0 | 0 | 0 | 2507.0481 | 0 | 0 | 0 | 5784.8277 | 0 | 0 | 0 | 5036.0302 | 0 | 0 | 0 | 6063.5502 | 0 | 0 | 0 | 2507.0481 | 5784.8277 | 5036.0302 | 6063.5502
10091 | 242.131 | 1690 | 3 | Standard Efficiency | Gas, 120% Usage | Standard, 120% Usage | Electric, 120% Usage | 318 Rated kWh, 120% Usage | 400%+ | None | None | Single-Family Detached | Single-Family Detached | Single-Family Detached | 1500-1999 | 1500-2499 | 1 | Electricity | 100% Conditioned | Central AC | None | Electricity Electric Furnace | None | 160000-179999 | 100% CFL | Occupied | 2000s | Electricity | Yes | 67.9925 | 183.4625 | 76.7846 | 359.3051 | 1956.8355 | 295.4156 | 319.7405 | 50.1152 | 0 | 2450.0741 | 0 | 0 | 10695.6287 | 46.0122 | 24.911 | 620.1384 | 21.9803 | 7283.4022 | 0 | 0 | 0 | 803.0147 | 914.0887 | 0 | 0 | 0 | 0 | 2438.3513 | 0 | 0 | 0 | 0 | 0 | 0 | 0 | 0 | 0 | 0 | 0 | 0 | 0 | 0 | 28607.8394 | 28607.8394 | 26169.4881 | 26169.4881 | 0 | 2438.3513 | 0 | 4386.231 | 0 | 555.9047 | 0 | 9933.0261 | 0 | 555.9047 | 0 | 8708.4959 | 0 | 555.9047 | 0 | 10562.0884 | 0 | 555.9047 | 0 | 4942.1356 | 10488.9307 | 9264.4005 | 11117.9931
10170 | 242.131 | 1675 | 2 | None | Electric, 100% Usage | EnergyStar, 100% Usage | Electric, 100% Usage | None | 400%+ | None | 10 | Single-Family Attached | Single-Family Attached | Single-Family Attached | 1500-1999 | 1500-2499 | 1 | Natural Gas | 100% Conditioned | Central AC | None | Natural Gas Fuel Furnace | None | 100000-119999 | 100% LED | Occupied | 1990s | Natural Gas | Yes | 0 | 369.8557 | 21.6873 | 603.7264 | 2686.8756 | 0 | 319.7405 | 75.9054 | 0 | 0 | 0 | 0 | 0 | 30.4794 | 0 | 470.6721 | 16.412 | 1859.5359 | 0 | 0 | 0 | 389.4915 | 400.042 | 0 | 0 | 0 | 0 | 0 | 0 | 0 | 0 | 8566.7604 | 0 | 3518.6113 | 0 | 0 | 0 | 0 | 0 | 0 | 0 | 0 | 19329.5024 | 19329.5024 | 7244.1307 | 7244.1307 | 0 | 12085.3717 | 0 | 1223.1703 | 0 | 2755.2344 | 0 | 2630.1445 | 0 | 2755.2344 | 0 | 2335.4242 | 0 | 2755.2344 | 0 | 2777.6486 | 0 | 2755.2344 | 0 | 3978.4047 | 5385.3788 | 5090.6586 | 5532.883
10447 | 242.131 | 617 | 2 | None | None | None | Electric, 100% Usage | 318 Rated kWh, 100% Usage | 0-100% | 2 | None | 2 Unit | Multifamily with 2-4 Units | Multi-Family with 2 - 4 Units | 500-749 | 0-1499 | 1 | Electricity | 100% Conditioned | Central AC | None | Electricity Electric Furnace | None | <10000 | 100% Incandescent | Occupied | 1980s | Electricity | Yes | 0 | 0 | 0 | 513.4605 | 2508.3953 | 112.5393 | 0 | 112.8324 | 0 | 7068.8742 | 0 | 0 | 2401.1313 | 130.7097 | 0 | 1017.8358 | 16.412 | 1362.7805 | 0 | 0 | 0 | 431.9868 | 1790.0781 | 0 | 0 | 0 | 0 | 0 | 0 | 0 | 0 | 0 | 0 | 0 | 0 | 0 | 0 | 0 | 0 | 0 | 0 | 0 | 17467.0358 | 17467.0358 | 17467.0358 | 17467.0358 | 0 | 0 | 0 | 3080.0451 | 0 | 0 | 0 | 7039.8076 | 0 | 0 | 0 | 6150.7978 | 0 | 0 | 0 | 7367.3652 | 0 | 0 | 0 | 3080.0451 | 7039.8076 | 6150.7978 | 7367.3652
10486 | 242.131 | 1690 | 3 | Standard Efficiency | Electric, 100% Usage | EnergyStar, 100% Usage | Electric, 100% Usage | None | 300-400% | None | None | Single-Family Detached | Single-Family Detached | Single-Family Detached | 1500-1999 | 1500-2499 | 2 | Natural Gas | 60% Conditioned | Room AC | None | Natural Gas Fuel Furnace | None | 60000-69999 | 100% LED | Occupied | 1990s | Natural Gas | Yes | 67.9925 | 400.042 | 23.4457 | 0 | 1177.8526 | 0 | 0 | 575.2985 | 0 | 0 | 0 | 0 | 0 | 30.7725 | 16.7051 | 473.6028 | 21.9803 | 2382.6678 | 0 | 0 | 0 | 405.6104 | 914.0887 | 0 | 0 | 0 | 0 | 0 | 0 | 0 | 0 | 30559.9858 | 0 | 3678.6281 | 0 | 0 | 0 | 0 | 0 | 0 | 0 | 0 | 40728.3797 | 40728.3797 | 6490.0588 | 6490.0588 | 0 | 34238.3208 | 0 | 1097.9262 | 0 | 7805.6547 | 0 | 2416.2244 | 0 | 7805.6547 | 0 | 2232.9976 | 0 | 7805.6547 | 0 | 2667.1753 | 0 | 7805.6547 | 0 | 8903.581 | 10221.8791 | 10038.6523 | 10472.83
10493 | 242.131 | 1138 | 2 | Standard Efficiency | None | None | Gas, 100% Usage | None | 200-300% | 12 | None | 10 to 19 Unit | Multifamily with 5+ units, 1-3 stories | Multi-Family with 5+ Units | 1000-1499 | 0-1499 | 3 | Natural Gas | 100% Conditioned | Central AC | None | Natural Gas Fuel Furnace | None | 30000-34999 | 100% CFL | Occupied | 1960s | Natural Gas | No | 67.9925 | 0 | 0 | 499.6862 | 1778.6483 | 0 | 0 | 107.8502 | 0 | 0 | 0 | 0 | 0 | 39.2715 | 0 | 468.6206 | 16.412 | 1581.4115 | 0 | 0 | 0 | 23.7388 | 434.0383 | 0 | 0 | 0 | 0 | 0 | 0 | 0 | 0 | 15134.4831 | 0 | 2592.7998 | 0 | 0 | 694.8715 | 0 | 0 | 0 | 0 | 0 | 23439.238 | 23439.238 | 5017.6698 | 5017.6698 | 0 | 18421.8613 | 0 | 867.1924 | 0 | 4199.7972 | 0 | 1855.6868 | 0 | 4199.7972 | 0 | 1647.7718 | 0 | 4199.7972 | 0 | 1956.8927 | 0 | 4199.7972 | 0 | 5066.9896 | 6055.484 | 5847.569 | 6156.69
10550 | 242.131 | 3301 | 4 | None | Electric, 100% Usage | EnergyStar, 100% Usage | Gas, 100% Usage | None | 150-200% | None | None | Single-Family Detached | Single-Family Detached | Single-Family Detached | 3000-3999 | 2500-3999 | 2 | Natural Gas | 20% Conditioned | Room AC | None | Natural Gas Fuel Furnace | None | 40000-44999 | 100% CFL | Occupied | 1950s | Natural Gas | Yes | 0 | 648.8593 | 37.8062 | 0 | 836.1318 | 0 | 0 | 1069.1233 | 0 | 0 | 0 | 0 | 0 | 66.2341 | 0 | 1062.6757 | 21.9803 | 3524.4727 | 0 | 0 | 0 | 36.927 | 914.0887 | 0 | 0 | 0 | 0 | 0 | 0 | 0 | 0 | 49454.8638 | 0 | 5790.4982 | 0 | 0 | 1080.8461 | 0 | 0 | 0 | 0 | 0 | 64544.214 | 64544.214 | 8218.0059 | 8218.0059 | 0 | 56326.2082 | 0 | 1376.6574 | 0 | 12841.185 | 0 | 3076.0829 | 0 | 12841.185 | 0 | 2705.3528 | 0 | 12841.185 | 0 | 3272.37 | 0 | 12841.185 | 0 | 14217.8424 | 15917.2679 | 15546.5378 | 16113.5551
10571 | 242.131 | 885 | 2 | None | Electric, 120% Usage | EnergyStar, 120% Usage | Electric, 120% Usage | 290 Rated kWh, 120% Usage | 400%+ | None | None | Single-Family Detached | Single-Family Detached | Single-Family Detached | 750-999 | 0-1499 | 1 | Natural Gas | 40% Conditioned | Room AC | None | Natural Gas Fuel Boiler | None | 80000-99999 | 100% CFL | Vacant | 1960s | Natural Gas | Yes | 0 | 0 | 0 | 0 | 922.8808 | 0 | 319.7405 | 49.8221 | 0 | 0 | 0 | 0 | 0 | 0 | 0 | 0 | 16.412 | 0 | 0 | 0 | 0 | 0 | 480.0504 | 0 | 0 | 0 | 0 | 0 | 0 | 0 | 0 | 9925.731 | 0 | 1649.404 | 0 | 0 | 0 | 0 | 0 | 0 | 0 | 0 | 13364.3339 | 13364.3339 | 1788.9058 | 1788.9058 | 0 | 11575.135 | 0 | 302.1674 | 0 | 2638.9165 | 0 | 655.6006 | 0 | 2638.9165 | 0 | 614.0756 | 0 | 2638.9165 | 0 | 716.1933 | 0 | 2638.9165 | 0 | 2941.0839 | 3294.5171 | 3252.9921 | 3355.1098
10577 | 242.131 | 2663 | 5 | Standard Efficiency, No usage | Electric, 120% Usage | EnergyStar, 120% Usage | Electric, 120% Usage | None | 400%+ | None | None | Single-Family Detached | Single-Family Detached | Single-Family Detached | 2500-2999 | 2500-3999 | 2 | Natural Gas | None | None | None | Natural Gas Fuel Furnace | None | 100000-119999 | 100% CFL | Vacant | 1990s | Natural Gas | Yes | 0 | 0 | 0 | 0 | 0 | 0 | 0 | 228.5954 | 0 | 0 | 0 | 0 | 0 | 0 | 0 | 0 | 27.2556 | 0 | 0 | 0 | 0 | 0 | 868.0765 | 0 | 0 | 0 | 0 | 0 | 0 | 0 | 0 | 10578.9864 | 0 | 1324.0951 | 0 | 0 | 0 | 0 | 0 | 0 | 0 | 0 | 13027.3021 | 13027.3021 | 1124.2206 | 1124.2206 | 0 | 11903.0815 | 0 | 192.5958 | 0 | 2713.6676 | 0 | 436.1136 | 0 | 2713.6676 | 0 | 382.2033 | 0 | 2713.6676 | 0 | 461.146 | 0 | 2713.6676 | 0 | 2906.2634 | 3149.7813 | 3095.8709 | 3174.8137
10632 | 242.131 | 1138 | 2 | Standard Efficiency | Electric, 80% Usage | EnergyStar, 80% Usage | Electric, 80% Usage | None | 100-150% | 8 | None | 5 to 9 Unit | Multifamily with 5+ units, 1-3 stories | Multi-Family with 5+ Units | 1000-1499 | 0-1499 | 2 | Electricity | 40% Conditioned | Room AC | None | Electricity Electric Wall Furnace | None | 20000-24999 | 100% Incandescent | Occupied | 1970s | Electricity | No | 67.9925 | 296.0018 | 17.2912 | 0 | 641.2395 | 0 | 0 | 0 | 0 | 9091.0646 | 0 | 0 | 1130.6682 | 156.793 | 0 | 1465.0623 | 16.412 | 888.2984 | 0 | 0 | 0 | 311.5345 | 480.0504 | 0 | 0 | 0 | 0 | 0 | 0 | 0 | 0 | 0 | 0 | 0 | 0 | 0 | 0 | 0 | 0 | 0 | 0 | 0 | 14562.4084 | 14562.4084 | 14562.4084 | 14562.4084 | 0 | 0 | 0 | 2726.7524 | 0 | 0 | 0 | 6070.8599 | 0 | 0 | 0 | 5429.312 | 0 | 0 | 0 | 6686.7326 | 0 | 0 | 0 | 2726.7524 | 6070.8599 | 5429.312 | 6686.7326
10634 | 242.131 | 3301 | 5 | Standard Efficiency | Electric, 100% Usage | Standard, 100% Usage | Gas, 100% Usage | None | 400%+ | None | None | Single-Family Detached | Single-Family Detached | Single-Family Detached | 3000-3999 | 2500-3999 | 2 | Electricity | 20% Conditioned | Room AC | None | Electricity Baseboard | None | 120000-139999 | 100% CFL | Occupied | 1980s | Electricity | Yes | 81.7668 | 762.864 | 28.4279 | 0 | 1569.9817 | 0 | 319.7405 | 0 | 0 | 21781.335 | 0 | 0 | 2152.607 | 66.2341 | 24.911 | 1062.6757 | 27.2556 | 2894.956 | 0 | 0 | 0 | 27.8418 | 480.0504 | 0 | 0 | 0 | 0 | 0 | 0 | 0 | 0 | 0 | 0 | 0 | 0 | 0 | 813.5653 | 0 | 0 | 0 | 0 | 0 | 32094.2129 | 32094.2129 | 31280.6476 | 31280.6476 | 0 | 813.5653 | 0 | 5735.5354 | 0 | 185.4562 | 0 | 13423.4779 | 0 | 185.4562 | 0 | 11630.4363 | 0 | 185.4562 | 0 | 14006.3423 | 0 | 185.4562 | 0 | 5920.9916 | 13608.9341 | 11815.8925 | 14191.7985
10715 | 242.131 | 866 | 2 | None | None | EnergyStar, 120% Usage | Gas, 120% Usage | 318 Rated kWh, 120% Usage | 400%+ | None | 16 | Single-Family Attached | Single-Family Attached | Single-Family Attached | 750-999 | 0-1499 | 2 | Natural Gas | 100% Conditioned | Central AC | None | Natural Gas Fuel Furnace | None | 70000-79999 | 100% Incandescent | Occupied | 1950s | Natural Gas | Yes | 0 | 0 | 25.7903 | 350.513 | 1692.4854 | 106.3848 | 0 | 323.2574 | 0 | 0 | 0 | 0 | 0 | 143.3118 | 0 | 1231.4846 | 16.412 | 3470.2545 | 0 | 0 | 0 | 31.9447 | 480.0504 | 0 | 0 | 0 | 0 | 0 | 0 | 0 | 0 | 13641.8722 | 0 | 5604.6911 | 0 | 0 | 937.2413 | 0 | 0 | 0 | 0 | 0 | 28056.2797 | 28056.2797 | 7872.182 | 7872.182 | 0 | 20183.8046 | 0 | 1370.2726 | 0 | 4601.5127 | 0 | 3000.2445 | 0 | 4601.5127 | 0 | 2648.1153 | 0 | 4601.5127 | 0 | 3167.7367 | 0 | 4601.5127 | 0 | 5971.7853 | 7601.7573 | 7249.6281 | 7769.2494
10725 | 242.131 | 1202 | 3 | None | Electric, 120% Usage | Standard, 120% Usage | Gas, 120% Usage | 290 Rated kWh, 120% Usage | 400%+ | None | 12 | Single-Family Attached | Single-Family Attached | Single-Family Attached | 1000-1499 | 0-1499 | 1 | Natural Gas | 20% Conditioned | Room AC | None | Natural Gas Fuel Furnace | None | 100000-119999 | 100% LED | Occupied | <1940 | Natural Gas | Yes | 0 | 849.0269 | 31.6517 | 0 | 1265.4809 | 99.3511 | 0 | 629.2236 | 0 | 0 | 0 | 0 | 0 | 26.6695 | 0 | 371.321 | 21.9803 | 3573.4156 | 0 | 0 | 0 | 31.9447 | 434.0383 | 0 | 0 | 0 | 0 | 0 | 0 | 0 | 0 | 29095.5097 | 0 | 5745.9514 | 0 | 0 | 937.2413 | 0 | 0 | 0 | 0 | 0 | 43112.8059 | 43112.8059 | 7334.1035 | 7334.1035 | 0 | 35778.7024 | 0 | 1227.8755 | 0 | 8156.8033 | 0 | 2718.2262 | 0 | 8156.8033 | 0 | 2396.1167 | 0 | 8156.8033 | 0 | 2890.663 | 0 | 8156.8033 | 0 | 9384.6787 | 10875.0295 | 10552.9199 | 11047.4662
10751 | 242.131 | 1220 | 3 | Standard Efficiency | Electric, 80% Usage | Standard, 80% Usage | Electric, 80% Usage | None | 100-150% | None | None | Single-Family Detached | Single-Family Detached | Single-Family Detached | 1000-1499 | 0-1499 | 1 | Electricity | 100% Conditioned | Central AC | None | Electricity Electric Furnace | None | 20000-24999 | 100% Incandescent | Occupied | 1970s | Electricity | Yes | 67.9925 | 610.174 | 22.8595 | 608.4155 | 2799.7079 | 0 | 319.7405 | 84.4045 | 0 | 10348.6326 | 0 | 0 | 1306.2178 | 160.896 | 0 | 1535.3993 | 21.9803 | 1116.6008 | 0 | 0 | 0 | 324.4297 | 400.042 | 0 | 0 | 0 | 0 | 0 | 0 | 0 | 0 | 0 | 0 | 0 | 0 | 0 | 0 | 0 | 0 | 0 | 0 | 0 | 19727.786 | 19727.786 | 19727.786 | 19727.786 | 0 | 0 | 0 | 3436.1922 | 0 | 0 | 0 | 7930.9274 | 0 | 0 | 0 | 6918.8449 | 0 | 0 | 0 | 8318.4173 | 0 | 0 | 0 | 3436.1922 | 7930.9274 | 6918.8449 | 8318.4173
10772 | 242.131 | 853 | 2 | Standard Efficiency | Gas, 80% Usage | EnergyStar, 80% Usage | Gas, 80% Usage | 318 Rated kWh, 80% Usage | 200-300% | 7 | None | 5 to 9 Unit | Multifamily with 5+ units, 1-3 stories | Multi-Family with 5+ Units | 750-999 | 0-1499 | 1 | Natural Gas | 60% Conditioned | Room AC | Heating Only | Natural Gas Shared Heating | Boiler Baseboards Heating Only, Natural Gas | 40000-44999 | 100% CFL | Occupied | 1940s | Electricity | Yes | 67.9925 | 26.3764 | 17.2912 | 0 | 1121.2899 | 70.9232 | 0 | 130.7097 | 0 | 0 | 0 | 0 | 1211.5558 | 35.7547 | 0 | 390.3707 | 16.412 | 830.8565 | 0 | 0 | 0 | 21.3942 | 434.0383 | 0 | 0 | 0 | 0 | 351.3922 | 0 | 0 | 0 | 10372.0782 | 0 | 0 | 0 | 0 | 624.8275 | 0 | 0 | 0 | 0 | 0 | 15722.9698 | 15722.9698 | 4374.6719 | 4374.6719 | 0 | 11348.298 | 0 | 748.588 | 0 | 2587.177 | 0 | 1619.3955 | 0 | 2587.177 | 0 | 1430.8231 | 0 | 2587.177 | 0 | 1732.677 | 0 | 2587.177 | 0 | 3335.765 | 4206.5725 | 4018.0001 | 4319.8541
10783 | 242.131 | 1675 | 2 | Standard Efficiency | Gas, 100% Usage | EnergyStar, 100% Usage | Electric, 100% Usage | None | 400%+ | None | 7 | Single-Family Attached | Single-Family Attached | Single-Family Attached | 1500-1999 | 1500-2499 | 1 | Natural Gas | 80% Conditioned | Central AC | None | Natural Gas Fuel Furnace | None | 180000-199999 | 100% CFL | Occupied | 2010s | Natural Gas | Yes | 67.9925 | 25.7903 | 16.9981 | 189.9101 | 855.7675 | 0 | 319.7405 | 31.6517 | 0 | 0 | 0 | 0 | 0 | 46.0122 | 0 | 616.0354 | 16.412 | 1728.2401 | 0 | 0 | 0 | 346.9961 | 434.0383 | 0 | 0 | 0 | 0 | 344.0654 | 0 | 661.4614 | 0 | 3693.5747 | 0 | 2685.4102 | 0 | 0 | 0 | 0 | 0 | 0 | 0 | 0 | 12080.0964 | 12080.0964 | 4695.5847 | 4695.5847 | 0 | 7384.2187 | 0 | 791.1136 | 0 | 1683.4673 | 0 | 1741.6672 | 0 | 1683.4673 | 0 | 1537.3579 | 0 | 1683.4673 | 0 | 1845.9105 | 0 | 1683.4673 | 0 | 2474.5809 | 3425.1345 | 3220.8252 | 3529.3777
10801 | 242.131 | 853 | 2 | Standard Efficiency | None | None | Gas, 80% Usage | 318 Rated kWh, 80% Usage | 400%+ | 183 | None | 50 or more Unit | Multifamily with 5+ units, 4-7 stories | Multi-Family with 5+ Units | 750-999 | 0-1499 | 4 | Natural Gas | 100% Conditioned | Central AC | None | Natural Gas Fuel Furnace | None | 80000-99999 | 100% CFL | Occupied | 2010s | Natural Gas | Yes | 67.9925 | 0 | 0 | 313.293 | 1186.6448 | 70.9232 | 319.7405 | 4.6891 | 0 | 0 | 0 | 0 | 0 | 35.7547 | 0 | 390.3707 | 16.412 | 830.8565 | 0 | 0 | 0 | 21.3942 | 727.1093 | 0 | 0 | 0 | 0 | 0 | 0 | 0 | 0 | 805.9454 | 0 | 2539.1678 | 0 | 0 | 624.8275 | 0 | 0 | 0 | 0 | 0 | 7954.535 | 7954.535 | 3984.8873 | 3984.8873 | 0 | 3969.6476 | 0 | 717.7333 | 0 | 905.0179 | 0 | 1552.1722 | 0 | 905.0179 | 0 | 1369.7882 | 0 | 905.0179 | 0 | 1640.1233 | 0 | 905.0179 | 0 | 1622.7512 | 2457.1902 | 2274.8061 | 2545.1413
10858 | 242.131 | 1675 | 2 | None | Electric, 100% Usage | EnergyStar, 100% Usage | Electric, 100% Usage | None | 0-100% | None | 10 | Single-Family Attached | Single-Family Attached | Single-Family Attached | 1500-1999 | 1500-2499 | 1 | Natural Gas | None | None | Heating Only | Natural Gas Shared Heating | Boiler Baseboards Heating Only, Natural Gas | <10000 | 100% CFL | Occupied | 1950s | Natural Gas | Yes | 0 | 289.8473 | 16.9981 | 0 | 0 | 0 | 0 | 189.0308 | 0 | 0 | 0 | 0 | 0 | 46.0122 | 0 | 616.0354 | 16.412 | 1728.2401 | 0 | 0 | 0 | 346.9961 | 434.0383 | 0 | 0 | 0 | 0 | 0 | 0 | 0 | 0 | 21525.777 | 0 | 2515.429 | 0 | 0 | 0 | 0 | 0 | 0 | 0 | 0 | 27724.8163 | 27724.8163 | 3683.6103 | 3683.6103 | 0 | 24041.206 | 0 | 602.4192 | 0 | 5480.9208 | 0 | 1369.7387 | 0 | 5480.9208 | 0 | 1204.3626 | 0 | 5480.9208 | 0 | 1453.2374 | 0 | 5480.9208 | 0 | 6083.34 | 6850.6595 | 6685.2834 | 6934.1582
10878 | 242.131 | 853 | 2 | Standard Efficiency | Electric, 80% Usage | Standard, 80% Usage | Electric, 80% Usage | None | 400%+ | 12 | None | 10 to 19 Unit | Multifamily with 5+ units, 1-3 stories | Multi-Family with 5+ Units | 750-999 | 0-1499 | 2 | Electricity | 100% Conditioned | Heat Pump | None | Electricity ASHP | None | 60000-69999 | 100% CFL | Occupied | 2000s | Electricity | Yes | 67.9925 | 441.9512 | 16.412 | 322.6712 | 990.8733 | 0 | 0 | 112.5393 | 270.5046 | 2061.1688 | 0 | 0 | 891.2291 | 35.7547 | 0 | 390.3707 | 16.412 | 733.2638 | 0 | 0 | 0 | 277.5383 | 434.0383 | 0 | 0 | 0 | 0 | 0 | 0 | 0 | 0 | 0 | 0 | 0 | 0 | 0 | 0 | 0 | 0 | 0 | 0 | 0 | 7063.0128 | 7063.0128 | 7063.0128 | 7063.0128 | 0 | 0 | 0 | 1253.2426 | 0 | 0 | 0 | 2799.3594 | 0 | 0 | 0 | 2452.8393 | 0 | 0 | 0 | 2964.9079 | 0 | 0 | 0 | 1253.2426 | 2799.3594 | 2452.8393 | 2964.9079
11022 | 242.131 | 2176 | 3 | None | Electric, 100% Usage | EnergyStar, 100% Usage | Electric, 100% Usage | None | 400%+ | None | None | Single-Family Detached | Single-Family Detached | Single-Family Detached | 2000-2499 | 1500-2499 | 2 | Fuel Oil | 80% Conditioned | Central AC | None | Fuel Oil Fuel Furnace | None | 120000-139999 | 100% Incandescent | Occupied | <1940 | Electricity | Yes | 0 | 400.042 | 23.4457 | 893.8668 | 4078.0839 | 0 | 319.7405 | 920.8293 | 0 | 0 | 0 | 0 | 2084.3214 | 208.6666 | 0 | 2355.9983 | 21.9803 | 2537.1163 | 0 | 0 | 0 | 405.6104 | 434.0383 | 0 | 0 | 46347.4313 | 0 | 0 | 0 | 0 | 0 | 0 | 0 | 0 | 0 | 0 | 0 | 0 | 0 | 0 | 0 | 0 | 61031.1711 | 61031.1711 | 14683.7398 | 14683.7398 | 46347.4313 | 0 | 0 | 2419.18 | 14052.4663 | 0 | 0 | 5230.2035 | 14052.4663 | 0 | 0 | 4632.0422 | 14052.4663 | 0 | 0 | 5603.7881 | 14052.4663 | 0 | 0 | 16471.6463 | 19282.6698 | 18684.5084 | 19656.2543
11047 | 242.131 | 2176 | 2 | Standard Efficiency | Electric, 120% Usage | EnergyStar, 120% Usage | Electric, 120% Usage | 318 Rated kWh, 120% Usage | 400%+ | None | None | Single-Family Detached | Single-Family Detached | Single-Family Detached | 2000-2499 | 1500-2499 | 2 | Electricity | 100% Conditioned | Heat Pump | None | Electricity ASHP | None | 80000-99999 | 100% CFL | Occupied | 2000s | Electricity | Yes | 67.9925 | 480.0504 | 28.1348 | 811.8069 | 2566.4234 | 117.2284 | 0 | 259.3679 | 898.5559 | 4150.7656 | 0 | 0 | 4060.4997 | 52.1667 | 24.911 | 753.7788 | 16.412 | 5074.5256 | 0 | 0 | 0 | 486.498 | 434.0383 | 0 | 0 | 0 | 0 | 0 | 0 | 828.805 | 0 | 0 | 0 | 0 | 0 | 0 | 0 | 0 | 0 | 0 | 0 | 0 | 21111.6676 | 21111.6676 | 20282.8626 | 20282.8626 | 0 | 828.805 | 0 | 3658.4837 | 0 | 188.9171 | 0 | 8133.2532 | 0 | 188.9171 | 0 | 7382.5039 | 0 | 188.9171 | 0 | 8886.0147 | 0 | 188.9171 | 0 | 3847.4009 | 8322.1703 | 7571.421 | 9074.9318
11072 | 242.131 | 853 | 2 | Standard Efficiency | Electric, 120% Usage | Standard, 120% Usage | Electric, 120% Usage | None | 300-400% | 10 | None | 10 to 19 Unit | Multifamily with 5+ units, 4-7 stories | Multi-Family with 5+ Units | 750-999 | 0-1499 | 5 | Electricity | None | None | None | Electricity Baseboard | None | 60000-69999 | 100% Incandescent | Occupied | 1950s | Electricity | No | 67.9925 | 846.3893 | 31.6517 | 0 | 0 | 0 | 0 | 0 | 0 | 4369.9827 | 0 | 0 | 3386.1431 | 142.7256 | 0 | 1220.3479 | 16.412 | 3323.1329 | 0 | 0 | 0 | 467.4484 | 434.0383 | 0 | 0 | 0 | 0 | 0 | 0 | 0 | 0 | 0 | 0 | 0 | 0 | 0 | 0 | 0 | 0 | 0 | 0 | 0 | 14306.2643 | 14306.2643 | 14306.2643 | 14306.2643 | 0 | 0 | 0 | 2479.3382 | 0 | 0 | 0 | 5668.1692 | 0 | 0 | 0 | 4942.4894 | 0 | 0 | 0 | 6035.3304 | 0 | 0 | 0 | 2479.3382 | 5668.1692 | 4942.4894 | 6035.3304
11092 | 242.131 | 866 | 2 | Standard Efficiency | Electric, 80% Usage | EnergyStar, 80% Usage | Electric, 80% Usage | 318 Rated kWh, 80% Usage | 400%+ | None | 10 | Single-Family Attached | Single-Family Attached | Single-Family Attached | 750-999 | 0-1499 | 1 | Natural Gas | 100% Conditioned | Central AC | None | Natural Gas Fuel Furnace | None | 100000-119999 | 100% LED | Occupied | 1990s | Electricity | Yes | 67.9925 | 360.1843 | 21.1011 | 471.8444 | 2374.4618 | 89.9728 | 0 | 366.3388 | 0 | 0 | 0 | 0 | 1510.7814 | 23.7388 | 0 | 300.984 | 16.412 | 933.1383 | 0 | 0 | 0 | 345.5308 | 434.0383 | 0 | 0 | 0 | 0 | 0 | 0 | 0 | 0 | 14703.6687 | 0 | 0 | 0 | 0 | 0 | 0 | 0 | 0 | 0 | 0 | 22020.7741 | 22020.7741 | 7316.8123 | 7316.8123 | 0 | 14703.6687 | 0 | 1215.1386 | 0 | 3352.1619 | 0 | 2671.8369 | 0 | 3352.1619 | 0 | 2365.2515 | 0 | 3352.1619 | 0 | 2812.1548 | 0 | 3352.1619 | 0 | 4567.3005 | 6023.9988 | 5717.4134 | 6164.3167
11121 | 242.131 | 853 | 1 | Standard Efficiency, No usage | None | None | Electric, 80% Usage | 318 Rated kWh, 80% Usage | 300-400% | 15 | None | 10 to 19 Unit | Multifamily with 5+ units, 1-3 stories | Multi-Family with 5+ Units | 750-999 | 0-1499 | 1 | Electricity | 100% Conditioned | Heat Pump | None | Electricity ASHP | None | 40000-44999 | 100% CFL | Vacant | 2010s | Electricity | Yes | 0 | 0 | 0 | 308.6038 | 1310.3208 | 0 | 0 | 87.9213 | 50.7013 | 864.5597 | 0 | 0 | 349.9269 | 0 | 0 | 0 | 16.412 | 0 | 0 | 0 | 0 | 0 | 1356.0398 | 0 | 0 | 0 | 0 | 0 | 0 | 0 | 0 | 0 | 0 | 0 | 0 | 0 | 0 | 0 | 0 | 0 | 0 | 0 | 4344.4855 | 4344.4855 | 4344.4855 | 4344.4855 | 0 | 0 | 0 | 770.306 | 0 | 0 | 0 | 1696.7906 | 0 | 0 | 0 | 1496.8975 | 0 | 0 | 0 | 1751.1441 | 0 | 0 | 0 | 770.306 | 1696.7906 | 1496.8975 | 1751.1441
11135 | 242.131 | 1138 | 3 | None | None | None | Electric, 80% Usage | None | 150-200% | 4 | None | 3 or 4 Unit | Multifamily with 2-4 Units | Multi-Family with 2 - 4 Units | 1000-1499 | 0-1499 | 2 | Natural Gas | 40% Conditioned | Room AC | None | Natural Gas Fuel Furnace | None | 45000-49999 | 100% CFL | Occupied | <1940 | Natural Gas | Yes | 0 | 0 | 0 | 0 | 849.0269 | 0 | 0 | 406.1965 | 0 | 0 | 0 | 0 | 0 | 39.2715 | 0 | 468.6206 | 21.9803 | 913.5025 | 0 | 0 | 0 | 413.5233 | 434.0383 | 0 | 0 | 0 | 0 | 0 | 0 | 0 | 0 | 18775.8912 | 0 | 3401.6759 | 0 | 0 | 0 | 0 | 0 | 0 | 0 | 0 | 25723.727 | 25723.727 | 3546.1599 | 3546.1599 | 0 | 22177.5671 | 0 | 619.3001 | 0 | 5056.0191 | 0 | 1377.5011 | 0 | 5056.0191 | 0 | 1214.084 | 0 | 5056.0191 | 0 | 1435.1259 | 0 | 5056.0191 | 0 | 5675.3192 | 6433.5201 | 6270.103 | 6491.145
11172 | 242.131 | 1675 | 3 | Standard Efficiency | Electric, 100% Usage | Standard, 100% Usage | Electric, 100% Usage | None | 150-200% | None | 5 | Single-Family Attached | Single-Family Attached | Single-Family Attached | 1500-1999 | 1500-2499 | 3 | Fuel Oil | 20% Conditioned | Room AC | Heating Only | Fuel Oil Shared Heating | Boiler Baseboards Heating Only, Fuel Oil | 30000-34999 | 100% Incandescent | Occupied | <1940 | Natural Gas | Yes | 67.9925 | 858.1121 | 32.2378 | 0 | 1297.7187 | 0 | 0 | 169.102 | 0 | 0 | 0 | 0 | 0 | 183.7556 | 0 | 1926.0631 | 21.9803 | 1990.5387 | 0 | 0 | 0 | 431.9868 | 434.0383 | 373.6656 | 0 | 71406.4731 | 0 | 0 | 0 | 0 | 0 | 0 | 0 | 4466.11 | 0 | 0 | 0 | 0 | 0 | 0 | 0 | 0 | 83659.4815 | 83659.4815 | 7786.8983 | 7786.8983 | 71406.4731 | 4466.11 | 0 | 1300.8222 | 21650.3838 | 1018.1675 | 0 | 2879.9555 | 21650.3838 | 1018.1675 | 0 | 2538.3709 | 21650.3838 | 1018.1675 | 0 | 3068.2866 | 21650.3838 | 1018.1675 | 0 | 23969.3735 | 25548.5068 | 25206.9222 | 25736.8379
11199 | 242.131 | 2631 | 5 | Standard Efficiency | Electric, 100% Usage | Standard, 100% Usage | Electric, 100% Usage | None | 400%+ | None | 5 | Single-Family Attached | Single-Family Attached | Single-Family Attached | 2500-2999 | 2500-3999 | 3 | Natural Gas | 60% Conditioned | Central AC | None | Natural Gas Fuel Furnace | None | 140000-159999 | 100% LED | Occupied | 2010s | Natural Gas | Yes | 67.9925 | 1016.9566 | 37.8062 | 161.7752 | 1611.8909 | 0 | 0 | 726.2301 | 0 | 0 | 0 | 0 | 0 | 38.6854 | 0 | 671.1328 | 27.2556 | 2268.3701 | 0 | 0 | 0 | 474.4821 | 914.0887 | 0 | 0 | 0 | 0 | 0 | 0 | 0 | 0 | 29248.7859 | 0 | 4953.7803 | 0 | 0 | 0 | 0 | 0 | 0 | 0 | 0 | 42219.5253 | 42219.5253 | 8016.9591 | 8016.9591 | 0 | 34202.2731 | 0 | 1355.4637 | 0 | 7797.4379 | 0 | 2992.8651 | 0 | 7797.4379 | 0 | 2640.2986 | 0 | 7797.4379 | 0 | 3169.7321 | 0 | 7797.4379 | 0 | 9152.9016 | 10790.303 | 10437.7365 | 10967.17
11238 | 242.131 | 3301 | 4 | Standard Efficiency | Electric, 120% Usage | Standard, 120% Usage | Electric, 120% Usage | None | 400%+ | None | None | Single-Family Detached | Single-Family Detached | Single-Family Detached | 3000-3999 | 2500-3999 | 2 | Electricity | 80% Conditioned | Central AC | None | Electricity Electric Furnace | None | 200000+ | 100% CFL | Occupied | 1980s | Electricity | Yes | 67.9925 | 915.261 | 34.2893 | 344.6516 | 3638.7704 | 0 | 0 | 766.967 | 0 | 32808.134 | 0 | 0 | 3962.3209 | 66.2341 | 24.911 | 1062.6757 | 21.9803 | 5789.9121 | 0 | 0 | 0 | 486.498 | 868.0765 | 0 | 0 | 0 | 0 | 0 | 0 | 0 | 0 | 0 | 0 | 0 | 0 | 0 | 0 | 0 | 0 | 0 | 0 | 0 | 50858.9673 | 50858.9673 | 50858.9673 | 50858.9673 | 0 | 0 | 0 | 8823.2851 | 0 | 0 | 0 | 20663.761 | 0 | 0 | 0 | 17958.2735 | 0 | 0 | 0 | 21799.9419 | 0 | 0 | 0 | 8823.2851 | 20663.761 | 17958.2735 | 21799.9419
11335 | 242.131 | 853 | 1 | Standard Efficiency | Electric, 120% Usage | EnergyStar, 120% Usage | Electric, 120% Usage | None | 400%+ | 24 | None | 20 to 49 Unit | Multifamily with 5+ units, 1-3 stories | Multi-Family with 5+ Units | 750-999 | 0-1499 | 3 | Electricity | 100% Conditioned | Heat Pump | Heating and Cooling | Electricity Shared Heating | Fan Coil Heating and Cooling, Electricity | 60000-69999 | 100% CFL | Occupied | 1970s | Natural Gas | Yes | 67.9925 | 347.5823 | 20.2219 | 41.6161 | 2926.3146 | 0 | 0 | 136.8642 | 0 | 2290.0573 | 0 | 0 | 0 | 35.7547 | 0 | 390.3707 | 16.412 | 2933.0553 | 0 | 0 | 0 | 416.454 | 434.0383 | 0 | 0 | 0 | 0 | 0 | 0 | 0 | 0 | 0 | 0 | 4025.3311 | 0 | 0 | 0 | 0 | 0 | 0 | 0 | 0 | 14082.0649 | 14082.0649 | 10056.7338 | 10056.7338 | 0 | 4025.3311 | 0 | 1727.072 | 0 | 917.7045 | 0 | 3859.6574 | 0 | 917.7045 | 0 | 3395.1729 | 0 | 917.7045 | 0 | 4053.5355 | 0 | 917.7045 | 0 | 2644.7765 | 4777.3618 | 4312.8774 | 4971.2399
11363 | 242.131 | 885 | 2 | Standard Efficiency | Electric, 100% Usage | EnergyStar, 100% Usage | Electric, 100% Usage | None | 150-200% | None | None | Single-Family Detached | Single-Family Detached | Single-Family Detached | 750-999 | 0-1499 | 1 | Electricity | 20% Conditioned | Room AC | None | Electricity Baseboard | None | 50000-59999 | 100% CFL | Occupied | <1940 | Electricity | Yes | 67.9925 | 773.1215 | 45.1329 | 0 | 610.467 | 0 | 0 | 0 | 0 | 9019.5553 | 0 | 0 | 4425.6662 | 36.0477 | 0 | 399.1628 | 16.412 | 3071.0917 | 0 | 0 | 0 | 603.1403 | 480.0504 | 478.8781 | 0 | 0 | 0 | 0 | 0 | 0 | 0 | 0 | 0 | 0 | 0 | 0 | 0 | 0 | 0 | 0 | 0 | 0 | 20026.7185 | 20026.7185 | 20026.7185 | 20026.7185 | 0 | 0 | 0 | 3409.9156 | 0 | 0 | 0 | 7925.3936 | 0 | 0 | 0 | 6902.9728 | 0 | 0 | 0 | 8408.1148 | 0 | 0 | 0 | 3409.9156 | 7925.3936 | 6902.9728 | 8408.1148
11486 | 242.131 | 1138 | 3 | Standard Efficiency | None | None | Electric, 120% Usage | 318 Rated kWh, 120% Usage | 200-300% | 8 | None | 5 to 9 Unit | Multifamily with 5+ units, 1-3 stories | Multi-Family with 5+ Units | 1000-1499 | 0-1499 | 2 | Natural Gas | 100% Conditioned | Central AC | None | Natural Gas Fuel Furnace | None | 60000-69999 | 100% Incandescent | Occupied | 1990s | Natural Gas | Yes | 67.9925 | 0 | 0 | 454.5532 | 2661.0853 | 192.5477 | 319.7405 | 214.235 | 0 | 0 | 0 | 0 | 0 | 156.793 | 0 | 1465.0623 | 21.9803 | 4723.7195 | 0 | 0 | 0 | 620.4315 | 480.0504 | 0 | 0 | 0 | 0 | 0 | 0 | 0 | 0 | 9938.3331 | 0 | 9612.438 | 0 | 0 | 0 | 0 | 0 | 0 | 0 | 0 | 30929.2554 | 30929.2554 | 11378.4843 | 11378.4843 | 0 | 19550.7711 | 0 | 1966.7266 | 0 | 4457.1796 | 0 | 4308.746 | 0 | 4457.1796 | 0 | 3806.0768 | 0 | 4457.1796 | 0 | 4542.1325 | 0 | 4457.1796 | 0 | 6423.9062 | 8765.9257 | 8263.2564 | 8999.3121
11489 | 242.131 | 617 | 2 | None | Electric, 120% Usage | EnergyStar, 120% Usage | Gas, 120% Usage | None | 400%+ | 8 | None | 5 to 9 Unit | Multifamily with 5+ units, 1-3 stories | Multi-Family with 5+ Units | 500-749 | 0-1499 | 2 | Natural Gas | 80% Conditioned | Room AC | Heating Only | Natural Gas Shared Heating | Boiler Baseboards Heating Only, Natural Gas | 100000-119999 | 100% LED | Occupied | 2010s | Natural Gas | Yes | 0 | 444.0027 | 25.7903 | 0 | 1356.3329 | 0 | 0 | 41.6161 | 0 | 0 | 0 | 0 | 0 | 21.6873 | 0 | 248.8173 | 16.412 | 3133.2228 | 0 | 0 | 0 | 31.9447 | 434.0383 | 0 | 0 | 0 | 0 | 0 | 1259.6195 | 0 | 0 | 1396.4836 | 0 | 4864.9798 | 0 | 0 | 937.2413 | 0 | 0 | 0 | 0 | 0 | 14212.1885 | 14212.1885 | 5753.8643 | 5753.8643 | 0 | 8458.0311 | 0 | 989.6111 | 0 | 1928.2747 | 0 | 2162.5878 | 0 | 1928.2747 | 0 | 1909.4601 | 0 | 1928.2747 | 0 | 2294.4752 | 0 | 1928.2747 | 0 | 2917.8858 | 4090.8625 | 3837.7348 | 4222.7499
11522 | 242.131 | 1138 | 3 | Standard Efficiency | None | None | Electric, 100% Usage | None | 400%+ | 10 | None | 10 to 19 Unit | Multifamily with 5+ units, 1-3 stories | Multi-Family with 5+ Units | 1000-1499 | 0-1499 | 3 | Natural Gas | 20% Conditioned | Room AC | Heating Only | Natural Gas Shared Heating | Boiler Baseboards Heating Only, Natural Gas | 200000+ | 100% LED | Occupied | <1940 | Electricity | No | 67.9925 | 0 | 0 | 0 | 332.0495 | 0 | 0 | 102.2818 | 0 | 0 | 0 | 0 | 2402.5966 | 26.0833 | 0 | 357.8398 | 21.9803 | 1971.4891 | 0 | 0 | 0 | 431.9868 | 480.0504 | 345.5308 | 0 | 0 | 0 | 0 | 0 | 0 | 0 | 7917.9011 | 0 | 0 | 0 | 0 | 0 | 0 | 0 | 0 | 0 | 0 | 14458.0751 | 14458.0751 | 6540.174 | 6540.174 | 0 | 7917.9011 | 0 | 1091.4766 | 0 | 1805.1089 | 0 | 2461.2929 | 0 | 1805.1089 | 0 | 2162.239 | 0 | 1805.1089 | 0 | 2623.7683 | 0 | 1805.1089 | 0 | 2896.5855 | 4266.4018 | 3967.3479 | 4428.8773
11723 | 242.131 | 2176 | 4 | Standard Efficiency | Electric, 100% Usage | EnergyStar, 100% Usage | Gas, 100% Usage | 318 Rated kWh, 100% Usage | 400%+ | None | None | Single-Family Detached | Single-Family Detached | Single-Family Detached | 2000-2499 | 1500-2499 | 2 | Natural Gas | 100% Conditioned | Central AC | None | Natural Gas Fuel Furnace | None | 120000-139999 | 100% CFL | Occupied | 1980s | Natural Gas | Yes | 67.9925 | 400.042 | 23.4457 | 846.3893 | 3291.4812 | 97.5927 | 319.7405 | 142.4325 | 0 | 0 | 0 | 0 | 0 | 52.1667 | 24.911 | 753.7788 | 21.9803 | 2537.1163 | 0 | 0 | 0 | 27.8418 | 434.0383 | 0 | 0 | 0 | 0 | 0 | 0 | 0 | 0 | 17392.8888 | 0 | 3238.4353 | 0 | 0 | 813.5653 | 0 | 0 | 0 | 0 | 0 | 30486.1319 | 30486.1319 | 9041.2425 | 9041.2425 | 0 | 21444.8894 | 0 | 1551.6238 | 0 | 4888.9751 | 0 | 3331.5666 | 0 | 4888.9751 | 0 | 2959.2439 | 0 | 4888.9751 | 0 | 3491.2411 | 0 | 4888.9751 | 0 | 6440.5989 | 8220.5416 | 7848.2189 | 8380.2161
11763 | 242.131 | 853 | 2 | Standard Efficiency | Electric, 100% Usage | Standard, 100% Usage | Electric, 100% Usage | None | 300-400% | 67 | None | 50 or more Unit | Multifamily with 5+ units, 4-7 stories | Multi-Family with 5+ Units | 750-999 | 0-1499 | 4 | Electricity | 100% Conditioned | Central AC | None | Electricity Electric Furnace | None | 35000-39999 | 100% Incandescent | Occupied | 2010s | Electricity | Yes | 67.9925 | 552.439 | 20.808 | 203.9775 | 1205.9875 | 0 | 0 | 24.3249 | 0 | 2214.1519 | 0 | 0 | 1410.5511 | 142.7256 | 0 | 1220.3479 | 16.412 | 1466.5276 | 0 | 0 | 0 | 346.9961 | 434.0383 | 0 | 0 | 0 | 0 | 0 | 0 | 0 | 0 | 0 | 0 | 0 | 0 | 0 | 0 | 0 | 0 | 0 | 0 | 0 | 9326.6937 | 9326.6937 | 9326.6937 | 9326.6937 | 0 | 0 | 0 | 1642.6598 | 0 | 0 | 0 | 3676.7671 | 0 | 0 | 0 | 3222.0458 | 0 | 0 | 0 | 3896.3485 | 0 | 0 | 0 | 1642.6598 | 3676.7671 | 3222.0458 | 3896.3485
11791 | 242.131 | 1138 | 2 | Standard Efficiency, No usage | Electric, 120% Usage | Standard, 120% Usage | Electric, 120% Usage | 290 Rated kWh, 120% Usage | 200-300% | 14 | None | 10 to 19 Unit | Multifamily with 5+ units, 1-3 stories | Multi-Family with 5+ Units | 1000-1499 | 0-1499 | 2 | Electricity | 40% Conditioned | Room AC | Heating Only | Electricity Shared Heating | Boiler Baseboards Heating Only, Electricity | 45000-49999 | 100% Incandescent | Vacant | 1970s | Electricity | Yes | 0 | 0 | 0 | 0 | 594.0551 | 0 | 0 | 35.1685 | 0 | 1878.2925 | 0 | 0 | 356.9606 | 0 | 0 | 0 | 16.412 | 0 | 0 | 0 | 0 | 0 | 434.0383 | 0 | 0 | 0 | 0 | 0 | 0 | 0 | 0 | 0 | 0 | 0 | 0 | 0 | 0 | 0 | 0 | 0 | 0 | 0 | 3314.6338 | 3314.6338 | 3314.6338 | 3314.6338 | 0 | 0 | 0 | 627.5772 | 0 | 0 | 0 | 1435.8571 | 0 | 0 | 0 | 1250.355 | 0 | 0 | 0 | 1479.8887 | 0 | 0 | 0 | 627.5772 | 1435.8571 | 1250.355 | 1479.8887
11798 | 242.131 | 1220 | 1 | Standard Efficiency | None | Standard, 80% Usage | Electric, 80% Usage | None | 400%+ | None | None | Single-Family Detached | Single-Family Detached | Single-Family Detached | 1000-1499 | 0-1499 | 2 | Other Fuel | 100% Conditioned | Central AC | None | None | None | 100000-119999 | 100% Incandescent | Occupied | 1940s | Electricity | Yes | 67.9925 | 0 | 22.8595 | 946.3265 | 4004.8162 | 0 | 0 | 0 | 0 | 0 | 0 | 0 | 1387.1054 | 160.896 | 99.9372 | 1535.3993 | 16.412 | 1116.6008 | 0 | 0 | 0 | 324.4297 | 480.0504 | 0 | 0 | 0 | 0 | 0 | 0 | 0 | 0 | 0 | 0 | 0 | 0 | 0 | 0 | 0 | 0 | 0 | 0 | 0 | 10162.8255 | 10162.8255 | 10162.8255 | 10162.8255 | 0 | 0 | 0 | 1763.3367 | 0 | 0 | 0 | 3740.2351 | 0 | 0 | 0 | 3325.2267 | 0 | 0 | 0 | 3940.0086 | 0 | 0 | 0 | 1763.3367 | 3740.2351 | 3325.2267 | 3940.0086
11855 | 242.131 | 853 | 2 | None | Gas, 100% Usage | EnergyStar, 100% Usage | Electric, 100% Usage | 290 Rated kWh, 100% Usage | 400%+ | 8 | None | 5 to 9 Unit | Multifamily with 5+ units, 1-3 stories | Multi-Family with 5+ Units | 750-999 | 0-1499 | 3 | Electricity | 100% Conditioned | Room AC | None | Electricity Baseboard | None | 70000-79999 | 100% Incandescent | Occupied | 1970s | Electricity | No | 0 | 33.117 | 21.6873 | 0 | 1581.7046 | 82.646 | 0 | 0 | 0 | 5518.5282 | 0 | 0 | 1992.0041 | 142.7256 | 0 | 1220.3479 | 16.412 | 1661.713 | 0 | 0 | 0 | 389.4915 | 434.0383 | 0 | 0 | 0 | 0 | 439.3135 | 0 | 0 | 0 | 0 | 0 | 0 | 0 | 0 | 0 | 0 | 0 | 0 | 0 | 0 | 13533.7289 | 13533.7289 | 13094.4154 | 13094.4154 | 0 | 439.3135 | 0 | 2349.0782 | 0 | 100.1555 | 0 | 5328.7914 | 0 | 100.1555 | 0 | 4653.8867 | 0 | 100.1555 | 0 | 5619.6897 | 0 | 100.1555 | 0 | 2449.2337 | 5428.9468 | 4754.0422 | 5719.8451
11867 | 242.131 | 853 | 1 | Standard Efficiency | None | EnergyStar, 80% Usage | Electric, 80% Usage | None | 0-100% | 6 | None | 5 to 9 Unit | Multifamily with 5+ units, 1-3 stories | Multi-Family with 5+ Units | 750-999 | 0-1499 | 2 | Electricity | 40% Conditioned | Room AC | None | Electricity Baseboard | None | <10000 | 100% CFL | Occupied | 1970s | Electricity | Yes | 81.7668 | 0 | 17.2912 | 0 | 1330.8357 | 0 | 0 | 0 | 0 | 4363.2421 | 0 | 0 | 1077.9154 | 35.7547 | 0 | 390.3707 | 16.412 | 830.8565 | 0 | 0 | 0 | 311.5345 | 434.0383 | 0 | 0 | 0 | 0 | 0 | 0 | 647.1009 | 0 | 0 | 0 | 0 | 0 | 0 | 0 | 0 | 0 | 0 | 0 | 0 | 9536.8257 | 9536.8257 | 8889.4317 | 8889.4317 | 0 | 647.1009 | 0 | 1599.6166 | 0 | 147.5395 | 0 | 3664.7819 | 0 | 147.5395 | 0 | 3195.1078 | 0 | 147.5395 | 0 | 3848.7902 | 0 | 147.5395 | 0 | 1747.1562 | 3812.3214 | 3342.6474 | 3996.3298
11879 | 242.131 | 8194 | 4 | None | Electric, 100% Usage | EnergyStar, 100% Usage | Electric, 100% Usage | None | 400%+ | None | None | Single-Family Detached | Single-Family Detached | Single-Family Detached | 4000+ | 4000+ | 3 | Electricity | 100% Conditioned | Heat Pump | None | Electricity ASHP | None | 200000+ | 100% CFL | Occupied | 1990s | Electricity | Yes | 0 | 773.1215 | 45.1329 | 1653.2139 | 5464.017 | 0 | 319.7405 | 650.3247 | 2343.1032 | 10802.5996 | 0 | 0 | 4306.0932 | 127.4859 | 24.911 | 2406.1135 | 21.9803 | 5395.1453 | 0 | 0 | -3770.9455 | 603.1403 | 434.0383 | 0 | 0 | 0 | 0 | 0 | 0 | 0 | 0 | 0 | 0 | 0 | 0 | 0 | 0 | 0 | 0 | 0 | 0 | 0 | 31599.5089 | 35370.7474 | 31599.5089 | 35370.7474 | 0 | 0 | 0 | 5879.6603 | 0 | 0 | 0 | 13218.773 | 0 | 0 | 0 | 11553.8055 | 0 | 0 | 0 | 13761.6224 | 0 | 0 | 0 | 5879.6603 | 13218.773 | 11553.8055 | 13761.6224
11901 | 242.131 | 2152 | 3 | Standard Efficiency | Electric, 120% Usage | EnergyStar, 120% Usage | Electric, 120% Usage | 290 Rated kWh, 120% Usage | 400%+ | None | 24 | Single-Family Attached | Single-Family Attached | Single-Family Attached | 2000-2499 | 1500-2499 | 2 | Electricity | 100% Conditioned | Heat Pump | None | Electricity ASHP | None | 120000-139999 | 100% LED | Occupied | 1980s | Electricity | Yes | 67.9925 | 636.5504 | 37.22 | 419.0916 | 1781.579 | 152.9831 | 319.7405 | 420.2639 | 2900.2313 | 4366.4659 | 0 | 0 | 5723.3849 | 34.5824 | 0 | 570.6094 | 21.9803 | 4389.6185 | 0 | 0 | 0 | 569.4371 | 1356.0398 | 0 | 0 | 0 | 0 | 0 | 0 | 0 | 0 | 0 | 0 | 0 | 0 | 0 | 0 | 0 | 0 | 0 | 0 | 0 | 23767.4776 | 23767.4776 | 23767.4776 | 23767.4776 | 0 | 0 | 0 | 4050.026 | 0 | 0 | 0 | 9259.9748 | 0 | 0 | 0 | 8093.9394 | 0 | 0 | 0 | 9807.3084 | 0 | 0 | 0 | 4050.026 | 9259.9748 | 8093.9394 | 9807.3084
12023 | 242.131 | 617 | 1 | None | None | None | Electric, 100% Usage | None | 200-300% | 18 | None | 10 to 19 Unit | Multifamily with 5+ units, 1-3 stories | Multi-Family with 5+ Units | 500-749 | 0-1499 | 2 | Natural Gas | 100% Conditioned | Central AC | None | Natural Gas Fuel Furnace | None | 30000-34999 | 100% CFL | Occupied | 1990s | Electricity | Yes | 0 | 0 | 0 | 415.8678 | 1856.8983 | 0 | 0 | 5.5684 | 0 | 0 | 0 | 0 | 1302.994 | 32.824 | 0 | 325.602 | 16.412 | 1371.2795 | 0 | 0 | 0 | 346.9961 | 434.0383 | 0 | 0 | 0 | 0 | 0 | 0 | 0 | 0 | 1858.0706 | 0 | 0 | 0 | 0 | 0 | 0 | 0 | 0 | 0 | 0 | 7966.5509 | 7966.5509 | 6108.7734 | 6108.7734 | 0 | 1858.0706 | 0 | 1051.624 | 0 | 423.5918 | 0 | 2291.492 | 0 | 423.5918 | 0 | 2026.7773 | 0 | 423.5918 | 0 | 2419.2998 | 0 | 423.5918 | 0 | 1475.2157 | 2715.0837 | 2450.369 | 2842.8915
12301 | 242.131 | 1690 | 3 | Standard Efficiency | Electric, 120% Usage | Standard, 120% Usage | Electric, 120% Usage | None | 400%+ | None | None | Single-Family Detached | Single-Family Detached | Single-Family Detached | 1500-1999 | 1500-2499 | 1 | Electricity | 100% Conditioned | Heat Pump | None | Electricity ASHP | None | 200000+ | 100% Incandescent | Occupied | 1970s | Electricity | Yes | 67.9925 | 915.261 | 34.2893 | 731.2123 | 3050.8698 | 0 | 319.7405 | 447.2265 | 3125.896 | 4453.2149 | 0 | 0 | 3954.701 | 184.6348 | 99.9372 | 1938.9582 | 21.9803 | 4765.3356 | 0 | 0 | 0 | 486.498 | 868.0765 | 0 | 0 | 0 | 0 | 0 | 0 | 0 | 0 | 0 | 0 | 0 | 0 | 0 | 0 | 0 | 0 | 0 | 0 | 0 | 25465.8245 | 25465.8245 | 25465.8245 | 25465.8245 | 0 | 0 | 0 | 4398.2802 | 0 | 0 | 0 | 10013.3509 | 0 | 0 | 0 | 8763.7167 | 0 | 0 | 0 | 10541.5035 | 0 | 0 | 0 | 4398.2802 | 10013.3509 | 8763.7167 | 10541.5035
12424 | 242.131 | 2176 | 4 | None | Gas, 100% Usage | EnergyStar, 100% Usage | Electric, 100% Usage | None | 300-400% | None | None | Single-Family Detached | Single-Family Detached | Single-Family Detached | 2000-2499 | 1500-2499 | 1 | Natural Gas | 100% Conditioned | Central AC | None | Natural Gas Fuel Furnace | None | 100000-119999 | 100% CFL | Occupied | 1980s | Natural Gas | Yes | 0 | 69.1648 | 45.1329 | 478.292 | 3490.1834 | 0 | 319.7405 | 448.6918 | 0 | 0 | 1393.5529 | 1376.5548 | 0 | 52.1667 | 24.911 | 753.7788 | 21.9803 | 3481.3912 | 0 | 0 | 0 | 603.1403 | 434.0383 | 545.9914 | 0 | 0 | 0 | 918.1917 | 0 | 0 | 0 | 20609.9299 | 0 | 6837.9342 | 0 | 0 | 0 | 0 | 0 | 0 | 0 | 0 | 41904.7669 | 41904.7669 | 13538.7111 | 13538.7111 | 0 | 28366.0558 | 0 | 2351.4492 | 0 | 6466.8805 | 0 | 5134.5273 | 0 | 6466.8805 | 0 | 4741.4459 | 0 | 6466.8805 | 0 | 5636.6255 | 0 | 6466.8805 | 0 | 8818.3296 | 11601.4078 | 11208.3264 | 12103.5059
12478 | 242.131 | 1138 | 2 | Standard Efficiency | None | None | Electric, 80% Usage | 318 Rated kWh, 80% Usage | 400%+ | 3 | None | 3 or 4 Unit | Multifamily with 2-4 Units | Multi-Family with 2 - 4 Units | 1000-1499 | 0-1499 | 3 | Natural Gas | 20% Conditioned | Room AC | Heating Only | Natural Gas Shared Heating | Boiler Baseboards Heating Only, Natural Gas | 50000-59999 | 100% CFL | Occupied | 1940s | Natural Gas | No | 67.9925 | 0 | 0 | 0 | 892.9876 | 51.5805 | 319.7405 | 104.3333 | 0 | 0 | 0 | 0 | 0 | 39.2715 | 0 | 468.6206 | 16.412 | 611.6393 | 0 | 0 | 0 | 277.5383 | 727.1093 | 0 | 0 | 0 | 0 | 0 | 0 | 0 | 0 | 15631.8247 | 0 | 2272.4731 | 0 | 0 | 0 | 0 | 0 | 0 | 0 | 0 | 21481.5233 | 21481.5233 | 3577.2255 | 3577.2255 | 0 | 17904.5909 | 0 | 612.4377 | 0 | 4081.8569 | 0 | 1338.2313 | 0 | 4081.8569 | 0 | 1182.5852 | 0 | 4081.8569 | 0 | 1417.5741 | 0 | 4081.8569 | 0 | 4694.2946 | 5420.0882 | 5264.442 | 5499.431
12561 | 242.131 | 8194 | 4 | None | Electric, 100% Usage | EnergyStar, 100% Usage | Electric, 100% Usage | None | 400%+ | None | None | Single-Family Detached | Single-Family Detached | Single-Family Detached | 4000+ | 4000+ | 2 | Natural Gas | 20% Conditioned | Room AC | None | Natural Gas Fuel Boiler | None | 60000-69999 | 100% LED | Occupied | 1960s | Natural Gas | Yes | 0 | 275.7799 | 16.1189 | 0 | 2338.121 | 0 | 0 | 102.5749 | 0 | 0 | 0 | 0 | 0 | 84.9906 | 16.7051 | 1837.8487 | 21.9803 | 4136.112 | 0 | 0 | 0 | 339.6694 | 480.0504 | 0 | 0 | 0 | 0 | 0 | 0 | 0 | 0 | 60753.9259 | 0 | 2503.7062 | 0 | 0 | 0 | 0 | 0 | 0 | 0 | 0 | 72907.5832 | 72907.5832 | 9649.6581 | 9649.6581 | 0 | 63257.9251 | 0 | 1699.431 | 0 | 14421.4705 | 0 | 3692.6805 | 0 | 14421.4705 | 0 | 3260.4523 | 0 | 14421.4705 | 0 | 3892.5773 | 0 | 14421.4705 | 0 | 16120.9014 | 18114.151 | 17681.9228 | 18314.0478
12579 | 242.131 | 1690 | 3 | Standard Efficiency | None | Standard, 100% Usage | Electric, 100% Usage | 318 Rated kWh, 100% Usage | 300-400% | None | None | Single-Family Detached | Single-Family Detached | Single-Family Detached | 1500-1999 | 1500-2499 | 1 | Fuel Oil | 100% Conditioned | Central AC | None | Fuel Oil Fuel Furnace | None | 60000-69999 | 100% Incandescent | Occupied | 1960s | Electricity | Yes | 67.9925 | 0 | 37.5131 | 823.5297 | 3969.3546 | 134.8127 | 0 | 293.6572 | 0 | 0 | 0 | 0 | 3276.5346 | 184.6348 | 99.9372 | 1938.9582 | 21.9803 | 2697.4261 | 0 | 0 | 0 | 471.2583 | 480.0504 | 0 | 0 | 19169.4856 | 0 | 0 | 0 | 0 | 0 | 0 | 0 | 0 | 0 | 0 | 0 | 0 | 0 | 0 | 0 | 0 | 33666.8322 | 33666.8322 | 14497.3466 | 14497.3466 | 19169.4856 | 0 | 0 | 2590.5127 | 5812.1662 | 0 | 0 | 5623.0685 | 5812.1662 | 0 | 0 | 4975.5037 | 5812.1662 | 0 | 0 | 5858.6834 | 5812.1662 | 0 | 0 | 8402.6789 | 11435.2347 | 10787.6699 | 11670.8496
12613 | 242.131 | 2631 | 3 | Standard Efficiency | None | EnergyStar, 100% Usage | Electric, 100% Usage | 318 Rated kWh, 100% Usage | 400%+ | None | 10 | Single-Family Attached | Single-Family Attached | Single-Family Attached | 2500-2999 | 2500-3999 | 2 | Electricity | 100% Conditioned | Heat Pump | None | Electricity ASHP | None | 100000-119999 | 100% Incandescent | Occupied | 1990s | Electricity | Yes | 67.9925 | 0 | 16.9981 | 490.0148 | 2048.2737 | 64.7687 | 0 | 811.8069 | 3562.5719 | 9063.2228 | 0 | 0 | 1358.6775 | 231.5261 | 0 | 2746.6621 | 21.9803 | 1875.0687 | 0 | 0 | 0 | 346.9961 | 434.0383 | 0 | 0 | 0 | 0 | 0 | 0 | 0 | 0 | 0 | 0 | 0 | 0 | 0 | 0 | 0 | 0 | 0 | 0 | 0 | 23140.3055 | 23140.3055 | 23140.3055 | 23140.3055 | 0 | 0 | 0 | 4099.1025 | 0 | 0 | 0 | 9511.3476 | 0 | 0 | 0 | 8279.7953 | 0 | 0 | 0 | 9933.9986 | 0 | 0 | 0 | 4099.1025 | 9511.3476 | 8279.7953 | 9933.9986
12617 | 242.131 | 2115 | 2 | None | None | None | Electric, 80% Usage | 318 Rated kWh, 80% Usage | 400%+ | 323 | None | 50 or more Unit | Multifamily with 5+ units, 1-3 stories | Multi-Family with 5+ Units | 2000-2499 | 1500-2499 | 1 | Electricity | 100% Conditioned | Central AC | None | Electricity Electric Furnace | None | 200000+ | 100% Incandescent | Occupied | 1990s | Electricity | Yes | 0 | 0 | 0 | 194.013 | 1758.1333 | 70.9232 | 0 | 247.6451 | 0 | 10630.5669 | 0 | 0 | 1095.7927 | 205.7359 | 0 | 2303.8317 | 16.412 | 1084.9491 | 0 | 0 | 0 | 311.5345 | 480.0504 | 360.1843 | 0 | 0 | 0 | 0 | 0 | 0 | 0 | 0 | 0 | 0 | 0 | 0 | 0 | 0 | 0 | 0 | 0 | 0 | 18759.4792 | 18759.4792 | 18759.4792 | 18759.4792 | 0 | 0 | 0 | 3271.4574 | 0 | 0 | 0 | 7603.842 | 0 | 0 | 0 | 6623.1004 | 0 | 0 | 0 | 8000.4368 | 0 | 0 | 0 | 3271.4574 | 7603.842 | 6623.1004 | 8000.4368
12787 | 242.131 | 3301 | 4 | Standard Efficiency | Gas, 120% Usage | EnergyStar, 120% Usage | Electric, 120% Usage | 318 Rated kWh, 120% Usage | 400%+ | None | None | Single-Family Detached | Single-Family Detached | Single-Family Detached | 3000-3999 | 2500-3999 | 2 | Natural Gas | 100% Conditioned | Central AC | None | Natural Gas Fuel Furnace | None | 200000+ | 100% Incandescent | Occupied | 1990s | Electricity | Yes | 67.9925 | 69.4578 | 45.426 | 881.2647 | 3911.9126 | 206.322 | 319.7405 | 369.8557 | 0 | 0 | 0 | 0 | 7212.7721 | 264.9362 | 99.9372 | 3321.6675 | 21.9803 | 7048.9454 | 0 | 0 | 0 | 644.7564 | 434.0383 | 0 | 0 | 0 | 0 | 924.6392 | 0 | 0 | 0 | 25771.2045 | 0 | 0 | 0 | 0 | 0 | 0 | 0 | 0 | 0 | 0 | 51617.4353 | 51617.4353 | 24921.5915 | 24921.5915 | 0 | 26695.8438 | 0 | 4177.0255 | 0 | 6086.1155 | 0 | 9195.7552 | 0 | 6086.1155 | 0 | 8105.3314 | 0 | 6086.1155 | 0 | 9840.1766 | 0 | 6086.1155 | 0 | 10263.1411 | 15281.8708 | 14191.447 | 15926.2922
12829 | 242.131 | 3301 | 3 | Standard Efficiency | Electric, 120% Usage | EnergyStar, 120% Usage | Electric, 120% Usage | None | 400%+ | None | None | Single-Family Detached | Single-Family Detached | Single-Family Detached | 3000-3999 | 2500-3999 | 2 | Electricity | 100% Conditioned | Heat Pump | None | Electricity ASHP | None | 100000-119999 | 100% CFL | Occupied | 1990s | Electricity | Yes | 81.7668 | 629.5167 | 36.6339 | 783.0859 | 4394.6007 | 0 | 0 | 340.2555 | 1776.5968 | 4770.3178 | 0 | 0 | 4944.402 | 66.2341 | 24.911 | 1062.6757 | 21.9803 | 6419.4287 | 0 | 0 | 0 | 565.6272 | 434.0383 | 0 | 0 | 0 | 0 | 0 | 0 | 0 | 0 | 0 | 0 | 0 | 0 | 0 | 0 | 0 | 0 | 0 | 0 | 0 | 26352.0714 | 26352.0714 | 26352.0714 | 26352.0714 | 0 | 0 | 0 | 4608.2603 | 0 | 0 | 0 | 10382.7629 | 0 | 0 | 0 | 9092.3026 | 0 | 0 | 0 | 10934.5648 | 0 | 0 | 0 | 4608.2603 | 10382.7629 | 9092.3026 | 10934.5648
12841 | 242.131 | 2176 | 2 | None | Electric, 120% Usage | Standard, 120% Usage | Electric, 120% Usage | 290 Rated kWh, 120% Usage | 400%+ | None | None | Single-Family Detached | Single-Family Detached | Single-Family Detached | 2000-2499 | 1500-2499 | 1 | Electricity | 20% Conditioned | Room AC | None | Electricity Baseboard | None | 120000-139999 | 100% CFL | Occupied | 1980s | Electricity | Yes | 0 | 915.261 | 34.2893 | 0 | 500.2723 | 109.3155 | 319.7405 | 0 | 0 | 8715.6406 | 0 | 0 | 4039.9847 | 52.1667 | 0 | 753.7788 | 16.412 | 5074.5256 | 0 | 2135.3158 | 0 | 486.498 | 434.0383 | 0 | 0 | 0 | 0 | 0 | 0 | 0 | 0 | 0 | 0 | 0 | 0 | 0 | 0 | 0 | 0 | 0 | 0 | 0 | 23587.532 | 23587.532 | 23587.532 | 23587.532 | 0 | 0 | 0 | 3922.1053 | 0 | 0 | 0 | 9108.8887 | 0 | 0 | 0 | 7946.6426 | 0 | 0 | 0 | 9702.549 | 0 | 0 | 0 | 3922.1053 | 9108.8887 | 7946.6426 | 9702.549
12915 | 242.131 | 2176 | 3 | Standard Efficiency | Electric, 120% Usage | Standard, 120% Usage | None | None | 150-200% | None | None | Single-Family Detached | Single-Family Detached | Single-Family Detached | 2000-2499 | 1500-2499 | 1 | Electricity | 100% Conditioned | Heat Pump | None | Electricity ASHP | None | 30000-34999 | 100% LED | Occupied | 2000s | Electricity | Yes | 67.9925 | 1199.833 | 44.8399 | 676.115 | 2153.7793 | 0 | 0 | 286.6235 | 1174.9219 | 4854.4292 | 0 | 0 | 5561.9028 | 34.8755 | 0 | 575.5916 | 21.9803 | 5704.0422 | 0 | 0 | 0 | 0 | 868.0765 | 0 | 0 | 0 | 0 | 0 | 0 | 0 | 0 | 0 | 0 | 0 | 0 | 0 | 0 | 0 | 0 | 0 | 0 | 0 | 23225.0031 | 23225.0031 | 23225.0031 | 23225.0031 | 0 | 0 | 0 | 4009.5003 | 0 | 0 | 0 | 9141.2048 | 0 | 0 | 0 | 8000.2381 | 0 | 0 | 0 | 9613.1804 | 0 | 0 | 0 | 4009.5003 | 9141.2048 | 8000.2381 | 9613.1804
13036 | 242.131 | 1202 | 3 | Standard Efficiency | Electric, 80% Usage | Standard, 80% Usage | Electric, 80% Usage | None | 300-400% | None | 7 | Single-Family Attached | Single-Family Attached | Single-Family Attached | 1000-1499 | 0-1499 | 2 | Fuel Oil | 60% Conditioned | Room AC | None | Fuel Oil Fuel Furnace | None | 120000-139999 | 100% CFL | Occupied | <1940 | Electricity | Yes | 67.9925 | 1051.8321 | 39.2715 | 0 | 1528.6587 | 0 | 0 | 556.2489 | 0 | 0 | 0 | 0 | 2365.0835 | 40.1507 | 0 | 486.2049 | 21.9803 | 1155.5792 | 0 | 0 | 0 | 447.5195 | 868.0765 | 0 | 0 | 22315.3105 | 0 | 0 | 0 | 0 | 0 | 0 | 0 | 0 | 0 | 0 | 0 | 0 | 0 | 0 | 0 | 0 | 30943.9089 | 30943.9089 | 8628.5984 | 8628.5984 | 22315.3105 | 0 | 0 | 1427.9242 | 6766.0011 | 0 | 0 | 3176.1917 | 6766.0011 | 0 | 0 | 2799.2759 | 6766.0011 | 0 | 0 | 3382.4986 | 6766.0011 | 0 | 0 | 8193.9253 | 9942.1927 | 9565.277 | 10148.4997
13232 | 242.131 | 1220 | 3 | Standard Efficiency | Gas, 100% Usage | Standard, 100% Usage | Gas, 100% Usage | None | 300-400% | None | None | Single-Family Detached | Single-Family Detached | Single-Family Detached | 1000-1499 | 0-1499 | 1 | Natural Gas | 40% Conditioned | Room AC | None | Natural Gas Fuel Furnace | None | 80000-99999 | 100% Incandescent | Occupied | 1950s | Natural Gas | Yes | 67.9925 | 110.4878 | 46.3052 | 0 | 1668.1605 | 0 | 319.7405 | 1114.5493 | 0 | 0 | 0 | 0 | 0 | 160.896 | 0 | 1535.3993 | 21.9803 | 2862.7182 | 0 | 2491.6902 | 0 | 36.927 | 434.0383 | 0 | 0 | 0 | 0 | 1468.8722 | 0 | 0 | 0 | 44508.9965 | 0 | 5960.1864 | 0 | 0 | 1080.8461 | 0 | 0 | 0 | 0 | 0 | 63889.7863 | 63889.7863 | 10870.5921 | 10870.5921 | 0 | 53019.1942 | 0 | 1732.3006 | 0 | 12087.2945 | 0 | 3918.1749 | 0 | 12087.2945 | 0 | 3450.9185 | 0 | 12087.2945 | 0 | 4167.3001 | 0 | 12087.2945 | 0 | 13819.5951 | 16005.4694 | 15538.2131 | 16254.5946
13265 | 242.131 | 853 | 1 | None | None | None | Electric, 80% Usage | 318 Rated kWh, 80% Usage | 400%+ | 16 | None | 10 to 19 Unit | Multifamily with 5+ units, 1-3 stories | Multi-Family with 5+ Units | 750-999 | 0-1499 | 2 | Electricity | 100% Conditioned | Heat Pump | None | Electricity ASHP | None | 140000-159999 | 100% CFL | Occupied | 1980s | Electricity | Yes | 0 | 0 | 0 | 393.8875 | 1402.3451 | 51.5805 | 0 | 83.5253 | 58.6142 | 1207.7459 | 0 | 0 | 705.129 | 35.7547 | 0 | 390.3707 | 16.412 | 733.2638 | 0 | 0 | 0 | 276.366 | 434.0383 | 0 | 0 | 0 | 0 | 0 | 0 | 0 | 0 | 0 | 0 | 0 | 0 | 0 | 0 | 0 | 0 | 0 | 0 | 0 | 5789.0328 | 5789.0328 | 5789.0328 | 5789.0328 | 0 | 0 | 0 | 1020.2522 | 0 | 0 | 0 | 2300.645 | 0 | 0 | 0 | 2023.8008 | 0 | 0 | 0 | 2374.0394 | 0 | 0 | 0 | 1020.2522 | 2300.645 | 2023.8008 | 2374.0394
13291 | 242.131 | 1690 | 4 | Standard Efficiency | Electric, 80% Usage | EnergyStar, 80% Usage | Electric, 80% Usage | None | 150-200% | None | None | Single-Family Detached | Single-Family Detached | Single-Family Detached | 1500-1999 | 1500-2499 | 2 | Electricity | 60% Conditioned | Room AC | None | Electricity Baseboard | None | 50000-59999 | 100% Incandescent | Occupied | 1940s | Propane | Yes | 67.9925 | 618.673 | 36.0477 | 0 | 1943.6473 | 0 | 0 | 0 | 0 | 22169.3611 | 0 | 0 | 0 | 184.6348 | 0 | 1938.9582 | 21.9803 | 1663.4714 | 0 | 0 | 0 | 482.6881 | 434.0383 | 0 | 0 | 0 | 0 | 0 | 0 | 0 | 0 | 0 | 0 | 0 | 699.2676 | 0 | 0 | 0 | 0 | 0 | 4155.4547 | 0 | 34416.215 | 34416.215 | 29561.4927 | 29561.4927 | 0 | 699.2676 | 4155.4547 | 5356.4768 | 0 | 159.4504 | 1143.5585 | 12450.74 | 0 | 159.4504 | 1143.5585 | 10790.0453 | 0 | 159.4504 | 1143.5585 | 13213.739 | 0 | 159.4504 | 1143.5585 | 6659.4858 | 13753.7489 | 12093.0543 | 14516.748
13307 | 242.131 | 853 | 2 | Standard Efficiency | Electric, 120% Usage | Standard, 120% Usage | Electric, 120% Usage | None | 100-150% | 16 | None | 10 to 19 Unit | Multifamily with 5+ units, 4-7 stories | Multi-Family with 5+ Units | 750-999 | 0-1499 | 5 | Electricity | 100% Conditioned | Central AC | None | Electricity Electric Furnace | None | 10000-14999 | 100% Incandescent | Occupied | 2000s | Electricity | Yes | 67.9925 | 662.9268 | 24.911 | 297.4671 | 1509.0229 | 0 | 0 | 10.5506 | 0 | 1225.3301 | 0 | 0 | 2409.3373 | 142.7256 | 0 | 1220.3479 | 16.412 | 2933.0553 | 0 | 0 | 0 | 416.454 | 434.0383 | 0 | 0 | 0 | 0 | 0 | 0 | 0 | 0 | 0 | 0 | 0 | 0 | 0 | 0 | 0 | 0 | 0 | 0 | 0 | 11369.9852 | 11369.9852 | 11369.9852 | 11369.9852 | 0 | 0 | 0 | 1929.8532 | 0 | 0 | 0 | 4310.3812 | 0 | 0 | 0 | 3785.3635 | 0 | 0 | 0 | 4616.3914 | 0 | 0 | 0 | 1929.8532 | 4310.3812 | 3785.3635 | 4616.3914
13397 | 242.131 | 1138 | 2 | Standard Efficiency | Gas, 80% Usage | EnergyStar, 80% Usage | Gas, 80% Usage | 318 Rated kWh, 80% Usage | 150-200% | 15 | None | 10 to 19 Unit | Multifamily with 5+ units, 1-3 stories | Multi-Family with 5+ Units | 1000-1499 | 0-1499 | 3 | Natural Gas | 100% Conditioned | Central AC | None | Natural Gas Fuel Furnace | None | 25000-29999 | 100% Incandescent | Occupied | 1990s | Natural Gas | Yes | 67.9925 | 26.3764 | 17.2912 | 423.1946 | 2837.8072 | 70.9232 | 0 | 254.0926 | 0 | 0 | 0 | 0 | 0 | 156.793 | 0 | 1465.0623 | 16.412 | 888.2984 | 0 | 0 | 0 | 21.3942 | 434.0383 | 0 | 0 | 0 | 0 | 351.3922 | 0 | 0 | 0 | 10186.2712 | 0 | 2635.2951 | 0 | 0 | 624.8275 | 0 | 0 | 0 | 0 | 0 | 20477.1687 | 20477.1687 | 6679.3828 | 6679.3828 | 0 | 13797.786 | 0 | 1180.2732 | 0 | 3145.6041 | 0 | 2515.3198 | 0 | 3145.6041 | 0 | 2231.772 | 0 | 3145.6041 | 0 | 2645.0073 | 0 | 3145.6041 | 0 | 4325.8773 | 5660.9239 | 5377.3761 | 5790.6115
13623 | 242.131 | 2663 | 3 | None | Electric, 100% Usage | EnergyStar, 100% Usage | Electric, 100% Usage | None | 400%+ | None | None | Single-Family Detached | Single-Family Detached | Single-Family Detached | 2500-2999 | 2500-3999 | 2 | Natural Gas | 100% Conditioned | Central AC | None | Natural Gas Fuel Furnace | None | 200000+ | 100% Incandescent | Occupied | 1980s | Natural Gas | Yes | 0 | 400.042 | 23.4457 | 958.6355 | 5444.0882 | 0 | 0 | 710.4043 | 0 | 0 | 0 | 0 | 0 | 233.2846 | 99.9372 | 2774.2107 | 21.9803 | 2692.1508 | 0 | 0 | 0 | 405.6104 | 400.042 | 0 | 0 | 0 | 0 | 0 | 0 | 884.4885 | 0 | 28574.1363 | 0 | 3485.7873 | 0 | 0 | 0 | 0 | 0 | 0 | 0 | 0 | 47107.9507 | 47107.9507 | 14163.5387 | 14163.5387 | 0 | 32944.412 | 0 | 2392.551 | 0 | 7510.631 | 0 | 5136.6351 | 0 | 7510.631 | 0 | 4563.6654 | 0 | 7510.631 | 0 | 5409.1539 | 0 | 7510.631 | 0 | 9903.182 | 12647.2661 | 12074.2964 | 12919.7849
13673 | 242.131 | 8194 | 4 | None | Electric, 120% Usage | Standard, 120% Usage | Electric, 120% Usage | 290 Rated kWh, 120% Usage | 400%+ | None | None | Single-Family Detached | Single-Family Detached | Single-Family Detached | 4000+ | 4000+ | 2 | Natural Gas | 60% Conditioned | Central AC | None | Natural Gas Fuel Furnace | None | 200000+ | 100% CFL | Occupied | <1940 | Natural Gas | Yes | 0 | 1768.977 | 66.2341 | 465.983 | 4453.508 | 234.1638 | 0 | 1653.8 | 0 | 0 | 0 | 0 | 0 | 127.4859 | 24.911 | 2406.1135 | 21.9803 | 10790.5837 | 0 | 0 | 0 | 723.8855 | 480.0504 | 0 | 0 | 0 | 0 | 0 | 0 | 0 | 0 | 76501.8068 | 0 | 12744.7816 | 0 | 0 | 0 | 0 | 0 | 0 | 0 | 0 | 112463.9716 | 112463.9716 | 23217.3832 | 23217.3832 | 0 | 89246.5884 | 0 | 3899.7286 | 0 | 20346.3657 | 0 | 8593.6798 | 0 | 20346.3657 | 0 | 7583.1786 | 0 | 20346.3657 | 0 | 9132.1502 | 0 | 20346.3657 | 0 | 24246.0943 | 28940.0455 | 27929.5442 | 29478.5159
13674 | 242.131 | 1690 | 4 | Standard Efficiency | Electric, 120% Usage | EnergyStar, 120% Usage | Electric, 120% Usage | None | 400%+ | None | None | Single-Family Detached | Single-Family Detached | Single-Family Detached | 1500-1999 | 1500-2499 | 1 | Natural Gas | 40% Conditioned | Room AC | None | Natural Gas Fuel Wall/Floor Furnace | None | 80000-99999 | 100% LED | Occupied | 1950s | Natural Gas | Yes | 67.9925 | 480.0504 | 28.1348 | 0 | 1481.1812 | 0 | 0 | 0 | 0 | 0 | 0 | 0 | 0 | 30.7725 | 16.7051 | 473.6028 | 21.9803 | 4765.3356 | 0 | 0 | 0 | 486.498 | 434.0383 | 0 | 0 | 0 | 0 | 0 | 0 | 0 | 0 | 29284.8336 | 0 | 5245.0929 | 0 | 0 | 0 | 0 | 0 | 0 | 0 | 0 | 42816.511 | 42816.511 | 8286.5845 | 8286.5845 | 0 | 34529.9265 | 0 | 1399.7706 | 0 | 7872.1169 | 0 | 3087.9829 | 0 | 7872.1169 | 0 | 2725.4624 | 0 | 7872.1169 | 0 | 3264.3591 | 0 | 7872.1169 | 0 | 9271.8875 | 10960.0998 | 10597.5793 | 11136.476
13712 | 242.131 | 1202 | 2 | Standard Efficiency | Electric, 100% Usage | EnergyStar, 100% Usage | Electric, 100% Usage | None | 400%+ | None | 12 | Single-Family Attached | Single-Family Attached | Single-Family Attached | 1000-1499 | 0-1499 | 1 | Natural Gas | 100% Conditioned | Central AC | None | Natural Gas Fuel Boiler | None | 120000-139999 | 100% CFL | Occupied | 1970s | Natural Gas | Yes | 67.9925 | 289.8473 | 16.9981 | 564.1618 | 2881.4748 | 0 | 0 | 55.9766 | 0 | 0 | 0 | 0 | 0 | 40.1507 | 0 | 486.2049 | 16.412 | 1655.5585 | 0 | 0 | 0 | 346.9961 | 434.0383 | 0 | 0 | 0 | 0 | 0 | 0 | 0 | 0 | 9874.7366 | 0 | 2677.2042 | 0 | 0 | 0 | 0 | 0 | 0 | 0 | 0 | 19407.1663 | 19407.1663 | 6855.2254 | 6855.2254 | 0 | 12551.9409 | 0 | 1204.9445 | 0 | 2861.5941 | 0 | 2570.9743 | 0 | 2861.5941 | 0 | 2286.2743 | 0 | 2861.5941 | 0 | 2676.9724 | 0 | 2861.5941 | 0 | 4066.5386 | 5432.5683 | 5147.8683 | 5538.5665
13741 | 242.131 | 2176 | 4 | Standard Efficiency | Electric, 80% Usage | EnergyStar, 80% Usage | Electric, 80% Usage | 318 Rated kWh, 80% Usage | 400%+ | None | None | Single-Family Detached | Single-Family Detached | Single-Family Detached | 2000-2499 | 1500-2499 | 2 | Electricity | 100% Conditioned | Heat Pump | None | Electricity ASHP | None | 100000-119999 | 100% LED | Occupied | 1990s | Electricity | Yes | 67.9925 | 320.0336 | 18.7565 | 575.0054 | 2295.3326 | 77.9569 | 319.7405 | 251.455 | 673.7704 | 2731.1293 | 0 | 0 | 1291.2711 | 34.8755 | 0 | 575.5916 | 21.9803 | 1268.7047 | 0 | 0 | 0 | 324.4297 | 434.0383 | 0 | 0 | 0 | 0 | 0 | 0 | 0 | 0 | 0 | 0 | 0 | 0 | 0 | 0 | 0 | 0 | 0 | 0 | 0 | 11281.7708 | 11281.7708 | 11281.7708 | 11281.7708 | 0 | 0 | 0 | 1943.8374 | 0 | 0 | 0 | 4395.1767 | 0 | 0 | 0 | 3852.4621 | 0 | 0 | 0 | 4594.6299 | 0 | 0 | 0 | 1943.8374 | 4395.1767 | 3852.4621 | 4594.6299
13803 | 242.131 | 3301 | 3 | Standard Efficiency | Electric, 80% Usage | EnergyStar, 80% Usage | Electric, 80% Usage | 290 Rated kWh, 80% Usage | 400%+ | None | None | Single-Family Detached | Single-Family Detached | Single-Family Detached | 3000-3999 | 2500-3999 | 2 | Electricity | 100% Conditioned | Central AC | None | Electricity Electric Furnace | None | 80000-99999 | 100% LED | Occupied | <1940 | Electricity | Yes | 67.9925 | 320.0336 | 18.7565 | 439.6066 | 3721.4164 | 72.9747 | 0 | 1809.4208 | 0 | 77411.2063 | 0 | 0 | 1160.5614 | 44.2537 | 0 | 811.5138 | 21.9803 | 1447.478 | 0 | 0 | 0 | 324.4297 | 914.0887 | 435.5036 | 0 | 0 | 0 | 0 | 0 | 0 | 0 | 0 | 0 | 0 | 0 | 0 | 0 | 0 | 0 | 0 | 0 | 0 | 89021.2167 | 89021.2167 | 89021.2167 | 89021.2167 | 0 | 0 | 0 | 15694.4198 | 0 | 0 | 0 | 37074.5751 | 0 | 0 | 0 | 32116.9783 | 0 | 0 | 0 | 39220.478 | 0 | 0 | 0 | 15694.4198 | 37074.5751 | 32116.9783 | 39220.478
13868 | 242.131 | 1138 | 2 | Standard Efficiency | Electric, 100% Usage | Standard, 100% Usage | Electric, 100% Usage | 318 Rated kWh, 100% Usage | 400%+ | 12 | None | 10 to 19 Unit | Multifamily with 5+ units, 1-3 stories | Multi-Family with 5+ Units | 1000-1499 | 0-1499 | 3 | Electricity | 100% Conditioned | Central AC | None | Electricity Electric Furnace | None | 140000-159999 | 100% LED | Occupied | 2010s | Electricity | No | 67.9925 | 858.1121 | 32.2378 | 164.7059 | 1118.9453 | 112.5393 | 0 | 140.088 | 0 | 8677.2482 | 0 | 0 | 2704.7529 | 26.0833 | 0 | 357.8398 | 16.412 | 1971.4891 | 0 | 0 | 0 | 431.9868 | 434.0383 | 345.5308 | 0 | 0 | 0 | 0 | 0 | 0 | 0 | 0 | 0 | 0 | 0 | 0 | 0 | 0 | 0 | 0 | 0 | 0 | 17460.2951 | 17460.2951 | 17460.2951 | 17460.2951 | 0 | 0 | 0 | 3019.9686 | 0 | 0 | 0 | 6961.8046 | 0 | 0 | 0 | 6064.7695 | 0 | 0 | 0 | 7382.3188 | 0 | 0 | 0 | 3019.9686 | 6961.8046 | 6064.7695 | 7382.3188
13871 | 242.131 | 1690 | 3 | Standard Efficiency, No usage | Electric, 100% Usage | EnergyStar, 100% Usage | Electric, 100% Usage | None | 400%+ | None | None | Single-Family Detached | Single-Family Detached | Single-Family Detached | 1500-1999 | 1500-2499 | 2 | Electricity | 40% Conditioned | Room AC | None | Electricity Baseboard | None | 50000-59999 | 100% CFL | Vacant | 1980s | Electricity | Yes | 0 | 0 | 0 | 0 | 702.7844 | 0 | 0 | 0 | 0 | 4206.156 | 0 | 0 | 340.5486 | 0 | 0 | 0 | 21.9803 | 0 | 0 | 0 | 0 | 0 | 1356.0398 | 0 | 0 | 0 | 0 | 0 | 0 | 0 | 0 | 0 | 0 | 0 | 0 | 0 | 0 | 0 | 0 | 0 | 0 | 0 | 6627.2161 | 6627.2161 | 6627.2161 | 6627.2161 | 0 | 0 | 0 | 1352.104 | 0 | 0 | 0 | 2997.7938 | 0 | 0 | 0 | 2661.0123 | 0 | 0 | 0 | 3234.0034 | 0 | 0 | 0 | 1352.104 | 2997.7938 | 2661.0123 | 3234.0034
13881 | 242.131 | 853 | 2 | Standard Efficiency | Electric, 80% Usage | EnergyStar, 80% Usage | Electric, 80% Usage | 318 Rated kWh, 80% Usage | 300-400% | 183 | None | 50 or more Unit | Multifamily with 5+ units, 1-3 stories | Multi-Family with 5+ Units | 750-999 | 0-1499 | 3 | Electricity | 100% Conditioned | Heat Pump | None | Electricity ASHP | None | 70000-79999 | 100% LED | Occupied | 1980s | Electricity | Yes | 67.9925 | 360.1843 | 21.1011 | 262.8847 | 1158.803 | 89.9728 | 0 | 41.0299 | 63.0103 | 506.1337 | 0 | 0 | 1434.5829 | 23.7388 | 0 | 298.0533 | 16.412 | 928.4491 | 0 | 0 | 0 | 345.5308 | 480.0504 | 330.8772 | 0 | 0 | 0 | 0 | 0 | 0 | 0 | 0 | 0 | 0 | 0 | 0 | 0 | 0 | 0 | 0 | 0 | 0 | 6428.807 | 6428.807 | 6428.807 | 6428.807 | 0 | 0 | 0 | 1098.6869 | 0 | 0 | 0 | 2431.4755 | 0 | 0 | 0 | 2140.7369 | 0 | 0 | 0 | 2578.581 | 0 | 0 | 0 | 1098.6869 | 2431.4755 | 2140.7369 | 2578.581
13890 | 242.131 | 2663 | 3 | Standard Efficiency | Electric, 80% Usage | EnergyStar, 80% Usage | Electric, 80% Usage | None | 400%+ | None | None | Single-Family Detached | Single-Family Detached | Single-Family Detached | 2500-2999 | 2500-3999 | 2 | Natural Gas | 60% Conditioned | Central AC | None | Natural Gas Fuel Boiler | None | 200000+ | 100% LED | Occupied | 1980s | Natural Gas | Yes | 67.9925 | 419.6778 | 24.618 | 332.0495 | 1760.771 | 0 | 0 | 93.7827 | 0 | 0 | 0 | 0 | 0 | 38.9785 | 16.7051 | 677.8734 | 21.9803 | 1503.4546 | 0 | 0 | 0 | 377.1825 | 434.0383 | 0 | 0 | 0 | 0 | 0 | 0 | 0 | 0 | 25315.7721 | 0 | 3065.8165 | 0 | 0 | 0 | 0 | 0 | 0 | 0 | 0 | 34149.8134 | 34149.8134 | 5768.5179 | 5768.5179 | 0 | 28381.2955 | 0 | 963.139 | 0 | 6470.3759 | 0 | 2116.6779 | 0 | 6470.3759 | 0 | 1876.014 | 0 | 6470.3759 | 0 | 2210.982 | 0 | 6470.3759 | 0 | 7433.5149 | 8587.0538 | 8346.3899 | 8681.3579
13927 | 242.131 | 1690 | 3 | Standard Efficiency | Electric, 100% Usage | EnergyStar, 100% Usage | Electric, 100% Usage | 318 Rated kWh, 100% Usage | 400%+ | None | None | Single-Family Detached | Single-Family Detached | Single-Family Detached | 1500-1999 | 1500-2499 | 1 | Electricity | 100% Conditioned | Heat Pump | None | Electricity ASHP | None | 70000-79999 | 100% CFL | Occupied | 2000s | Natural Gas | Yes | 81.7668 | 400.042 | 23.4457 | 929.0353 | 3364.4559 | 97.5927 | 319.7405 | 342.0139 | 1459.787 | 3227.8848 | 0 | 0 | 0 | 46.0122 | 24.911 | 620.1384 | 21.9803 | 2382.6678 | 0 | 1992.0041 | 0 | 405.6104 | 400.042 | 0 | 0 | 0 | 0 | 0 | 0 | 0 | 0 | 0 | 0 | 3744.276 | 0 | 0 | 0 | 0 | 0 | 0 | 0 | 0 | 19883.4067 | 19883.4067 | 16139.1308 | 16139.1308 | 0 | 3744.276 | 0 | 2670.2833 | 0 | 853.6295 | 0 | 6096.9011 | 0 | 853.6295 | 0 | 5351.0256 | 0 | 853.6295 | 0 | 6397.2332 | 0 | 853.6295 | 0 | 3523.9129 | 6950.5306 | 6204.6551 | 7250.8627
13941 | 242.131 | 2152 | 3 | Standard Efficiency | Electric, 80% Usage | Standard, 80% Usage | Electric, 80% Usage | None | 300-400% | None | 24 | Single-Family Attached | Single-Family Attached | Single-Family Attached | 2000-2499 | 1500-2499 | 1 | Natural Gas | 20% Conditioned | Room AC | None | Natural Gas Fuel Furnace | None | 50000-59999 | 100% CFL | Occupied | 1970s | Natural Gas | Yes | 67.9925 | 564.1618 | 21.1011 | 0 | 359.3051 | 0 | 0 | 372.7864 | 0 | 0 | 0 | 0 | 0 | 51.8736 | 0 | 747.0382 | 21.9803 | 966.2553 | 0 | 0 | 0 | 311.5345 | 914.0887 | 361.9428 | 0 | 0 | 0 | 0 | 0 | 0 | 0 | 14890.3549 | 0 | 2659.913 | 0 | 0 | 0 | 0 | 0 | 0 | 0 | 0 | 22310.6213 | 22310.6213 | 4760.3534 | 4760.3534 | 0 | 17550.268 | 0 | 807.2338 | 0 | 4001.097 | 0 | 1798.438 | 0 | 4001.097 | 0 | 1581.4357 | 0 | 4001.097 | 0 | 1918.9416 | 0 | 4001.097 | 0 | 4808.3309 | 5799.535 | 5582.5328 | 5920.0386
13984 | 242.131 | 617 | 1 | None | Electric, 120% Usage | EnergyStar, 120% Usage | Electric, 120% Usage | 318 Rated kWh, 120% Usage | 400%+ | None | 15 | Single-Family Attached | Single-Family Attached | Single-Family Attached | 500-749 | 0-1499 | 1 | Electricity | 100% Conditioned | Heat Pump | None | Electricity ASHP | None | 50000-59999 | 100% Incandescent | Occupied | 1970s | Electricity | Yes | 0 | 347.5823 | 20.2219 | 477.4128 | 1977.0574 | 77.6638 | 0 | 193.72 | 312.7068 | 2051.4975 | 0 | 0 | 2195.9815 | 130.7097 | 0 | 1017.8358 | 16.412 | 3131.7575 | 0 | 0 | 0 | 416.454 | 480.0504 | 0 | 0 | 0 | 0 | 0 | 0 | 0 | 0 | 0 | 0 | 0 | 0 | 0 | 0 | 0 | 0 | 0 | 0 | 0 | 12847.0634 | 12847.0634 | 12847.0634 | 12847.0634 | 0 | 0 | 0 | 2157.7992 | 0 | 0 | 0 | 4876.2382 | 0 | 0 | 0 | 4283.6152 | 0 | 0 | 0 | 5150.6625 | 0 | 0 | 0 | 2157.7992 | 4876.2382 | 4283.6152 | 5150.6625
14084 | 242.131 | 1690 | 3 | None | Electric, 80% Usage | Standard, 80% Usage | Electric, 80% Usage | None | 400%+ | None | None | Single-Family Detached | Single-Family Detached | Single-Family Detached | 1500-1999 | 1500-2499 | 2 | Propane | 100% Conditioned | Central AC | None | Propane Fuel Furnace | None | 80000-99999 | 100% LED | Occupied | 1970s | Electricity | Yes | 0 | 795.1018 | 29.8932 | 1605.4433 | 5276.4515 | 0 | 319.7405 | 148.587 | 0 | 0 | 0 | 0 | 1726.7747 | 30.7725 | 16.7051 | 473.6028 | 21.9803 | 1348.7131 | 0 | 0 | -3688.8856 | 377.1825 | 834.0803 | 0 | 0 | 0 | 0 | 0 | 0 | 0 | 0 | 0 | 0 | 0 | 0 | 0 | 0 | 0 | 0 | 19410.097 | 0 | 0 | 28726.2401 | 32415.1257 | 9316.1432 | 13005.0287 | 0 | 0 | 19410.097 | 1860.6527 | 0 | 0 | 5341.3962 | 3832.1039 | 0 | 0 | 5341.3962 | 3410.1487 | 0 | 0 | 5341.3962 | 3947.809 | 0 | 0 | 5341.3962 | 7202.0489 | 9173.5002 | 8751.545 | 9289.2052
14098 | 242.131 | 2176 | 3 | Standard Efficiency | Electric, 100% Usage | EnergyStar, 100% Usage | Gas, 100% Usage | None | 400%+ | None | None | Single-Family Detached | Single-Family Detached | Single-Family Detached | 2000-2499 | 1500-2499 | 1 | Natural Gas | 100% Conditioned | Central AC | None | Natural Gas Fuel Furnace | None | 100000-119999 | 100% Incandescent | Occupied | 1960s | Natural Gas | Yes | 67.9925 | 524.5972 | 30.7725 | 1908.1857 | 6090.0168 | 0 | 0 | 874.231 | 0 | 0 | 0 | 0 | 0 | 208.6666 | 99.9372 | 2355.9983 | 21.9803 | 2851.8746 | 0 | 0 | 0 | 32.2378 | 434.0383 | 0 | 0 | 0 | 0 | 0 | 0 | 0 | 0 | 44598.3831 | 0 | 4829.8112 | 0 | 0 | 947.2057 | 0 | 0 | 0 | 0 | 0 | 65875.6359 | 65875.6359 | 15500.2358 | 15500.2358 | 0 | 50375.4001 | 0 | 2738.5249 | 0 | 11484.522 | 0 | 5859.298 | 0 | 11484.522 | 0 | 5203.1286 | 0 | 11484.522 | 0 | 6097.512 | 0 | 11484.522 | 0 | 14223.0469 | 17343.82 | 16687.6506 | 17582.034
14111 | 242.131 | 1690 | 4 | Standard Efficiency | Electric, 80% Usage | EnergyStar, 80% Usage | Electric, 80% Usage | None | 400%+ | None | None | Single-Family Detached | Single-Family Detached | Single-Family Detached | 1500-1999 | 1500-2499 | 1 | Natural Gas | 40% Conditioned | Room AC | None | Natural Gas Fuel Wall/Floor Furnace | None | 200000+ | 100% CFL | Occupied | 1950s | Natural Gas | Yes | 67.9925 | 618.673 | 36.0477 | 0 | 1244.3798 | 0 | 319.7405 | 0 | 0 | 0 | 0 | 0 | 0 | 46.0122 | 0 | 620.1384 | 21.9803 | 1663.4714 | 0 | 0 | 0 | 482.6881 | 434.0383 | 0 | 0 | 0 | 0 | 0 | 0 | 0 | 0 | 19433.5427 | 0 | 3913.0849 | 0 | 0 | 0 | 0 | 0 | 0 | 0 | 0 | 28901.7897 | 28901.7897 | 5555.1621 | 5555.1621 | 0 | 23346.6276 | 0 | 914.4309 | 0 | 5322.5599 | 0 | 2001.3335 | 0 | 5322.5599 | 0 | 1770.8418 | 0 | 5322.5599 | 0 | 2131.358 | 0 | 5322.5599 | 0 | 6236.9908 | 7323.8934 | 7093.4018 | 7453.9179
14130 | 242.131 | 1202 | 2 | Standard Efficiency | Electric, 80% Usage | EnergyStar, 80% Usage | Electric, 80% Usage | 290 Rated kWh, 80% Usage | 400%+ | None | 8 | Single-Family Attached | Single-Family Attached | Single-Family Attached | 1000-1499 | 0-1499 | 1 | Electricity | 100% Conditioned | Central AC | None | Electricity Electric Furnace | None | 70000-79999 | 100% LED | Occupied | 1970s | Electricity | Yes | 67.9925 | 231.8192 | 13.4813 | 255.558 | 1954.1979 | 48.3567 | 0 | 162.9475 | 0 | 6992.6757 | 0 | 0 | 829.6842 | 26.6695 | 0 | 371.321 | 16.412 | 827.9258 | 0 | 0 | 0 | 277.5383 | 434.0383 | 0 | 0 | 0 | 0 | 0 | 0 | 0 | 0 | 0 | 0 | 0 | 0 | 0 | 0 | 0 | 0 | 0 | 0 | 0 | 12510.6178 | 12510.6178 | 12510.6178 | 12510.6178 | 0 | 0 | 0 | 2222.574 | 0 | 0 | 0 | 5135.6889 | 0 | 0 | 0 | 4471.3276 | 0 | 0 | 0 | 5346.1286 | 0 | 0 | 0 | 2222.574 | 5135.6889 | 4471.3276 | 5346.1286
14143 | 242.131 | 853 | 2 | None | None | None | Electric, 80% Usage | None | 400%+ | 67 | None | 50 or more Unit | Multifamily with 5+ units, 4-7 stories | Multi-Family with 5+ Units | 750-999 | 0-1499 | 4 | Electricity | 100% Conditioned | Heat Pump | None | Electricity ASHP | None | 80000-99999 | 100% Incandescent | Occupied | 2010s | Electricity | Yes | 0 | 0 | 0 | 271.0907 | 897.9698 | 0 | 0 | 2.6376 | 3.5169 | 209.2527 | 0 | 0 | 1331.4219 | 142.7256 | 0 | 1220.3479 | 16.412 | 928.4491 | 0 | 0 | 0 | 345.5308 | 434.0383 | 0 | 0 | 0 | 0 | 0 | 0 | 0 | 0 | 0 | 0 | 0 | 0 | 0 | 0 | 0 | 0 | 0 | 0 | 0 | 5803.3933 | 5803.3933 | 5803.3933 | 5803.3933 | 0 | 0 | 0 | 994.1801 | 0 | 0 | 0 | 2194.6609 | 0 | 0 | 0 | 1932.3334 | 0 | 0 | 0 | 2337.0181 | 0 | 0 | 0 | 994.1801 | 2194.6609 | 1932.3334 | 2337.0181
14178 | 242.131 | 1138 | 2 | None | Electric, 120% Usage | Standard, 120% Usage | Electric, 120% Usage | None | 0-100% | 12 | None | 10 to 19 Unit | Multifamily with 5+ units, 1-3 stories | Multi-Family with 5+ Units | 1000-1499 | 0-1499 | 2 | Electricity | 100% Conditioned | Central AC | None | Electricity Electric Furnace | None | 10000-14999 | 100% CFL | Occupied | 1960s | Natural Gas | No | 0 | 1029.8517 | 38.6854 | 292.4849 | 1564.1203 | 0 | 0 | 140.6741 | 0 | 7207.4968 | 0 | 0 | 0 | 39.2715 | 0 | 468.6206 | 16.412 | 3943.2712 | 0 | 0 | 0 | 518.4427 | 434.0383 | 0 | 0 | 0 | 0 | 0 | 0 | 0 | 0 | 0 | 0 | 7055.9791 | 0 | 0 | 0 | 0 | 0 | 0 | 0 | 0 | 22749.0557 | 22749.0557 | 15693.0766 | 15693.0766 | 0 | 7055.9791 | 0 | 2645.6886 | 0 | 1608.6499 | 0 | 6128.2339 | 0 | 1608.6499 | 0 | 5345.9766 | 0 | 1608.6499 | 0 | 6465.7651 | 0 | 1608.6499 | 0 | 4254.3385 | 7736.8838 | 6954.6265 | 8074.415
14194 | 242.131 | 2176 | 3 | None | None | None | Electric, 80% Usage | None | 400%+ | None | None | Single-Family Detached | Single-Family Detached | Single-Family Detached | 2000-2499 | 1500-2499 | 2 | Propane | 100% Conditioned | Central AC | None | Propane Fuel Furnace | None | 180000-199999 | 100% Incandescent | Occupied | 1950s | Propane | Yes | 0 | 0 | 0 | 789.8265 | 3202.9737 | 0 | 319.7405 | 88.2144 | 0 | 0 | 0 | 0 | 0 | 208.6666 | 99.9372 | 2355.9983 | 21.9803 | 1740.8422 | 0 | 0 | 0 | 482.6881 | 434.0383 | 0 | 0 | 0 | 0 | 0 | 0 | 0 | 0 | 0 | 0 | 0 | 0 | 0 | 0 | 0 | 0 | 9541.5148 | 3877.3303 | 0 | 23163.4582 | 23163.4582 | 9744.9061 | 9744.9061 | 0 | 0 | 13418.8451 | 1682.434 | 0 | 0 | 3692.6433 | 3604.5421 | 0 | 0 | 3692.6433 | 3197.6811 | 0 | 0 | 3692.6433 | 3800.6083 | 0 | 0 | 3692.6433 | 5375.0773 | 7297.1854 | 6890.3244 | 7493.2516
14254 | 242.131 | 853 | 3 | Standard Efficiency | Electric, 80% Usage | EnergyStar, 80% Usage | Electric, 80% Usage | 318 Rated kWh, 80% Usage | 200-300% | 2 | None | 2 Unit | Multifamily with 2-4 Units | Multi-Family with 2 - 4 Units | 750-999 | 0-1499 | 2 | Natural Gas | 20% Conditioned | Room AC | None | Natural Gas Fuel Wall/Floor Furnace | None | 25000-29999 | 100% Incandescent | Occupied | 1940s | Natural Gas | No | 67.9925 | 231.8192 | 13.4813 | 0 | 514.6328 | 51.5805 | 0 | 0 | 0 | 0 | 0 | 0 | 0 | 142.7256 | 0 | 1220.3479 | 21.9803 | 567.0925 | 0 | 0 | 0 | 277.5383 | 434.0383 | 0 | 0 | 0 | 0 | 0 | 0 | 0 | 0 | 24863.8565 | 0 | 2112.4563 | 0 | 0 | 0 | 0 | 0 | 0 | 0 | 0 | 30519.8351 | 30519.8351 | 3543.8154 | 3543.8154 | 0 | 26976.3128 | 0 | 616.3218 | 0 | 6150.0244 | 0 | 1339.6102 | 0 | 6150.0244 | 0 | 1181.0407 | 0 | 6150.0244 | 0 | 1433.277 | 0 | 6150.0244 | 0 | 6766.3462 | 7489.6347 | 7331.0651 | 7583.3015
14325 | 242.131 | 1690 | 3 | Standard Efficiency | Electric, 100% Usage | EnergyStar, 100% Usage | Electric, 100% Usage | 318 Rated kWh, 100% Usage | 400%+ | None | None | Single-Family Detached | Single-Family Detached | Single-Family Detached | 1500-1999 | 1500-2499 | 1 | Natural Gas | None | None | None | Natural Gas Fuel Boiler | None | 100000-119999 | 100% CFL | Occupied | 1960s | Natural Gas | Yes | 67.9925 | 400.042 | 23.4457 | 0 | 0 | 97.5927 | 0 | 103.161 | 0 | 0 | 0 | 0 | 0 | 46.0122 | 0 | 620.1384 | 21.9803 | 2382.6678 | 0 | 0 | 0 | 405.6104 | 400.042 | 0 | 0 | 0 | 0 | 0 | 0 | 0 | 0 | 22209.2188 | 0 | 3779.7376 | 0 | 0 | 0 | 0 | 0 | 0 | 0 | 0 | 30557.9343 | 30557.9343 | 4568.6849 | 4568.6849 | 0 | 25989.2494 | 0 | 748.9046 | 0 | 5924.9841 | 0 | 1689.8779 | 0 | 5924.9841 | 0 | 1484.1674 | 0 | 5924.9841 | 0 | 1810.1452 | 0 | 5924.9841 | 0 | 6673.8887 | 7614.862 | 7409.1515 | 7735.1293
14373 | 242.131 | 1220 | 3 | Standard Efficiency | Electric, 120% Usage | Standard, 120% Usage | Electric, 120% Usage | None | 400%+ | None | None | Single-Family Detached | Single-Family Detached | Single-Family Detached | 1000-1499 | 0-1499 | 1 | Other Fuel | 100% Conditioned | Central AC | None | None | None | 70000-79999 | 100% Incandescent | Occupied | 1970s | Electricity | Yes | 67.9925 | 915.261 | 34.2893 | 759.6402 | 4845.344 | 0 | 0 | 0 | 0 | 0 | 0 | 0 | 4122.9238 | 160.896 | 0 | 1535.3993 | 21.9803 | 4466.4031 | 0 | 0 | 0 | 486.498 | 480.0504 | 0 | 0 | 0 | 0 | 0 | 0 | 0 | 0 | 0 | 0 | 0 | 0 | 0 | 0 | 0 | 0 | 0 | 0 | 0 | 17896.971 | 17896.971 | 17896.971 | 17896.971 | 0 | 0 | 0 | 3116.0172 | 0 | 0 | 0 | 6843.6593 | 0 | 0 | 0 | 6304.4123 | 0 | 0 | 0 | 7488.4961 | 0 | 0 | 0 | 3116.0172 | 6843.6593 | 6304.4123 | 7488.4961
14541 | 242.131 | 1202 | 3 | Standard Efficiency | Electric, 120% Usage | EnergyStar, 120% Usage | Gas, 120% Usage | 290 Rated kWh, 120% Usage | 300-400% | None | 7 | Single-Family Attached | Single-Family Attached | Single-Family Attached | 1000-1499 | 0-1499 | 1 | Natural Gas | 100% Conditioned | Central AC | None | Natural Gas Fuel Boiler | None | 60000-69999 | 100% CFL | Occupied | 1950s | Natural Gas | Yes | 67.9925 | 540.13 | 31.6517 | 1020.1804 | 3290.602 | 126.0206 | 0 | 85.8698 | 0 | 0 | 0 | 0 | 0 | 40.1507 | 0 | 486.2049 | 21.9803 | 3835.7142 | 0 | 0 | 0 | 35.4616 | 434.0383 | 0 | 0 | 0 | 0 | 0 | 0 | 0 | 0 | 16491.1091 | 0 | 7076.4941 | 0 | 0 | 1040.6954 | 0 | 0 | 0 | 0 | 0 | 34624.0024 | 34624.0024 | 10015.9969 | 10015.9969 | 0 | 24608.2985 | 0 | 1717.0335 | 0 | 5610.162 | 0 | 3727.2914 | 0 | 5610.162 | 0 | 3307.8423 | 0 | 5610.162 | 0 | 3879.1982 | 0 | 5610.162 | 0 | 7327.1955 | 9337.4534 | 8918.0043 | 9489.3601
14569 | 242.131 | 1220 | 3 | Standard Efficiency | Electric, 80% Usage | Standard, 80% Usage | Electric, 80% Usage | 290 Rated kWh, 80% Usage | 400%+ | None | None | Single-Family Detached | Single-Family Detached | Single-Family Detached | 1000-1499 | 0-1499 | 2 | Electricity | 100% Conditioned | Central AC | None | Electricity Electric Furnace | None | 80000-99999 | 100% CFL | Occupied | 1970s | Natural Gas | Yes | 67.9925 | 420.557 | 15.8258 | 114.8839 | 1212.1419 | 45.1329 | 0 | 554.7835 | 0 | 23747.2557 | 0 | 0 | 0 | 40.1507 | 0 | 491.1871 | 21.9803 | 959.2216 | 0 | 0 | 0 | 271.6769 | 434.0383 | 0 | 0 | 0 | 0 | 0 | 0 | 0 | 0 | 0 | 0 | 2043.2915 | 0 | 0 | 0 | 0 | 0 | 0 | 0 | 0 | 30440.1198 | 30440.1198 | 28396.8283 | 28396.8283 | 0 | 2043.2915 | 0 | 4966.2658 | 0 | 465.8271 | 0 | 11718.2917 | 0 | 465.8271 | 0 | 10147.7467 | 0 | 465.8271 | 0 | 12419.8721 | 0 | 465.8271 | 0 | 5432.0929 | 12184.1188 | 10613.5738 | 12885.6992
14608 | 242.131 | 1220 | 4 | Standard Efficiency | Electric, 100% Usage | EnergyStar, 100% Usage | Electric, 100% Usage | None | 300-400% | None | None | Single-Family Detached | Single-Family Detached | Single-Family Detached | 1000-1499 | 0-1499 | 1 | Electricity | 100% Conditioned | Central AC | None | Electricity Electric Furnace | None | 40000-44999 | 100% Incandescent | Occupied | 1970s | Electricity | Yes | 67.9925 | 275.7799 | 16.1189 | 301.2771 | 1524.5557 | 0 | 319.7405 | 104.0402 | 0 | 13314.8049 | 0 | 0 | 1037.4716 | 160.896 | 0 | 1535.3993 | 21.9803 | 1918.4432 | 0 | 0 | 0 | 339.6694 | 434.0383 | 0 | 0 | 0 | 0 | 0 | 0 | 0 | 0 | 0 | 0 | 0 | 0 | 0 | 0 | 0 | 0 | 0 | 0 | 0 | 21372.2078 | 21372.2078 | 21372.2078 | 21372.2078 | 0 | 0 | 0 | 3877.8401 | 0 | 0 | 0 | 8948.2634 | 0 | 0 | 0 | 7781.4089 | 0 | 0 | 0 | 9412.6744 | 0 | 0 | 0 | 3877.8401 | 8948.2634 | 7781.4089 | 9412.6744
14679 | 242.131 | 1220 | 3 | Standard Efficiency | Gas, 120% Usage | Standard, 120% Usage | Gas, 120% Usage | None | 400%+ | None | None | Single-Family Detached | Single-Family Detached | Single-Family Detached | 1000-1499 | 0-1499 | 1 | Natural Gas | 100% Conditioned | Central AC | None | Natural Gas Fuel Furnace | None | 160000-179999 | 100% Incandescent | Occupied | 1950s | Natural Gas | Yes | 67.9925 | 81.7668 | 34.2893 | 312.7068 | 2535.0648 | 0 | 319.7405 | 754.9511 | 0 | 0 | 0 | 0 | 0 | 160.896 | 99.9372 | 1535.3993 | 21.9803 | 4466.4031 | 0 | 0 | 0 | 33.4101 | 434.0383 | 0 | 0 | 0 | 0 | 1087.0006 | 0 | 0 | 0 | 34906.5229 | 0 | 6156.837 | 0 | 0 | 976.2197 | 0 | 0 | 0 | 0 | 0 | 53985.1564 | 53985.1564 | 10858.8693 | 10858.8693 | 0 | 43126.5802 | 0 | 1892.928 | 0 | 9831.938 | 0 | 4127.1671 | 0 | 9831.938 | 0 | 3643.3755 | 0 | 9831.938 | 0 | 4362.4595 | 0 | 9831.938 | 0 | 11724.8661 | 13959.1052 | 13475.3135 | 14194.3976
14776 | 242.131 | 2663 | 5 | Standard Efficiency | Gas, 120% Usage | EnergyStar, 120% Usage | Gas, 120% Usage | 318 Rated kWh, 120% Usage | 0-100% | None | None | Single-Family Detached | Single-Family Detached | Single-Family Detached | 2500-2999 | 2500-3999 | 2 | Natural Gas | 100% Conditioned | Central AC | None | Natural Gas Fuel Furnace | None | <10000 | 100% Incandescent | Occupied | 1980s | Electricity | Yes | 67.9925 | 29.6002 | 19.3427 | 1353.4022 | 5634.2913 | 72.6816 | 0 | 190.2031 | 0 | 0 | 0 | 0 | 2097.8027 | 233.2846 | 99.9372 | 2773.9177 | 27.2556 | 4754.785 | 0 | 0 | 0 | 27.8418 | 400.042 | 0 | 0 | 0 | 0 | 393.0083 | 0 | 0 | 0 | 11553.7408 | 0 | 0 | 0 | 0 | 815.6168 | 0 | 0 | 0 | 0 | 0 | 30544.16 | 30544.16 | 17782.0872 | 17782.0872 | 0 | 12762.3659 | 0 | 3025.8172 | 0 | 2909.5447 | 0 | 6545.0884 | 0 | 2909.5447 | 0 | 5800.1346 | 0 | 2909.5447 | 0 | 6903.5783 | 0 | 2909.5447 | 0 | 5935.3618 | 9454.6331 | 8709.6793 | 9813.123
14837 | 242.131 | 885 | 3 | Standard Efficiency | Electric, 120% Usage | EnergyStar, 120% Usage | Propane, 120% Usage | 318 Rated kWh, 120% Usage | 300-400% | None | None | Single-Family Detached | Single-Family Detached | Single-Family Detached | 750-999 | 0-1499 | 1 | Fuel Oil | 40% Conditioned | Room AC | None | Fuel Oil Fuel Boiler | None | 50000-59999 | 100% Incandescent | Occupied | <1940 | Natural Gas | Yes | 81.7668 | 480.0504 | 28.1348 | 0 | 1580.5323 | 117.2284 | 0 | 165.8782 | 0 | 0 | 0 | 0 | 0 | 144.191 | 0 | 1247.8966 | 21.9803 | 4253.3404 | 0 | 0 | 0 | 33.4101 | 914.0887 | 309.7761 | 0 | 20083.5743 | 0 | 0 | 0 | 0 | 0 | 0 | 0 | 5083.0246 | 0 | 0 | 0 | 0 | 0 | 0 | 0 | 976.2197 | 35520.7998 | 35520.7998 | 9377.9812 | 9377.9812 | 20083.5743 | 5083.0246 | 976.2197 | 1562.8657 | 6089.3306 | 1158.7983 | 268.6278 | 3459.4692 | 6089.3306 | 1158.7983 | 268.6278 | 3050.4758 | 6089.3306 | 1158.7983 | 268.6278 | 3681.3203 | 6089.3306 | 1158.7983 | 268.6278 | 9079.6224 | 10976.2259 | 10567.2326 | 11198.0771
14907 | 242.131 | 1220 | 3 | Standard Efficiency | Electric, 80% Usage | EnergyStar, 80% Usage | Propane, 80% Usage | None | 400%+ | None | None | Single-Family Detached | Single-Family Detached | Single-Family Detached | 1000-1499 | 0-1499 | 1 | Fuel Oil | 100% Conditioned | Central AC | None | Fuel Oil Fuel Boiler | None | 200000+ | 100% Incandescent | Occupied | 1970s | Propane | Yes | 67.9925 | 519.0289 | 30.1863 | 979.4435 | 3188.9063 | 0 | 0 | 137.4503 | 0 | 0 | 0 | 0 | 0 | 160.896 | 0 | 1535.3993 | 21.9803 | 1431.3591 | 0 | 0 | 0 | 29.6002 | 434.0383 | 0 | 0 | 11967.2641 | 0 | 0 | 0 | 0 | 0 | 0 | 0 | 0 | 0 | 0 | 0 | 0 | 0 | 0 | 3625.5822 | 864.8527 | 24993.9801 | 24993.9801 | 8536.5741 | 8536.5741 | 11967.2641 | 0 | 4490.4349 | 1442.3176 | 3628.4478 | 0 | 1235.6881 | 3082.548 | 3628.4478 | 0 | 1235.6881 | 2739.2638 | 3628.4478 | 0 | 1235.6881 | 3258.7155 | 3628.4478 | 0 | 1235.6881 | 6306.4535 | 7946.6839 | 7603.3997 | 8122.8514
15093 | 242.131 | 8194 | 4 | Standard Efficiency, No usage | Electric, 100% Usage | EnergyStar, 100% Usage | Electric, 100% Usage | 290 Rated kWh, 100% Usage | 400%+ | None | None | Single-Family Detached | Single-Family Detached | Single-Family Detached | 4000+ | 4000+ | 1 | Natural Gas | 20% Conditioned | Room AC | None | Natural Gas Fuel Boiler | None | 200000+ | 100% LED | Vacant | 1940s | Natural Gas | Yes | 0 | 0 | 0 | 0 | 424.3669 | 0 | 319.7405 | 11.7228 | 0 | 0 | 0 | 0 | 0 | 0 | 0 | 0 | 21.9803 | 0 | 0 | 0 | 0 | 0 | 400.042 | 0 | 0 | 0 | 0 | 0 | 0 | 0 | 0 | 6336.1965 | 0 | 1535.9855 | 0 | 0 | 0 | 0 | 0 | 0 | 0 | 0 | 9049.7416 | 9049.7416 | 1177.5596 | 1177.5596 | 0 | 7871.8889 | 0 | 213.0782 | 0 | 1794.66 | 0 | 443.9458 | 0 | 1794.66 | 0 | 396.0669 | 0 | 1794.66 | 0 | 462.7867 | 0 | 1794.66 | 0 | 2007.7382 | 2238.6058 | 2190.7269 | 2257.4467
15371 | 242.131 | 853 | 2 | Standard Efficiency | Electric, 120% Usage | EnergyStar, 120% Usage | Electric, 120% Usage | None | 300-400% | 8 | None | 5 to 9 Unit | Multifamily with 5+ units, 1-3 stories | Multi-Family with 5+ Units | 750-999 | 0-1499 | 2 | Electricity | 100% Conditioned | Heat Pump | Heating and Cooling | Electricity Shared Heating | Fan Coil Heating and Cooling, Electricity | 80000-99999 | 100% Incandescent | Occupied | 2000s | Electricity | No | 67.9925 | 540.13 | 31.6517 | 29.6002 | 2135.3158 | 0 | 0 | 71.8024 | 0 | 958.6355 | 0 | 0 | 4490.4349 | 142.7256 | 0 | 1220.3479 | 16.412 | 3713.5035 | 0 | 0 | 0 | 518.4427 | 400.042 | 330.8772 | 0 | 0 | 0 | 0 | 0 | 0 | 0 | 0 | 0 | 0 | 0 | 0 | 0 | 0 | 0 | 0 | 0 | 0 | 14667.6209 | 14667.6209 | 14667.6209 | 14667.6209 | 0 | 0 | 0 | 2519.7936 | 0 | 0 | 0 | 5600.4546 | 0 | 0 | 0 | 4924.612 | 0 | 0 | 0 | 5959.2194 | 0 | 0 | 0 | 2519.7936 | 5600.4546 | 4924.612 | 5959.2194
15424 | 242.131 | 1220 | 3 | None | Electric, 80% Usage | EnergyStar, 80% Usage | Electric, 80% Usage | 290 Rated kWh, 80% Usage | 400%+ | None | None | Single-Family Detached | Single-Family Detached | Single-Family Detached | 1000-1499 | 0-1499 | 1 | Electricity | 100% Conditioned | Heat Pump | None | Electricity ASHP | None | 70000-79999 | 100% LED | Occupied | 1980s | Electricity | Yes | 0 | 320.0336 | 18.7565 | 647.9801 | 2117.1454 | 72.9747 | 319.7405 | 226.2509 | 944.5681 | 3921.584 | 0 | 0 | 1223.5717 | 26.9625 | 0 | 375.131 | 21.9803 | 1116.6008 | 0 | 0 | 0 | 324.4297 | 434.0383 | 0 | 0 | 0 | 0 | 0 | 0 | 0 | 0 | 0 | 0 | 0 | 0 | 0 | 0 | 0 | 0 | 0 | 0 | 0 | 12111.455 | 12111.455 | 12111.455 | 12111.455 | 0 | 0 | 0 | 2145.4915 | 0 | 0 | 0 | 4850.4192 | 0 | 0 | 0 | 4241.4674 | 0 | 0 | 0 | 5083.7413 | 0 | 0 | 0 | 2145.4915 | 4850.4192 | 4241.4674 | 5083.7413
15519 | 242.131 | 8194 | 3 | Standard Efficiency | Electric, 120% Usage | EnergyStar, 120% Usage | Gas, 120% Usage | None | 400%+ | None | None | Single-Family Detached | Single-Family Detached | Single-Family Detached | 4000+ | 4000+ | 2 | Electricity | 100% Conditioned | Central AC | None | Electricity Electric Furnace | None | 70000-79999 | 100% Incandescent | Occupied | 2000s | Electricity | Yes | 67.9925 | 330.8772 | 19.3427 | 1256.9818 | 5529.6649 | 0 | 319.7405 | 201.0468 | 0 | 24729.63 | 0 | 0 | 1977.0574 | 509.6506 | 99.9372 | 7521.9621 | 21.9803 | 8272.5171 | 0 | 0 | 0 | 27.8418 | 434.0383 | 0 | 0 | 0 | 0 | 0 | 0 | 0 | 0 | 0 | 0 | 0 | 0 | 0 | 815.6168 | 0 | 0 | 0 | 0 | 0 | 52136.1711 | 52136.1711 | 51320.2612 | 51320.2612 | 0 | 815.6168 | 0 | 9053.3045 | 0 | 185.9624 | 0 | 20767.8664 | 0 | 185.9624 | 0 | 18104.0486 | 0 | 185.9624 | 0 | 21756.3276 | 0 | 185.9624 | 0 | 9239.267 | 20953.8288 | 18290.011 | 21942.29
15606 | 242.131 | 2176 | 5 | Standard Efficiency | Electric, 120% Usage | EnergyStar, 120% Usage | Electric, 120% Usage | None | 400%+ | None | None | Single-Family Detached | Single-Family Detached | Single-Family Detached | 2000-2499 | 1500-2499 | 2 | Electricity | 20% Conditioned | Room AC | None | Electricity Baseboard | None | 140000-159999 | 100% LED | Occupied | 1940s | Electricity | Yes | 67.9925 | 927.863 | 54.2181 | 0 | 1283.6513 | 0 | 0 | 0 | 0 | 7412.9396 | 0 | 0 | 7997.3234 | 34.8755 | 0 | 575.5916 | 27.2556 | 6963.0756 | 0 | 0 | 0 | 723.8855 | 434.0383 | 0 | 0 | 0 | 0 | 0 | 0 | 0 | 0 | 0 | 0 | 0 | 0 | 0 | 0 | 0 | 0 | 0 | 0 | 0 | 26503.003 | 26503.003 | 26503.003 | 26503.003 | 0 | 0 | 0 | 4573.2054 | 0 | 0 | 0 | 10540.2216 | 0 | 0 | 0 | 9196.9015 | 0 | 0 | 0 | 11104.8552 | 0 | 0 | 0 | 4573.2054 | 10540.2216 | 9196.9015 | 11104.8552
15739 | 242.131 | 1690 | 3 | Standard Efficiency | Electric, 100% Usage | Standard, 100% Usage | Electric, 100% Usage | None | 400%+ | None | None | Mobile Home | Mobile Home | Mobile Home | 1500-1999 | 1500-2499 | 1 | Electricity | 100% Conditioned | Central AC | None | Electricity Electric Furnace | None | 60000-69999 | 100% CFL | Occupied | 2000s | Electricity | Yes | 67.9925 | 762.864 | 28.4279 | 395.0598 | 2435.1275 | 0 | 0 | 386.2677 | 0 | 16955.3337 | 0 | 0 | 2204.4806 | 46.0122 | 0 | 620.1384 | 21.9803 | 2472.6406 | 0 | 0 | 0 | 405.6104 | 434.0383 | 0 | 0 | 0 | 0 | 0 | 0 | 0 | 0 | 0 | 0 | 0 | 0 | 0 | 0 | 0 | 0 | 0 | 0 | 0 | 27235.9737 | 27235.9737 | 27235.9737 | 27235.9737 | 0 | 0 | 0 | 4769.7846 | 0 | 0 | 0 | 11032.9894 | 0 | 0 | 0 | 9602.2212 | 0 | 0 | 0 | 11674.8897 | 0 | 0 | 0 | 4769.7846 | 11032.9894 | 9602.2212 | 11674.8897
15750 | 242.131 | 1202 | 2 | None | Electric, 100% Usage | EnergyStar, 100% Usage | Electric, 100% Usage | None | 400%+ | None | 7 | Single-Family Attached | Single-Family Attached | Single-Family Attached | 1000-1499 | 0-1499 | 1 | Natural Gas | 100% Conditioned | Central AC | None | Natural Gas Fuel Wall/Floor Furnace | None | 80000-99999 | 100% LED | Vacant | <1940 | Natural Gas | Yes | 0 | 0 | 0 | 168.5159 | 1336.6972 | 0 | 319.7405 | 0 | 0 | 0 | 0 | 0 | 0 | 0 | 0 | 0 | 16.412 | 0 | 0 | 0 | 0 | 0 | 1370.9865 | 0 | 0 | 0 | 0 | 0 | 0 | 0 | 0 | 4278.2515 | 0 | 863.0943 | 0 | 0 | 0 | 0 | 0 | 0 | 0 | 0 | 8353.6978 | 8353.6978 | 3212.352 | 3212.352 | 0 | 5141.3458 | 0 | 526.8784 | 0 | 1172.0977 | 0 | 1114.3635 | 0 | 1172.0977 | 0 | 993.7279 | 0 | 1172.0977 | 0 | 1180.6901 | 0 | 1172.0977 | 0 | 1698.976 | 2286.4612 | 2165.8255 | 2352.7877
15783 | 242.131 | 1675 | 3 | Standard Efficiency | Electric, 120% Usage | Standard, 120% Usage | Electric, 120% Usage | 318 Rated kWh, 120% Usage | 400%+ | None | 8 | Single-Family Attached | Single-Family Attached | Single-Family Attached | 1500-1999 | 1500-2499 | 1 | Electricity | 80% Conditioned | Central AC | None | Electricity Baseboard | None | 100000-119999 | 100% LED | Occupied | 1980s | Electricity | Yes | 67.9925 | 846.3893 | 31.6517 | 426.7115 | 2062.9273 | 106.3848 | 0 | 0 | 0 | 6546.0354 | 0 | 0 | 3546.7461 | 30.4794 | 0 | 470.6721 | 21.9803 | 3718.7788 | 0 | 0 | 0 | 467.4484 | 868.0765 | 0 | 0 | 0 | 0 | 0 | 0 | 0 | 0 | 0 | 0 | 0 | 0 | 0 | 0 | 0 | 0 | 0 | 0 | 0 | 19212.274 | 19212.274 | 19212.274 | 19212.274 | 0 | 0 | 0 | 3203.5437 | 0 | 0 | 0 | 7373.2388 | 0 | 0 | 0 | 6454.2048 | 0 | 0 | 0 | 7813.9437 | 0 | 0 | 0 | 3203.5437 | 7373.2388 | 6454.2048 | 7813.9437
15790 | 242.131 | 885 | 3 | Standard Efficiency | Electric, 120% Usage | EnergyStar, 120% Usage | Propane, 120% Usage | None | 400%+ | None | None | Mobile Home | Mobile Home | Mobile Home | 750-999 | 0-1499 | 1 | Electricity | 100% Conditioned | Central AC | None | Electricity Baseboard | None | 100000-119999 | 100% CFL | Occupied | 1990s | Electricity | Yes | 67.9925 | 778.6898 | 45.426 | 737.953 | 3683.9033 | 0 | 319.7405 | 0 | 0 | 3377.351 | 0 | 0 | 7009.6739 | 36.0477 | 0 | 399.1628 | 21.9803 | 5720.4542 | 0 | 0 | 0 | 44.2537 | 480.0504 | 0 | 0 | 0 | 0 | 0 | 0 | 0 | 0 | 0 | 0 | 0 | 0 | 0 | 0 | 0 | 0 | 0 | 0 | 1297.1326 | 24019.8118 | 24019.8118 | 22722.6793 | 22722.6793 | 0 | 0 | 1297.1326 | 3823.8467 | 0 | 0 | 356.9482 | 8575.0485 | 0 | 0 | 356.9482 | 7533.6712 | 0 | 0 | 356.9482 | 9102.9602 | 0 | 0 | 356.9482 | 4180.7949 | 8931.9967 | 7890.6194 | 9459.9084
15797 | 242.131 | 1220 | 4 | None | Electric, 80% Usage | Standard, 80% Usage | Electric, 80% Usage | 318 Rated kWh, 80% Usage | 400%+ | None | None | Single-Family Detached | Single-Family Detached | Single-Family Detached | 1000-1499 | 0-1499 | 1 | Fuel Oil | 80% Conditioned | Room AC | None | Fuel Oil Fuel Wall/Floor Furnace | None | 80000-99999 | 100% LED | Occupied | 1950s | Electricity | Yes | 0 | 610.174 | 22.8595 | 0 | 2636.7604 | 77.9569 | 0 | 0 | 0 | 0 | 0 | 0 | 1374.2102 | 26.9625 | 16.7051 | 375.131 | 21.9803 | 1116.6008 | 0 | 0 | 0 | 324.4297 | 868.0765 | 0 | 0 | 16400.5501 | 0 | 0 | 0 | 0 | 0 | 0 | 0 | 0 | 0 | 0 | 0 | 0 | 0 | 0 | 0 | 0 | 23872.104 | 23872.104 | 7471.5539 | 7471.5539 | 16400.5501 | 0 | 0 | 1270.7803 | 4972.6601 | 0 | 0 | 2753.9525 | 4972.6601 | 0 | 0 | 2439.6502 | 4972.6601 | 0 | 0 | 2902.7607 | 4972.6601 | 0 | 0 | 6243.4404 | 7726.6126 | 7412.3103 | 7875.4209
15852 | 242.131 | 2176 | 4 | Standard Efficiency | Electric, 120% Usage | EnergyStar, 120% Usage | Electric, 120% Usage | 318 Rated kWh, 120% Usage | 400%+ | None | None | Single-Family Detached | Single-Family Detached | Single-Family Detached | 2000-2499 | 1500-2499 | 1 | Natural Gas | 100% Conditioned | Central AC | None | Natural Gas Fuel Furnace | None | 80000-99999 | 100% Incandescent | Occupied | 1940s | Natural Gas | Yes | 67.9925 | 480.0504 | 28.1348 | 643.8771 | 3023.0281 | 117.2284 | 319.7405 | 559.1796 | 0 | 0 | 962.1523 | 950.4295 | 0 | 208.6666 | 99.9372 | 2355.9983 | 21.9803 | 5074.5256 | 0 | 0 | 0 | 486.498 | 480.0504 | 0 | 0 | 0 | 0 | 0 | 0 | 0 | 0 | 41197.2934 | 0 | 6078.8801 | 0 | 0 | 0 | 0 | 0 | 0 | 0 | 0 | 63155.9364 | 63155.9364 | 15879.7629 | 15879.7629 | 0 | 47276.4666 | 0 | 2726.3174 | 0 | 10778.0297 | 0 | 5915.9989 | 0 | 10778.0297 | 0 | 5227.5618 | 0 | 10778.0297 | 0 | 6290.7206 | 0 | 10778.0297 | 0 | 13504.3471 | 16694.0286 | 16005.5915 | 17068.7503
15862 | 242.131 | 2176 | 3 | Standard Efficiency | Electric, 80% Usage | Standard, 80% Usage | Gas, 80% Usage | None | 400%+ | None | None | Single-Family Detached | Single-Family Detached | Single-Family Detached | 2000-2499 | 1500-2499 | 2 | Natural Gas | 100% Conditioned | Central AC | None | Natural Gas Fuel Furnace | None | 100000-119999 | 100% Incandescent | Occupied | 1970s | Natural Gas | Yes | 67.9925 | 610.174 | 22.8595 | 1428.4284 | 4537.3263 | 0 | 0 | 342.0139 | 0 | 0 | 0 | 0 | 0 | 208.6666 | 99.9372 | 2355.9983 | 21.9803 | 1268.7047 | 0 | 0 | 0 | 22.2734 | 434.0383 | 0 | 0 | 0 | 0 | 0 | 0 | 0 | 0 | 20862.5572 | 0 | 2789.7435 | 0 | 0 | 650.9108 | 0 | 0 | 0 | 0 | 0 | 35723.3119 | 35723.3119 | 11420.3935 | 11420.3935 | 0 | 24302.9185 | 0 | 1949.569 | 0 | 5540.5709 | 0 | 4174.6655 | 0 | 5540.5709 | 0 | 3711.0406 | 0 | 5540.5709 | 0 | 4376.3685 | 0 | 5540.5709 | 0 | 7490.14 | 9715.2364 | 9251.6115 | 9916.9394
15895 | 242.131 | 3301 | 5 | Standard Efficiency | Electric, 100% Usage | Standard, 100% Usage | Electric, 100% Usage | 318 Rated kWh, 100% Usage | 400%+ | None | None | Single-Family Detached | Single-Family Detached | Single-Family Detached | 3000-3999 | 2500-3999 | 2 | Electricity | None | None | None | Electricity Electric Furnace | None | 200000+ | 100% Incandescent | Occupied | 1980s | Electricity | Yes | 67.9925 | 762.864 | 28.4279 | 0 | 0 | 97.5927 | 0 | 782.4998 | 0 | 33471.94 | 0 | 0 | 2355.9983 | 264.9362 | 99.9372 | 3321.6675 | 27.2556 | 2894.956 | 0 | 0 | 0 | 405.6104 | 480.0504 | 0 | 0 | 0 | 0 | 0 | 0 | 0 | 0 | 0 | 0 | 0 | 0 | 0 | 0 | 0 | 0 | 0 | 0 | 0 | 45062.0216 | 45062.0216 | 45062.0216 | 45062.0216 | 0 | 0 | 0 | 7951.5954 | 0 | 0 | 0 | 18609.6952 | 0 | 0 | 0 | 16116.5587 | 0 | 0 | 0 | 19802.3206 | 0 | 0 | 0 | 7951.5954 | 18609.6952 | 16116.5587 | 19802.3206
15990 | 242.131 | 2663 | 4 | None | Electric, 120% Usage | EnergyStar, 120% Usage | Electric, 120% Usage | None | 400%+ | None | None | Single-Family Detached | Single-Family Detached | Single-Family Detached | 2500-2999 | 2500-3999 | 1 | Natural Gas | 20% Conditioned | Room AC | None | Natural Gas Fuel Boiler | None | 100000-119999 | 100% CFL | Occupied | 2000s | Natural Gas | Yes | 0 | 778.6898 | 45.426 | 0 | 883.9023 | 0 | 319.7405 | 87.3352 | 0 | 0 | 0 | 0 | 0 | 58.3211 | 24.911 | 887.4192 | 21.9803 | 6643.335 | 0 | 0 | 0 | 644.7564 | 400.042 | 0 | 0 | 0 | 0 | 0 | 0 | 0 | 0 | 16268.9612 | 0 | 10110.0727 | 0 | 0 | 0 | 0 | 0 | 0 | 0 | 0 | 37174.5999 | 37174.5999 | 10795.5659 | 10795.5659 | 0 | 26379.0339 | 0 | 1799.3343 | 0 | 6013.8628 | 0 | 4028.7398 | 0 | 6013.8628 | 0 | 3544.7214 | 0 | 6013.8628 | 0 | 4283.7817 | 0 | 6013.8628 | 0 | 7813.1971 | 10042.6027 | 9558.5842 | 10297.6445
16143 | 242.131 | 333 | 1 | Standard Efficiency, No usage | Electric, 120% Usage | EnergyStar, 120% Usage | Electric, 120% Usage | None | 100-150% | 116 | None | 50 or more Unit | Multifamily with 5+ units, 8+ stories | Multi-Family with 5+ Units | 0-499 | 0-1499 | 10 | Electricity | 100% Conditioned | Central AC | None | Electricity Electric Furnace | None | 10000-14999 | 100% Incandescent | Vacant | 1970s | Electricity | No | 0 | 0 | 0 | 219.8033 | 1364.832 | 0 | 319.7405 | 16.412 | 0 | 1443.6681 | 0 | 0 | 353.4437 | 0 | 0 | 0 | 16.412 | 0 | 0 | 0 | 0 | 0 | 434.0383 | 0 | 0 | 0 | 0 | 0 | 0 | 0 | 0 | 0 | 0 | 0 | 0 | 0 | 0 | 0 | 0 | 0 | 0 | 0 | 4168.6429 | 4168.6429 | 4168.6429 | 4168.6429 | 0 | 0 | 0 | 727.0904 | 0 | 0 | 0 | 1650.3264 | 0 | 0 | 0 | 1446.3518 | 0 | 0 | 0 | 1706.5016 | 0 | 0 | 0 | 727.0904 | 1650.3264 | 1446.3518 | 1706.5016
16151 | 242.131 | 1138 | 2 | Standard Efficiency | None | None | Electric, 100% Usage | None | 400%+ | 16 | None | 10 to 19 Unit | Multifamily with 5+ units, 8+ stories | Multi-Family with 5+ Units | 1000-1499 | 0-1499 | 8 | Natural Gas | 100% Conditioned | Central AC | None | Natural Gas Fuel Furnace | None | 100000-119999 | 100% Incandescent | Occupied | 1970s | Natural Gas | No | 67.9925 | 0 | 0 | 815.0306 | 5610.2595 | 0 | 319.7405 | 121.6245 | 0 | 0 | 0 | 0 | 0 | 156.793 | 0 | 1465.0623 | 16.412 | 1971.4891 | 0 | 0 | 0 | 431.9868 | 434.0383 | 0 | 0 | 0 | 0 | 0 | 0 | 0 | 0 | 10334.8582 | 0 | 3957.0456 | 0 | 0 | 0 | 0 | 0 | 0 | 0 | 0 | 25702.6259 | 25702.6259 | 11410.7221 | 11410.7221 | 0 | 14291.9038 | 0 | 1939.8177 | 0 | 3258.2565 | 0 | 4130.9841 | 0 | 3258.2565 | 0 | 3674.5164 | 0 | 3258.2565 | 0 | 4357.7376 | 0 | 3258.2565 | 0 | 5198.0742 | 7389.2406 | 6932.7729 | 7615.9942
16174 | 242.131 | 1690 | 2 | Standard Efficiency | Gas, 120% Usage | Standard, 120% Usage | Electric, 120% Usage | 290 Rated kWh, 120% Usage | 400%+ | None | None | Single-Family Detached | Single-Family Detached | Single-Family Detached | 1500-1999 | 1500-2499 | 1 | Electricity | 100% Conditioned | Central AC | None | Electricity Electric Furnace | None | 200000+ | 100% CFL | Occupied | 1980s | Electricity | Yes | 67.9925 | 107.264 | 44.8399 | 522.8388 | 4329.5389 | 150.9316 | 319.7405 | 123.9691 | 0 | 5303.7072 | 0 | 0 | 5896.0038 | 46.0122 | 24.911 | 620.1384 | 16.412 | 5394.8523 | 0 | 0 | 0 | 565.6272 | 863.9735 | 0 | 0 | 0 | 0 | 1424.9115 | 0 | 0 | 0 | 0 | 0 | 0 | 0 | 0 | 0 | 0 | 0 | 0 | 0 | 0 | 25823.9573 | 25823.9573 | 24399.3389 | 24399.3389 | 0 | 1424.9115 | 0 | 4194.033 | 0 | 324.8261 | 0 | 9457.6195 | 0 | 324.8261 | 0 | 8292.5562 | 0 | 324.8261 | 0 | 9934.6531 | 0 | 324.8261 | 0 | 4518.8591 | 9782.4457 | 8617.3823 | 10259.4792
16202 | 242.131 | 1690 | 3 | Standard Efficiency | Electric, 120% Usage | EnergyStar, 120% Usage | Electric, 120% Usage | None | 150-200% | None | None | Single-Family Detached | Single-Family Detached | Single-Family Detached | 1500-1999 | 1500-2499 | 2 | Electricity | 100% Conditioned | Heat Pump | None | Electricity ASHP | None | 20000-24999 | 100% Incandescent | Occupied | 1960s | Electricity | Yes | 81.7668 | 330.8772 | 19.3427 | 973.5821 | 4286.1644 | 0 | 0 | 570.6094 | 2482.0189 | 5937.9129 | 0 | 0 | 1856.6052 | 184.6348 | 99.9372 | 1938.9582 | 21.9803 | 4135.8189 | 0 | 0 | 0 | 407.3688 | 434.0383 | 0 | 0 | 0 | 0 | 0 | 0 | 0 | 0 | 0 | 0 | 0 | 0 | 0 | 0 | 0 | 0 | 0 | 0 | 0 | 23761.0301 | 23761.0301 | 23761.0301 | 23761.0301 | 0 | 0 | 0 | 4165.8858 | 0 | 0 | 0 | 9412.2893 | 0 | 0 | 0 | 8238.1895 | 0 | 0 | 0 | 9861.3943 | 0 | 0 | 0 | 4165.8858 | 9412.2893 | 8238.1895 | 9861.3943
16229 | 242.131 | 1138 | 2 | Standard Efficiency | Electric, 80% Usage | Standard, 80% Usage | Electric, 80% Usage | None | 200-300% | 67 | None | 50 or more Unit | Multifamily with 5+ units, 1-3 stories | Multi-Family with 5+ Units | 1000-1499 | 0-1499 | 3 | Electricity | 100% Conditioned | Central AC | None | Electricity Electric Furnace | None | 25000-29999 | 100% Incandescent | Occupied | 1970s | Electricity | No | 81.7668 | 441.9512 | 16.412 | 429.056 | 2487.8803 | 0 | 0 | 42.4953 | 0 | 4152.8171 | 0 | 0 | 894.746 | 156.793 | 0 | 1465.0623 | 16.412 | 790.7057 | 0 | 0 | 0 | 277.5383 | 434.0383 | 0 | 0 | 0 | 0 | 0 | 0 | 0 | 0 | 0 | 0 | 0 | 0 | 0 | 0 | 0 | 0 | 0 | 0 | 0 | 11687.6743 | 11687.6743 | 11687.6743 | 11687.6743 | 0 | 0 | 0 | 2038.3008 | 0 | 0 | 0 | 4613.2753 | 0 | 0 | 0 | 4036.4768 | 0 | 0 | 0 | 4836.4286 | 0 | 0 | 0 | 2038.3008 | 4613.2753 | 4036.4768 | 4836.4286
16502 | 242.131 | 866 | 3 | Standard Efficiency, No usage | Electric, 100% Usage | Standard, 100% Usage | Electric, 100% Usage | None | 150-200% | None | 6 | Single-Family Attached | Single-Family Attached | Single-Family Attached | 750-999 | 0-1499 | 2 | Electricity | 100% Conditioned | Heat Pump | None | Electricity ASHP | None | 25000-29999 | 100% CFL | Vacant | 1950s | Electricity | Yes | 0 | 0 | 0 | 440.1927 | 1448.0642 | 0 | 0 | 138.6226 | 64.7687 | 2223.8233 | 0 | 0 | 346.41 | 0 | 0 | 0 | 21.9803 | 0 | 0 | 0 | 0 | 0 | 914.0887 | 0 | 0 | 0 | 0 | 0 | 0 | 0 | 0 | 0 | 0 | 0 | 0 | 0 | 0 | 0 | 0 | 0 | 0 | 0 | 5597.9505 | 5597.9505 | 5597.9505 | 5597.9505 | 0 | 0 | 0 | 1052.2785 | 0 | 0 | 0 | 2303.255 | 0 | 0 | 0 | 2022.289 | 0 | 0 | 0 | 2401.1951 | 0 | 0 | 0 | 1052.2785 | 2303.255 | 2022.289 | 2401.1951
16541 | 242.131 | 1675 | 3 | Standard Efficiency | Electric, 100% Usage | EnergyStar, 100% Usage | Electric, 100% Usage | 318 Rated kWh, 100% Usage | 400%+ | None | 30 | Single-Family Attached | Single-Family Attached | Single-Family Attached | 1500-1999 | 1500-2499 | 1 | Natural Gas | 100% Conditioned | Central AC | None | Natural Gas Fuel Furnace | None | 100000-119999 | 100% Incandescent | Occupied | 2000s | Natural Gas | Yes | 67.9925 | 369.8557 | 21.6873 | 279.5898 | 1464.7692 | 88.5075 | 0 | 133.0543 | 0 | 0 | 0 | 0 | 0 | 183.7556 | 0 | 1926.0631 | 21.9803 | 1859.5359 | 0 | 0 | 0 | 389.4915 | 434.0383 | 0 | 0 | 0 | 0 | 0 | 0 | 0 | 0 | 5316.3092 | 0 | 3615.0316 | 0 | 0 | 0 | 0 | 0 | 0 | 0 | 0 | 16171.3686 | 16171.3686 | 7240.0277 | 7240.0277 | 0 | 8931.3409 | 0 | 1260.5817 | 0 | 2036.1689 | 0 | 2750.3891 | 0 | 2036.1689 | 0 | 2425.8156 | 0 | 2036.1689 | 0 | 2921.0151 | 0 | 2036.1689 | 0 | 3296.7506 | 4786.558 | 4461.9845 | 4957.184
16557 | 242.131 | 2176 | 2 | Standard Efficiency | Electric, 120% Usage | EnergyStar, 120% Usage | Electric, 120% Usage | 290 Rated kWh, 120% Usage | 400%+ | None | None | Single-Family Detached | Single-Family Detached | Single-Family Detached | 2000-2499 | 1500-2499 | 1 | Natural Gas | 100% Conditioned | Central AC | None | Natural Gas Fuel Furnace | None | 70000-79999 | 100% Incandescent | Occupied | 1990s | Natural Gas | Yes | 67.9925 | 480.0504 | 28.1348 | 674.6496 | 3701.4876 | 109.3155 | 319.7405 | 187.8586 | 0 | 0 | 0 | 0 | 0 | 208.6666 | 0 | 2355.9983 | 16.412 | 5074.5256 | 0 | 0 | 0 | 486.498 | 434.0383 | 0 | 0 | 0 | 0 | 0 | 0 | 0 | 0 | 11934.147 | 0 | 6012.353 | 0 | 0 | 0 | 0 | 0 | 0 | 0 | 0 | 32092.4544 | 32092.4544 | 14145.9544 | 14145.9544 | 0 | 17946.5 | 0 | 2502.8583 | 0 | 4091.4549 | 0 | 5459.5716 | 0 | 4091.4549 | 0 | 4825.9661 | 0 | 4091.4549 | 0 | 5698.1294 | 0 | 4091.4549 | 0 | 6594.3132 | 9551.0265 | 8917.421 | 9789.5843
16621 | 242.131 | 853 | 2 | Standard Efficiency, No usage | Gas, 80% Usage | EnergyStar, 80% Usage | Gas, 80% Usage | 318 Rated kWh, 80% Usage | 300-400% | 8 | None | 5 to 9 Unit | Multifamily with 5+ units, 1-3 stories | Multi-Family with 5+ Units | 750-999 | 0-1499 | 2 | Natural Gas | 100% Conditioned | Central AC | None | Natural Gas Fuel Furnace | None | 50000-59999 | 100% Incandescent | Vacant | 1990s | Natural Gas | Yes | 0 | 0 | 0 | 386.8538 | 2277.7484 | 0 | 0 | 40.1507 | 0 | 0 | 0 | 0 | 0 | 0 | 0 | 0 | 16.412 | 0 | 0 | 0 | 0 | 0 | 434.0383 | 0 | 0 | 0 | 0 | 0 | 0 | 0 | 0 | 2010.1745 | 0 | 1703.036 | 0 | 0 | 0 | 0 | 0 | 0 | 0 | 0 | 6868.4136 | 6868.4136 | 3155.4962 | 3155.4962 | 0 | 3712.9174 | 0 | 541.3394 | 0 | 846.4787 | 0 | 1141.0447 | 0 | 846.4787 | 0 | 1022.1074 | 0 | 846.4787 | 0 | 1166.4296 | 0 | 846.4787 | 0 | 1387.818 | 1987.5234 | 1868.586 | 2012.9082
16630 | 242.131 | 3301 | 4 | None | Electric, 100% Usage | EnergyStar, 100% Usage | Electric, 100% Usage | None | 400%+ | None | None | Single-Family Detached | Single-Family Detached | Single-Family Detached | 3000-3999 | 2500-3999 | 2 | Electricity | 100% Conditioned | Central AC | None | Electricity Electric Furnace | None | 200000+ | 100% Incandescent | Occupied | 1980s | Electricity | Yes | 0 | 773.1215 | 45.1329 | 951.6018 | 6898.3068 | 0 | 319.7405 | 118.1076 | 0 | 14252.0461 | 1543.0192 | 1524.2626 | 4444.7158 | 264.9362 | 99.9372 | 3321.6675 | 21.9803 | 3839.231 | 0 | 0 | 0 | 603.1403 | 914.0887 | 0 | 0 | 0 | 0 | 0 | 0 | 0 | 0 | 0 | 0 | 0 | 0 | 0 | 0 | 0 | 0 | 0 | 0 | 0 | 39935.9155 | 39935.9155 | 39935.9155 | 39935.9155 | 0 | 0 | 0 | 6911.7344 | 0 | 0 | 0 | 15643.1049 | 0 | 0 | 0 | 13704.9356 | 0 | 0 | 0 | 16496.2573 | 0 | 0 | 0 | 6911.7344 | 15643.1049 | 13704.9356 | 16496.2573
16634 | 242.131 | 1675 | 2 | None | Gas, 100% Usage | EnergyStar, 100% Usage | Gas, 100% Usage | 318 Rated kWh, 100% Usage | 400%+ | None | 12 | Single-Family Attached | Single-Family Attached | Single-Family Attached | 1500-1999 | 1500-2499 | 1 | Natural Gas | 100% Conditioned | Central AC | None | Natural Gas Fuel Furnace | None | 140000-159999 | 100% LED | Occupied | 2000s | Electricity | Yes | 0 | 33.117 | 21.6873 | 576.4708 | 2041.5331 | 88.5075 | 0 | 26.6695 | 0 | 0 | 0 | 0 | 2004.313 | 30.4794 | 0 | 470.6721 | 16.412 | 1859.5359 | 0 | 0 | 0 | 26.6695 | 434.0383 | 0 | 0 | 0 | 0 | 439.3135 | 0 | 0 | 0 | 7901.7822 | 0 | 0 | 0 | 0 | 781.0344 | 0 | 0 | 0 | 0 | 0 | 16752.5285 | 16752.5285 | 7630.3984 | 7630.3984 | 0 | 9122.1301 | 0 | 1282.7551 | 0 | 2079.6711 | 0 | 2794.8724 | 0 | 2079.6711 | 0 | 2473.6447 | 0 | 2079.6711 | 0 | 2960.4604 | 0 | 2079.6711 | 0 | 3362.4263 | 4874.5436 | 4553.3158 | 5040.1315
16731 | 242.131 | 2663 | 4 | None | Electric, 120% Usage | EnergyStar, 120% Usage | Electric, 120% Usage | 290 Rated kWh, 120% Usage | 400%+ | None | None | Single-Family Detached | Single-Family Detached | Single-Family Detached | 2500-2999 | 2500-3999 | 2 | Natural Gas | 60% Conditioned | Room AC | None | Natural Gas Fuel Boiler | None | 200000+ | 100% Incandescent | Occupied | 2010s | Electricity | Yes | 0 | 330.8772 | 19.3427 | 0 | 2375.048 | 67.6994 | 0 | 44.2537 | 0 | 0 | 0 | 0 | 2099.5611 | 233.2846 | 99.9372 | 2773.9177 | 21.9803 | 4754.785 | 0 | 0 | 0 | 407.3688 | 914.0887 | 0 | 0 | 0 | 0 | 0 | 0 | 0 | 0 | 7657.0678 | 0 | 0 | 0 | 0 | 0 | 0 | 0 | 0 | 0 | 0 | 21799.5054 | 21799.5054 | 14142.4376 | 14142.4376 | 0 | 7657.0678 | 0 | 2474.174 | 0 | 1745.662 | 0 | 5420.3036 | 0 | 1745.662 | 0 | 4774.8344 | 0 | 1745.662 | 0 | 5760.2675 | 0 | 1745.662 | 0 | 4219.836 | 7165.9657 | 6520.4965 | 7505.9295
16753 | 242.131 | 2663 | 4 | Standard Efficiency | Electric, 80% Usage | EnergyStar, 80% Usage | Electric, 80% Usage | 318 Rated kWh, 80% Usage | 200-300% | None | None | Single-Family Detached | Single-Family Detached | Single-Family Detached | 2500-2999 | 2500-3999 | 2 | Electricity | 100% Conditioned | Heat Pump | None | Electricity ASHP | None | 60000-69999 | 100% CFL | Occupied | 1980s | Electricity | Yes | 67.9925 | 519.0289 | 30.1863 | 643.5841 | 2125.6445 | 137.4503 | 0 | 512.5813 | 4494.831 | 8623.9093 | 0 | 0 | 2142.9357 | 58.3211 | 24.911 | 887.4192 | 21.9803 | 1660.8338 | 0 | 0 | 0 | 429.9353 | 817.9614 | 0 | 0 | 0 | 0 | 0 | 0 | 0 | 0 | 0 | 0 | 0 | 0 | 0 | 0 | 0 | 0 | 0 | 0 | 0 | 23199.5059 | 23199.5059 | 23199.5059 | 23199.5059 | 0 | 0 | 0 | 4183.0551 | 0 | 0 | 0 | 9600.1732 | 0 | 0 | 0 | 8360.4921 | 0 | 0 | 0 | 10087.3455 | 0 | 0 | 0 | 4183.0551 | 9600.1732 | 8360.4921 | 10087.3455
16791 | 242.131 | 8194 | 5 | Standard Efficiency | Electric, 80% Usage | EnergyStar, 80% Usage | Electric, 80% Usage | 318 Rated kWh, 80% Usage | 400%+ | None | None | Single-Family Detached | Single-Family Detached | Single-Family Detached | 4000+ | 4000+ | 2 | Natural Gas | 100% Conditioned | Central AC | None | Natural Gas Fuel Furnace | None | 200000+ | 100% Incandescent | Occupied | 2000s | Natural Gas | Yes | 67.9925 | 618.673 | 36.0477 | 2502.8269 | 6987.6935 | 167.0505 | 319.7405 | 506.4268 | 0 | 0 | 0 | 0 | 0 | 509.6506 | 99.9372 | 7521.669 | 27.2556 | 2697.7192 | 0 | 0 | 0 | 482.6881 | 434.0383 | 0 | 0 | 0 | 0 | 0 | 3837.1795 | 1889.1361 | 0 | 47052.5603 | 0 | 4337.1588 | 0 | 0 | 0 | 0 | 0 | 0 | 0 | 0 | 80096.0304 | 80096.0304 | 22979.7026 | 22979.7026 | 0 | 57116.0347 | 0 | 3698.5305 | 0 | 13021.2839 | 0 | 7960.3211 | 0 | 13021.2839 | 0 | 7062.8247 | 0 | 13021.2839 | 0 | 8567.6935 | 0 | 13021.2839 | 0 | 16719.8144 | 20981.605 | 20084.1085 | 21588.9774
16890 | 242.131 | 2663 | 4 | None | None | None | Electric, 100% Usage | None | 400%+ | None | None | Single-Family Detached | Single-Family Detached | Single-Family Detached | 2500-2999 | 2500-3999 | 2 | Natural Gas | 100% Conditioned | Central AC | None | Natural Gas Fuel Boiler | None | 180000-199999 | 100% Incandescent | Occupied | <1940 | Electricity | Yes | 0 | 0 | 0 | 809.1692 | 3513.9221 | 0 | 0 | 98.765 | 0 | 0 | 0 | 0 | 2855.6845 | 233.2846 | 99.9372 | 2774.2107 | 21.9803 | 3006.9092 | 0 | 0 | 0 | 471.2583 | 960.1008 | 0 | 0 | 0 | 0 | 0 | 0 | 0 | 0 | 44195.4104 | 0 | 0 | 0 | 0 | 0 | 0 | 0 | 0 | 0 | 0 | 59040.6324 | 59040.6324 | 14845.222 | 14845.222 | 0 | 44195.4104 | 0 | 2579.5549 | 0 | 10075.6233 | 0 | 5545.4275 | 0 | 10075.6233 | 0 | 4908.5471 | 0 | 10075.6233 | 0 | 5892.4865 | 0 | 10075.6233 | 0 | 12655.1781 | 15621.0508 | 14984.1704 | 15968.1098
16947 | 242.131 | 2176 | 3 | Standard Efficiency | Electric, 100% Usage | EnergyStar, 100% Usage | Electric, 100% Usage | None | 300-400% | None | None | Single-Family Detached | Single-Family Detached | Single-Family Detached | 2000-2499 | 1500-2499 | 1 | Electricity | 100% Conditioned | Central AC | None | Electricity Electric Furnace | None | 100000-119999 | 100% CFL | Occupied | 1970s | Electricity | Yes | 67.9925 | 773.1215 | 45.1329 | 668.202 | 3120.6208 | 0 | 319.7405 | 424.66 | 0 | 29237.9422 | 0 | 0 | 4423.9078 | 52.1667 | 24.911 | 753.7788 | 21.9803 | 3481.3912 | 0 | 0 | 0 | 603.1403 | 434.0383 | 0 | 0 | 0 | 0 | 0 | 0 | 0 | 0 | 0 | 0 | 0 | 0 | 0 | 0 | 0 | 0 | 0 | 0 | 0 | 44453.0199 | 44453.0199 | 44453.0199 | 44453.0199 | 0 | 0 | 0 | 7897.4183 | 0 | 0 | 0 | 18309.7708 | 0 | 0 | 0 | 15927.0996 | 0 | 0 | 0 | 19341.2571 | 0 | 0 | 0 | 7897.4183 | 18309.7708 | 15927.0996 | 19341.2571
16990 | 242.131 | 2663 | 4 | Standard Efficiency | Gas, 100% Usage | EnergyStar, 100% Usage | Electric, 100% Usage | None | 400%+ | None | None | Single-Family Detached | Single-Family Detached | Single-Family Detached | 2500-2999 | 2500-3999 | 2 | Natural Gas | 20% Conditioned | Room AC | None | Natural Gas Fuel Boiler | None | 80000-99999 | 100% Incandescent | Occupied | <1940 | Natural Gas | Yes | 67.9925 | 35.7547 | 23.4457 | 0 | 2212.3935 | 0 | 0 | 105.5056 | 0 | 0 | 0 | 0 | 0 | 233.2846 | 0 | 2774.2107 | 21.9803 | 2692.1508 | 0 | 0 | 0 | 405.6104 | 868.0765 | 0 | 0 | 0 | 0 | 475.0682 | 0 | 0 | 0 | 61703.1831 | 0 | 3607.1187 | 0 | 0 | 0 | 0 | 0 | 0 | 0 | 0 | 75225.1892 | 75225.1892 | 9440.1122 | 9440.1122 | 0 | 65785.37 | 0 | 1605.9873 | 0 | 14997.6951 | 0 | 3496.1544 | 0 | 14997.6951 | 0 | 3088.3195 | 0 | 14997.6951 | 0 | 3725.9951 | 0 | 14997.6951 | 0 | 16603.6825 | 18493.8495 | 18086.0146 | 18723.6902
17009 | 242.131 | 8194 | 3 | None | Electric, 120% Usage | EnergyStar, 120% Usage | Electric, 120% Usage | None | 400%+ | None | None | Single-Family Detached | Single-Family Detached | Single-Family Detached | 4000+ | 4000+ | 2 | Natural Gas | None | None | None | Natural Gas Fuel Furnace | None | 200000+ | 100% CFL | Occupied | <1940 | Natural Gas | Yes | 0 | 480.0504 | 28.1348 | 0 | 0 | 0 | 0 | 2069.0818 | 0 | 0 | 0 | 0 | 0 | 127.4859 | 24.911 | 2406.1135 | 21.9803 | 8902.0338 | 0 | 0 | 0 | 486.498 | 400.042 | 0 | 0 | 0 | 0 | 0 | 0 | 0 | 0 | 82660.9884 | 0 | 5808.6686 | 0 | 0 | 0 | 0 | 0 | 0 | 0 | 0 | 103415.9885 | 103415.9885 | 14946.3315 | 14946.3315 | 0 | 88469.657 | 0 | 2554.4195 | 0 | 20169.2446 | 0 | 5780.2396 | 0 | 20169.2446 | 0 | 5066.1705 | 0 | 20169.2446 | 0 | 6149.2352 | 0 | 20169.2446 | 0 | 22723.6641 | 25949.4842 | 25235.4151 | 26318.4798
17108 | 242.131 | 1220 | 3 | Standard Efficiency | Electric, 100% Usage | Standard, 100% Usage | Gas, 100% Usage | None | 400%+ | None | None | Single-Family Detached | Single-Family Detached | Single-Family Detached | 1000-1499 | 0-1499 | 1 | Natural Gas | 100% Conditioned | Central AC | None | Natural Gas Fuel Furnace | None | 180000-199999 | 100% Incandescent | Occupied | 1970s | Natural Gas | Yes | 67.9925 | 762.864 | 28.4279 | 785.7235 | 2653.1724 | 0 | 319.7405 | 187.2724 | 0 | 0 | 0 | 0 | 0 | 160.896 | 0 | 1535.3993 | 21.9803 | 2233.2016 | 0 | 0 | 0 | 27.8418 | 914.0887 | 0 | 0 | 0 | 0 | 0 | 0 | 0 | 0 | 12425.6272 | 0 | 3259.2434 | 0 | 0 | 813.5653 | 0 | 0 | 0 | 0 | 0 | 26197.0368 | 26197.0368 | 9698.6009 | 9698.6009 | 0 | 16498.4359 | 0 | 1657.0659 | 0 | 3761.3086 | 0 | 3610.9082 | 0 | 3761.3086 | 0 | 3198.2344 | 0 | 3761.3086 | 0 | 3785.3295 | 0 | 3761.3086 | 0 | 5418.3745 | 7372.2168 | 6959.543 | 7546.6381
17278 | 242.131 | 1138 | 2 | None | None | None | Electric, 100% Usage | 318 Rated kWh, 100% Usage | 150-200% | 323 | None | 50 or more Unit | Multifamily with 5+ units, 8+ stories | Multi-Family with 5+ Units | 1000-1499 | 0-1499 | 10 | Electricity | 100% Conditioned | Central AC | None | Electricity Electric Furnace | None | 25000-29999 | 100% Incandescent | Occupied | 2010s | Electricity | Yes | 0 | 0 | 0 | 570.0232 | 2982.2912 | 88.5075 | 0 | 34.5824 | 0 | 3689.1786 | 0 | 0 | 1879.7578 | 156.793 | 0 | 1465.0623 | 16.412 | 1776.3038 | 0 | 0 | 0 | 389.4915 | 434.0383 | 0 | 0 | 0 | 0 | 0 | 0 | 0 | 0 | 0 | 0 | 0 | 0 | 0 | 0 | 0 | 0 | 0 | 0 | 0 | 13482.7346 | 13482.7346 | 13482.7346 | 13482.7346 | 0 | 0 | 0 | 2341.8375 | 0 | 0 | 0 | 5270.4408 | 0 | 0 | 0 | 4622.0319 | 0 | 0 | 0 | 5545.5527 | 0 | 0 | 0 | 2341.8375 | 5270.4408 | 4622.0319 | 5545.5527
17286 | 242.131 | 2176 | 2 | Standard Efficiency | Electric, 120% Usage | EnergyStar, 120% Usage | Electric, 120% Usage | 318 Rated kWh, 120% Usage | 0-100% | None | None | Single-Family Detached | Single-Family Detached | Single-Family Detached | 2000-2499 | 1500-2499 | 2 | Fuel Oil | 100% Conditioned | Central AC | None | Fuel Oil Fuel Furnace | None | <10000 | 100% Incandescent | Occupied | <1940 | Electricity | Yes | 81.7668 | 330.8772 | 19.3427 | 597.5719 | 3650.2002 | 72.6816 | 319.7405 | 336.4456 | 0 | 0 | 0 | 0 | 1941.3028 | 208.6666 | 0 | 2355.9983 | 16.412 | 4445.0089 | 0 | 0 | 0 | 407.3688 | 1790.0781 | 0 | 0 | 15621.2742 | 0 | 0 | 0 | 0 | 0 | 0 | 0 | 0 | 0 | 0 | 0 | 0 | 0 | 0 | 0 | 0 | 32194.4432 | 32194.4432 | 16573.169 | 16573.169 | 15621.2742 | 0 | 0 | 2875.2454 | 4736.3866 | 0 | 0 | 6306.419 | 4736.3866 | 0 | 0 | 5573.9195 | 4736.3866 | 0 | 0 | 6622.2581 | 4736.3866 | 0 | 0 | 7611.632 | 11042.8056 | 10310.3061 | 11358.6447
17393 | 242.131 | 2176 | 3 | None | Electric, 80% Usage | EnergyStar, 80% Usage | Electric, 80% Usage | 290 Rated kWh, 80% Usage | 400%+ | None | None | Single-Family Detached | Single-Family Detached | Single-Family Detached | 2000-2499 | 1500-2499 | 1 | Natural Gas | 80% Conditioned | Room AC | None | Natural Gas Fuel Boiler | None | 80000-99999 | 100% CFL | Occupied | 1990s | Natural Gas | Yes | 0 | 320.0336 | 18.7565 | 0 | 1399.1213 | 72.9747 | 0 | 84.6975 | 0 | 0 | 0 | 0 | 0 | 52.1667 | 24.911 | 753.7788 | 21.9803 | 1268.7047 | 0 | 2135.3158 | 0 | 324.4297 | 434.0383 | 0 | 0 | 0 | 0 | 0 | 0 | 0 | 0 | 17957.6367 | 0 | 2711.7866 | 0 | 0 | 0 | 0 | 0 | 0 | 0 | 0 | 27580.0392 | 27580.0392 | 6910.6158 | 6910.6158 | 0 | 20669.4234 | 0 | 1057.4118 | 0 | 4712.1974 | 0 | 2380.3512 | 0 | 4712.1974 | 0 | 2105.5989 | 0 | 4712.1974 | 0 | 2530.3401 | 0 | 4712.1974 | 0 | 5769.6092 | 7092.5486 | 6817.7963 | 7242.5375
17434 | 242.131 | 1623 | 2 | Standard Efficiency | Gas, 120% Usage | EnergyStar, 120% Usage | Gas, 120% Usage | 290 Rated kWh, 120% Usage | 400%+ | 18 | None | 10 to 19 Unit | Multifamily with 5+ units, 1-3 stories | Multi-Family with 5+ Units | 1500-1999 | 1500-2499 | 3 | Natural Gas | 40% Conditioned | Room AC | Heating Only | Natural Gas Shared Heating | Boiler Baseboards Heating Only, Natural Gas | 80000-99999 | 100% CFL | Occupied | 2000s | Natural Gas | No | 67.9925 | 39.5646 | 25.7903 | 0 | 696.923 | 99.3511 | 319.7405 | 103.4541 | 0 | 0 | 0 | 0 | 0 | 45.426 | 0 | 601.968 | 16.412 | 3943.5643 | 0 | 0 | 0 | 31.9447 | 434.0383 | 0 | 0 | 0 | 0 | 527.2349 | 0 | 0 | 0 | 8879.7603 | 0 | 5613.4833 | 0 | 0 | 937.2413 | 0 | 0 | 0 | 0 | 0 | 22383.8891 | 22383.8891 | 6426.1694 | 6426.1694 | 0 | 15957.7198 | 0 | 1087.138 | 0 | 3638.0485 | 0 | 2419.029 | 0 | 3638.0485 | 0 | 2131.6741 | 0 | 3638.0485 | 0 | 2559.1963 | 0 | 3638.0485 | 0 | 4725.1865 | 6057.0775 | 5769.7226 | 6197.2448
17507 | 242.131 | 853 | 2 | None | Electric, 80% Usage | Standard, 80% Usage | Electric, 80% Usage | None | 200-300% | 183 | None | 50 or more Unit | Multifamily with 5+ units, 1-3 stories | Multi-Family with 5+ Units | 750-999 | 0-1499 | 2 | Electricity | 100% Conditioned | Central AC | None | Electricity Electric Furnace | None | 40000-44999 | 100% Incandescent | Vacant | 1980s | Electricity | Yes | 0 | 0 | 0 | 63.8895 | 527.2349 | 0 | 0 | 15.8258 | 0 | 1596.065 | 0 | 0 | 338.7902 | 0 | 0 | 0 | 16.412 | 0 | 0 | 0 | 0 | 0 | 434.0383 | 0 | 0 | 0 | 0 | 0 | 0 | 0 | 0 | 0 | 0 | 0 | 0 | 0 | 0 | 0 | 0 | 0 | 0 | 0 | 2992.2556 | 2992.2556 | 2992.2556 | 2992.2556 | 0 | 0 | 0 | 551.6028 | 0 | 0 | 0 | 1274.8037 | 0 | 0 | 0 | 1108.0858 | 0 | 0 | 0 | 1314.1147 | 0 | 0 | 0 | 551.6028 | 1274.8037 | 1108.0858 | 1314.1147
17569 | 242.131 | 1220 | 3 | Standard Efficiency | Electric, 80% Usage | EnergyStar, 80% Usage | Electric, 80% Usage | 290 Rated kWh, 80% Usage | 200-300% | None | None | Single-Family Detached | Single-Family Detached | Single-Family Detached | 1000-1499 | 0-1499 | 1 | Electricity | 100% Conditioned | Central AC | None | Electricity Electric Furnace | None | 70000-79999 | 100% LED | Occupied | 1980s | Electricity | Yes | 81.7668 | 718.0241 | 41.9092 | 475.6543 | 2370.6519 | 183.7556 | 319.7405 | 178.7734 | 0 | 8184.0096 | 0 | 0 | 2791.5019 | 26.9625 | 16.7051 | 375.131 | 21.9803 | 1746.1174 | 0 | 0 | 0 | 535.4408 | 1160.8545 | 0 | 0 | 0 | 0 | 0 | 0 | 0 | 0 | 0 | 0 | 0 | 0 | 0 | 0 | 0 | 0 | 0 | 0 | 0 | 19228.979 | 19228.979 | 19228.979 | 19228.979 | 0 | 0 | 0 | 3263.8166 | 0 | 0 | 0 | 7520.8817 | 0 | 0 | 0 | 6562.2655 | 0 | 0 | 0 | 7935.7786 | 0 | 0 | 0 | 3263.8166 | 7520.8817 | 6562.2655 | 7935.7786
17590 | 242.131 | 1202 | 2 | None | Gas, 120% Usage | EnergyStar, 120% Usage | Electric, 120% Usage | 290 Rated kWh, 120% Usage | 100-150% | None | 8 | Single-Family Attached | Single-Family Attached | Single-Family Attached | 1000-1499 | 0-1499 | 2 | Natural Gas | 100% Conditioned | Central AC | None | Natural Gas Fuel Furnace | None | 20000-24999 | 100% LED | Occupied | 1990s | Natural Gas | Yes | 0 | 48.3567 | 31.6517 | 544.233 | 3180.4073 | 126.0206 | 0 | 22.8595 | 0 | 0 | 0 | 0 | 0 | 26.6695 | 0 | 371.321 | 16.412 | 3835.7142 | 0 | 0 | 0 | 518.4427 | 434.0383 | 0 | 0 | 0 | 0 | 641.5326 | 0 | 0 | 0 | 1643.5426 | 0 | 6802.1795 | 0 | 0 | 0 | 0 | 0 | 0 | 0 | 0 | 18243.381 | 18243.381 | 9155.8333 | 9155.8333 | 0 | 9087.5477 | 0 | 1561.8437 | 0 | 2071.7532 | 0 | 3394.0203 | 0 | 2071.7532 | 0 | 3009.9877 | 0 | 2071.7532 | 0 | 3551.0948 | 0 | 2071.7532 | 0 | 3633.5969 | 5465.7735 | 5081.7409 | 5622.848
17673 | 242.131 | 617 | 2 | Standard Efficiency | None | EnergyStar, 100% Usage | Gas, 100% Usage | 318 Rated kWh, 100% Usage | 0-100% | None | 60 | Single-Family Attached | Single-Family Attached | Single-Family Attached | 500-749 | 0-1499 | 2 | Natural Gas | 60% Conditioned | Room AC | None | Natural Gas Fuel Furnace | None | 10000-14999 | 100% Incandescent | Occupied | <1940 | Electricity | Yes | 67.9925 | 0 | 21.6873 | 0 | 870.7141 | 88.5075 | 319.7405 | 264.9362 | 0 | 0 | 0 | 0 | 2009.5883 | 130.7097 | 0 | 1017.8358 | 16.412 | 1696.8815 | 0 | 0 | 0 | 26.6695 | 868.0765 | 0 | 0 | 0 | 0 | 0 | 0 | 0 | 0 | 10616.7926 | 0 | 0 | 0 | 0 | 781.0344 | 0 | 0 | 0 | 0 | 0 | 18797.5784 | 18797.5784 | 7399.7514 | 7399.7514 | 0 | 11397.827 | 0 | 1265.2456 | 0 | 2598.4701 | 0 | 2798.6509 | 0 | 2598.4701 | 0 | 2462.6401 | 0 | 2598.4701 | 0 | 2986.3519 | 0 | 2598.4701 | 0 | 3863.7157 | 5397.121 | 5061.1102 | 5584.822
17729 | 242.131 | 1690 | 3 | Standard Efficiency | Electric, 80% Usage | Standard, 80% Usage | Electric, 80% Usage | None | 400%+ | None | None | Single-Family Detached | Single-Family Detached | Single-Family Detached | 1500-1999 | 1500-2499 | 1 | Natural Gas | 20% Conditioned | Room AC | None | Natural Gas Fuel Boiler | None | 80000-99999 | 100% Incandescent | Occupied | <1940 | Natural Gas | Yes | 67.9925 | 610.174 | 22.8595 | 0 | 664.9783 | 0 | 0 | 75.0262 | 0 | 0 | 0 | 0 | 0 | 184.6348 | 99.9372 | 1938.9582 | 21.9803 | 1191.3339 | 0 | 0 | 0 | 324.4297 | 868.0765 | 351.6853 | 0 | 0 | 0 | 0 | 0 | 0 | 0 | 24868.2526 | 0 | 2790.0366 | 0 | 0 | 0 | 0 | 0 | 0 | 0 | 0 | 34080.3555 | 34080.3555 | 6422.0664 | 6422.0664 | 0 | 27658.2892 | 0 | 1091.9951 | 0 | 6305.5145 | 0 | 2403.5034 | 0 | 6305.5145 | 0 | 2115.8097 | 0 | 6305.5145 | 0 | 2576.0885 | 0 | 6305.5145 | 0 | 7397.5096 | 8709.018 | 8421.3243 | 8881.603
17767 | 242.131 | 1690 | 4 | Standard Efficiency | Electric, 100% Usage | EnergyStar, 100% Usage | Electric, 100% Usage | None | 100-150% | None | None | Single-Family Detached | Single-Family Detached | Single-Family Detached | 1500-1999 | 1500-2499 | 2 | Natural Gas | 100% Conditioned | Central AC | None | Natural Gas Fuel Furnace | None | 30000-34999 | 100% Incandescent | Occupied | 1960s | Natural Gas | Yes | 67.9925 | 648.8593 | 37.8062 | 1735.5669 | 5642.4973 | 0 | 319.7405 | 550.9736 | 0 | 0 | 0 | 0 | 0 | 184.6348 | 0 | 1938.9582 | 21.9803 | 3012.1845 | 0 | 0 | 0 | 537.1993 | 480.0504 | 0 | 0 | 0 | 0 | 0 | 0 | 0 | 0 | 38661.6425 | 0 | 5761.4842 | 0 | 0 | 0 | 0 | 0 | 0 | 0 | 0 | 59601.5704 | 59601.5704 | 15178.4438 | 15178.4438 | 0 | 44423.1266 | 0 | 2593.2357 | 0 | 10127.546 | 0 | 5539.7585 | 0 | 10127.546 | 0 | 4922.5413 | 0 | 10127.546 | 0 | 5838.367 | 0 | 10127.546 | 0 | 12720.7817 | 15667.3045 | 15050.0873 | 15965.913
17838 | 242.131 | 853 | 1 | Standard Efficiency | Electric, 100% Usage | EnergyStar, 100% Usage | Electric, 100% Usage | None | 100-150% | 6 | None | 5 to 9 Unit | Multifamily with 5+ units, 1-3 stories | Multi-Family with 5+ Units | 750-999 | 0-1499 | 2 | Electricity | 100% Conditioned | Heat Pump | None | Electricity ASHP | None | 20000-24999 | 100% LED | Occupied | 1970s | Electricity | Yes | 67.9925 | 369.8557 | 21.6873 | 458.3632 | 1497.8862 | 0 | 0 | 276.9522 | 1326.1466 | 4909.5266 | 0 | 0 | 1896.4629 | 23.7388 | 0 | 298.0533 | 16.412 | 1661.713 | 0 | 0 | 0 | 389.4915 | 1356.0398 | 0 | 0 | 0 | 0 | 0 | 0 | 0 | 0 | 0 | 0 | 0 | 0 | 0 | 0 | 0 | 0 | 0 | 0 | 0 | 14570.6144 | 14570.6144 | 14570.6144 | 14570.6144 | 0 | 0 | 0 | 2615.9234 | 0 | 0 | 0 | 5943.0643 | 0 | 0 | 0 | 5189.8724 | 0 | 0 | 0 | 6240.9697 | 0 | 0 | 0 | 2615.9234 | 5943.0643 | 5189.8724 | 6240.9697
17919 | 242.131 | 1220 | 3 | None | Electric, 100% Usage | EnergyStar, 100% Usage | Electric, 100% Usage | None | 0-100% | None | None | Single-Family Detached | Single-Family Detached | Single-Family Detached | 1000-1499 | 0-1499 | 1 | Electricity | 100% Conditioned | Central AC | None | Electricity Electric Furnace | None | <10000 | 100% CFL | Occupied | 1960s | Electricity | Yes | 0 | 400.042 | 23.4457 | 337.3248 | 2830.1873 | 0 | 0 | 318.5683 | 0 | 13523.7645 | 0 | 0 | 2019.8458 | 40.1507 | 0 | 491.1871 | 21.9803 | 2233.2016 | 0 | 0 | 0 | 405.6104 | 727.1093 | 0 | 0 | 0 | 0 | 0 | 0 | 0 | 0 | 0 | 0 | 0 | 0 | 0 | 0 | 0 | 0 | 0 | 0 | 0 | 23372.1248 | 23372.1248 | 23372.1248 | 23372.1248 | 0 | 0 | 0 | 4296.7317 | 0 | 0 | 0 | 9544.4471 | 0 | 0 | 0 | 8603.7981 | 0 | 0 | 0 | 10445.6567 | 0 | 0 | 0 | 4296.7317 | 9544.4471 | 8603.7981 | 10445.6567
18070 | 242.131 | 2663 | 3 | Standard Efficiency | Electric, 120% Usage | EnergyStar, 120% Usage | Electric, 120% Usage | 290 Rated kWh, 120% Usage | 400%+ | None | None | Single-Family Detached | Single-Family Detached | Single-Family Detached | 2500-2999 | 2500-3999 | 2 | Propane | 100% Conditioned | Central AC | None | Propane Fuel Furnace | None | 200000+ | 100% Incandescent | Occupied | 2000s | Electricity | Yes | 67.9925 | 480.0504 | 28.1348 | 403.5589 | 2011.0537 | 109.3155 | 0 | 245.0074 | 0 | 0 | 0 | 0 | 4008.04 | 233.2846 | 99.9372 | 2774.2107 | 21.9803 | 5384.3017 | 0 | 0 | 0 | 486.498 | 434.0383 | 0 | 0 | 0 | 0 | 0 | 0 | 0 | 0 | 0 | 0 | 0 | 0 | 0 | 0 | 0 | 0 | 27019.1012 | 0 | 0 | 43806.5051 | 43806.5051 | 16787.1109 | 16787.1109 | 0 | 0 | 27019.1012 | 2787.116 | 0 | 0 | 7435.2848 | 6143.8801 | 0 | 0 | 7435.2848 | 5415.4688 | 0 | 0 | 7435.2848 | 6591.2623 | 0 | 0 | 7435.2848 | 10222.4008 | 13579.1648 | 12850.7536 | 14026.5471
18110 | 242.131 | 2152 | 4 | Standard Efficiency | Electric, 100% Usage | EnergyStar, 100% Usage | Electric, 100% Usage | 290 Rated kWh, 100% Usage | 100-150% | None | 60 | Single-Family Attached | Single-Family Attached | Single-Family Attached | 2000-2499 | 1500-2499 | 2 | Natural Gas | None | None | None | Natural Gas Fuel Furnace | None | 25000-29999 | 100% CFL | Occupied | 1950s | Natural Gas | Yes | 67.9925 | 530.4586 | 31.0655 | 0 | 0 | 127.4859 | 0 | 824.4089 | 0 | 0 | 0 | 0 | 0 | 51.8736 | 0 | 747.0382 | 21.9803 | 2194.8092 | 0 | 0 | 0 | 474.4821 | 434.0383 | 0 | 0 | 0 | 0 | 0 | 0 | 0 | 0 | 33056.9513 | 0 | 4805.4863 | 0 | 0 | 0 | 0 | 0 | 0 | 0 | 0 | 43367.7777 | 43367.7777 | 5505.6331 | 5505.6331 | 0 | 37862.4377 | 0 | 928.6601 | 0 | 8631.8451 | 0 | 2099.0468 | 0 | 8631.8451 | 0 | 1839.6214 | 0 | 8631.8451 | 0 | 2245.6369 | 0 | 8631.8451 | 0 | 9560.5052 | 10730.8919 | 10471.4665 | 10877.4821
18115 | 242.131 | 1690 | 2 | Standard Efficiency | Electric, 100% Usage | EnergyStar, 100% Usage | Gas, 100% Usage | None | 400%+ | None | None | Single-Family Detached | Single-Family Detached | Single-Family Detached | 1500-1999 | 1500-2499 | 2 | Natural Gas | 100% Conditioned | Central AC | None | Natural Gas Fuel Wall/Floor Furnace | None | 100000-119999 | 100% CFL | Occupied | 1960s | Natural Gas | Yes | 67.9925 | 275.7799 | 16.1189 | 793.9295 | 2672.5151 | 0 | 0 | 0 | 0 | 0 | 0 | 0 | 0 | 46.0122 | 24.911 | 620.1384 | 16.412 | 2067.9095 | 0 | 0 | 0 | 23.1526 | 480.0504 | 0 | 0 | 0 | 0 | 0 | 0 | 0 | 0 | 43674.037 | 0 | 2503.9992 | 0 | 0 | 679.6318 | 0 | 0 | 0 | 0 | 0 | 53963.1761 | 53963.1761 | 7105.215 | 7105.215 | 0 | 46857.668 | 0 | 1242.4222 | 0 | 10682.6083 | 0 | 2621.333 | 0 | 10682.6083 | 0 | 2334.7901 | 0 | 10682.6083 | 0 | 2747.9633 | 0 | 10682.6083 | 0 | 11925.0305 | 13303.9413 | 13017.3984 | 13430.5716
18176 | 242.131 | 1138 | 2 | None | Electric, 100% Usage | Standard, 100% Usage | Gas, 100% Usage | None | 100-150% | 12 | None | 10 to 19 Unit | Multifamily with 5+ units, 1-3 stories | Multi-Family with 5+ Units | 1000-1499 | 0-1499 | 3 | Natural Gas | 100% Conditioned | Central AC | None | Natural Gas Fuel Furnace | None | 30000-34999 | 100% CFL | Occupied | 1990s | Natural Gas | Yes | 0 | 1011.0952 | 37.8062 | 407.6619 | 1952.7325 | 0 | 0 | 20.515 | 0 | 0 | 0 | 0 | 0 | 39.2715 | 0 | 468.6206 | 16.412 | 2166.6744 | 0 | 0 | 0 | 32.5309 | 434.0383 | 0 | 0 | 0 | 0 | 0 | 0 | 0 | 0 | 4158.3854 | 0 | 4834.2073 | 0 | 0 | 953.6533 | 0 | 0 | 0 | 0 | 0 | 16533.6044 | 16533.6044 | 6587.3584 | 6587.3584 | 0 | 9946.246 | 0 | 1104.8009 | 0 | 2267.5169 | 0 | 2398.7738 | 0 | 2267.5169 | 0 | 2124.4225 | 0 | 2267.5169 | 0 | 2545.2837 | 0 | 2267.5169 | 0 | 3372.3178 | 4666.2907 | 4391.9394 | 4812.8006
18274 | 242.131 | 333 | 1 | Standard Efficiency | None | None | Electric, 120% Usage | None | 0-100% | 323 | None | 50 or more Unit | Multifamily with 5+ units, 8+ stories | Multi-Family with 5+ Units | 0-499 | 0-1499 | 15 | Natural Gas | 60% Conditioned | Room AC | Heating Only | Natural Gas Shared Heating | Boiler Baseboards Heating Only, Natural Gas | <10000 | 100% Incandescent | Occupied | <1940 | Electricity | No | 67.9925 | 0 | 0 | 0 | 644.4633 | 0 | 0 | 96.7135 | 0 | 0 | 0 | 0 | 2201.2568 | 116.6423 | 0 | 774.0007 | 16.412 | 2513.9636 | 0 | 0 | 0 | 416.454 | 480.0504 | 0 | 0 | 0 | 0 | 0 | 1031.3171 | 0 | 0 | 2737.5769 | 0 | 0 | 0 | 0 | 0 | 0 | 0 | 0 | 0 | 0 | 11097.1361 | 11097.1361 | 7327.949 | 7327.949 | 0 | 3768.894 | 0 | 1237.3279 | 0 | 859.2613 | 0 | 2769.1619 | 0 | 859.2613 | 0 | 2435.5819 | 0 | 859.2613 | 0 | 2954.3478 | 0 | 859.2613 | 0 | 2096.5892 | 3628.4233 | 3294.8433 | 3813.6091
18439 | 242.131 | 885 | 1 | None | Electric, 120% Usage | EnergyStar, 120% Usage | Gas, 120% Usage | 290 Rated kWh, 120% Usage | 300-400% | None | None | Single-Family Detached | Single-Family Detached | Single-Family Detached | 750-999 | 0-1499 | 1 | Natural Gas | 60% Conditioned | Room AC | None | Natural Gas Fuel Boiler | None | 50000-59999 | 100% CFL | Occupied | 1950s | Natural Gas | Yes | 0 | 480.0504 | 28.1348 | 0 | 1735.8599 | 109.3155 | 0 | 126.3136 | 0 | 0 | 0 | 0 | 0 | 36.0477 | 0 | 399.1628 | 16.412 | 4253.3404 | 0 | 0 | 0 | 33.4101 | 434.0383 | 309.7761 | 0 | 0 | 0 | 0 | 0 | 0 | 0 | 22175.8087 | 0 | 6146.8726 | 0 | 0 | 976.2197 | 0 | 0 | 0 | 0 | 0 | 37261.0558 | 37261.0558 | 7962.1548 | 7962.1548 | 0 | 29298.901 | 0 | 1338.3438 | 0 | 6679.55 | 0 | 2931.5534 | 0 | 6679.55 | 0 | 2588.2516 | 0 | 6679.55 | 0 | 3116.0399 | 0 | 6679.55 | 0 | 8017.8938 | 9611.1034 | 9267.8016 | 9795.5899
18446 | 242.131 | 1220 | 3 | Standard Efficiency | Electric, 100% Usage | EnergyStar, 100% Usage | Electric, 100% Usage | 318 Rated kWh, 100% Usage | 300-400% | None | None | Single-Family Detached | Single-Family Detached | Single-Family Detached | 1000-1499 | 0-1499 | 1 | Natural Gas | 100% Conditioned | Central AC | None | Natural Gas Fuel Furnace | None | 80000-99999 | 100% CFL | Occupied | 2000s | Natural Gas | Yes | 67.9925 | 648.8593 | 37.8062 | 277.8314 | 1339.9209 | 171.7396 | 319.7405 | 2.3446 | 0 | 0 | 0 | 0 | 0 | 40.1507 | 0 | 491.1871 | 21.9803 | 2862.7182 | 0 | 0 | 0 | 537.1993 | 434.0383 | 0 | 0 | 0 | 0 | 0 | 0 | 0 | 0 | 533.3893 | 0 | 6076.2425 | 0 | 0 | 0 | 0 | 0 | 0 | 0 | 0 | 13863.4339 | 13863.4339 | 7253.8021 | 7253.8021 | 0 | 6609.6318 | 0 | 1276.9306 | 0 | 1506.8878 | 0 | 2818.9201 | 0 | 1506.8878 | 0 | 2585.7051 | 0 | 1506.8878 | 0 | 3072.0351 | 0 | 1506.8878 | 0 | 2783.8184 | 4325.8079 | 4092.593 | 4578.9229
18466 | 242.131 | 1220 | 2 | Standard Efficiency | Electric, 100% Usage | EnergyStar, 100% Usage | Electric, 100% Usage | None | 300-400% | None | None | Single-Family Detached | Single-Family Detached | Single-Family Detached | 1000-1499 | 0-1499 | 1 | Other Fuel | 100% Conditioned | Central AC | None | None | None | 60000-69999 | 100% CFL | Occupied | 1970s | Electricity | Yes | 67.9925 | 402.3866 | 23.4457 | 1424.6185 | 7230.6494 | 0 | 319.7405 | 0 | 0 | 0 | 0 | 0 | 2166.9675 | 40.1507 | 0 | 491.1871 | 16.412 | 2233.2016 | 0 | 0 | 0 | 405.6104 | 1206.8667 | 0 | 0 | 0 | 0 | 0 | 0 | 0 | 0 | 0 | 0 | 0 | 0 | 0 | 0 | 0 | 0 | 0 | 0 | 0 | 16029.2291 | 16029.2291 | 16029.2291 | 16029.2291 | 0 | 0 | 0 | 2644.5084 | 0 | 0 | 0 | 5621.1362 | 0 | 0 | 0 | 5012.31 | 0 | 0 | 0 | 5926.6937 | 0 | 0 | 0 | 2644.5084 | 5621.1362 | 5012.31 | 5926.6937
18566 | 242.131 | 1690 | 4 | Standard Efficiency, No usage | Electric, 120% Usage | EnergyStar, 120% Usage | Electric, 120% Usage | 318 Rated kWh, 120% Usage | 100-150% | None | None | Single-Family Detached | Single-Family Detached | Single-Family Detached | 1500-1999 | 1500-2499 | 1 | Electricity | 100% Conditioned | Central AC | None | Electricity Baseboard | None | 35000-39999 | 100% CFL | Vacant | 1970s | Electricity | Yes | 0 | 0 | 0 | 676.115 | 2292.4019 | 0 | 319.7405 | 0 | 0 | 1819.0921 | 0 | 0 | 330.8772 | 0 | 0 | 0 | 21.9803 | 0 | 0 | 0 | 0 | 0 | 434.0383 | 0 | 0 | 0 | 0 | 0 | 0 | 0 | 0 | 0 | 0 | 0 | 0 | 0 | 0 | 0 | 0 | 0 | 0 | 0 | 5893.9523 | 5893.9523 | 5893.9523 | 5893.9523 | 0 | 0 | 0 | 1065.2404 | 0 | 0 | 0 | 2364.8256 | 0 | 0 | 0 | 2081.173 | 0 | 0 | 0 | 2405.4126 | 0 | 0 | 0 | 1065.2404 | 2364.8256 | 2081.173 | 2405.4126
18828 | 242.131 | 866 | 3 | Standard Efficiency | Electric, 100% Usage | EnergyStar, 100% Usage | Electric, 100% Usage | 290 Rated kWh, 100% Usage | 200-300% | None | 90 | Single-Family Attached | Single-Family Attached | Single-Family Attached | 750-999 | 0-1499 | 1 | Natural Gas | 100% Conditioned | Central AC | None | Natural Gas Fuel Furnace | None | 80000-99999 | 100% CFL | Occupied | 1990s | Natural Gas | Yes | 67.9925 | 610.7601 | 35.7547 | 385.6815 | 1756.9611 | 149.7593 | 0 | 122.5037 | 0 | 0 | 0 | 0 | 0 | 35.7547 | 0 | 393.8875 | 21.9803 | 2128.2821 | 0 | 0 | 0 | 516.9774 | 1836.0903 | 0 | 0 | 0 | 0 | 0 | 0 | 0 | 0 | 5452.0011 | 0 | 5693.4917 | 0 | 0 | 0 | 0 | 0 | 0 | 0 | 0 | 19207.8779 | 19207.8779 | 8062.3851 | 8062.3851 | 0 | 11145.4928 | 0 | 1386.1529 | 0 | 2540.9691 | 0 | 3031.2621 | 0 | 2540.9691 | 0 | 2680.5585 | 0 | 2540.9691 | 0 | 3192.2688 | 0 | 2540.9691 | 0 | 3927.122 | 5572.2312 | 5221.5277 | 5733.2379
18841 | 242.131 | 1220 | 1 | Standard Efficiency, No usage | Electric, 100% Usage | EnergyStar, 100% Usage | Electric, 100% Usage | 318 Rated kWh, 100% Usage | 200-300% | None | None | Single-Family Detached | Single-Family Detached | Single-Family Detached | 1000-1499 | 0-1499 | 1 | Propane | 40% Conditioned | Room AC | None | Propane Fuel Boiler | None | 30000-34999 | 100% CFL | Vacant | <1940 | Electricity | Yes | 0 | 0 | 0 | 0 | 1720.3272 | 0 | 0 | 14.0674 | 0 | 0 | 0 | 0 | 308.8969 | 0 | 0 | 0 | 16.412 | 0 | 0 | 0 | 0 | 0 | 434.0383 | 0 | 0 | 0 | 0 | 0 | 0 | 0 | 0 | 0 | 0 | 0 | 0 | 0 | 0 | 0 | 0 | 3923.6355 | 0 | 0 | 6417.3772 | 6417.3772 | 2493.7417 | 2493.7417 | 0 | 0 | 3923.6355 | 422.6492 | 0 | 0 | 1079.71 | 888.6795 | 0 | 0 | 1079.71 | 795.3266 | 0 | 0 | 1079.71 | 917.6228 | 0 | 0 | 1079.71 | 1502.3592 | 1968.3895 | 1875.0366 | 1997.3328
18846 | 242.131 | 1690 | 3 | Standard Efficiency | Electric, 100% Usage | EnergyStar, 100% Usage | Electric, 100% Usage | 290 Rated kWh, 100% Usage | 400%+ | None | None | Single-Family Detached | Single-Family Detached | Single-Family Detached | 1500-1999 | 1500-2499 | 1 | Electricity | 100% Conditioned | Heat Pump | None | Electricity ASHP | None | 120000-139999 | 100% CFL | Occupied | 1980s | Electricity | Yes | 67.9925 | 400.042 | 23.4457 | 409.4203 | 1679.5903 | 91.1451 | 319.7405 | 351.3922 | 1786.5612 | 3857.9876 | 0 | 0 | 2187.4825 | 46.0122 | 24.911 | 620.1384 | 21.9803 | 2382.6678 | 0 | 0 | 0 | 405.6104 | 880.0924 | 0 | 0 | 0 | 0 | 0 | 0 | 0 | 0 | 0 | 0 | 0 | 0 | 0 | 0 | 0 | 0 | 0 | 0 | 0 | 15556.2124 | 15556.2124 | 15556.2124 | 15556.2124 | 0 | 0 | 0 | 2720.0583 | 0 | 0 | 0 | 6194.4044 | 0 | 0 | 0 | 5411.5674 | 0 | 0 | 0 | 6530.2455 | 0 | 0 | 0 | 2720.0583 | 6194.4044 | 5411.5674 | 6530.2455
18960 | 242.131 | 1690 | 2 | None | Electric, 100% Usage | Standard, 100% Usage | Gas, 100% Usage | None | 400%+ | None | None | Single-Family Detached | Single-Family Detached | Single-Family Detached | 1500-1999 | 1500-2499 | 1 | Natural Gas | 100% Conditioned | Central AC | None | Natural Gas Fuel Furnace | None | 160000-179999 | 100% Incandescent | Occupied | 1970s | Natural Gas | Yes | 0 | 762.864 | 28.4279 | 793.6365 | 2774.5038 | 0 | 0 | 428.763 | 0 | 0 | 0 | 0 | 0 | 184.6348 | 99.9372 | 1938.9582 | 16.412 | 2382.6678 | 0 | 0 | 0 | 27.8418 | 400.042 | 0 | 0 | 0 | 0 | 0 | 1570.2748 | 0 | 0 | 42336.7537 | 0 | 3800.2526 | 0 | 0 | 816.7891 | 0 | 0 | 0 | 0 | 0 | 58362.759 | 58362.759 | 9838.6889 | 9838.6889 | 0 | 48524.0701 | 0 | 1778.5207 | 0 | 11062.506 | 0 | 3813.7334 | 0 | 11062.506 | 0 | 3377.8339 | 0 | 11062.506 | 0 | 3992.8267 | 0 | 11062.506 | 0 | 12841.0267 | 14876.2394 | 14440.3399 | 15055.3327
18971 | 242.131 | 333 | 1 | Standard Efficiency | None | None | Electric, 100% Usage | None | 100-150% | 12 | None | 10 to 19 Unit | Multifamily with 5+ units, 1-3 stories | Multi-Family with 5+ Units | 0-499 | 0-1499 | 2 | Natural Gas | 100% Conditioned | Central AC | None | Natural Gas Fuel Furnace | None | 15000-19999 | 100% CFL | Occupied | 1970s | Natural Gas | Yes | 67.9925 | 0 | 0 | 329.1188 | 1213.3142 | 0 | 0 | 22.2734 | 0 | 0 | 0 | 0 | 0 | 29.3071 | 0 | 247.6451 | 16.412 | 1256.9818 | 0 | 0 | 0 | 346.9961 | 434.0383 | 0 | 0 | 0 | 0 | 0 | 0 | 0 | 0 | 4156.9201 | 0 | 2612.7286 | 0 | 0 | 0 | 0 | 0 | 0 | 0 | 0 | 10734.021 | 10734.021 | 3964.0793 | 3964.0793 | 0 | 6769.9417 | 0 | 660.8895 | 0 | 1543.3957 | 0 | 1450.5086 | 0 | 1543.3957 | 0 | 1284.4484 | 0 | 1543.3957 | 0 | 1526.7075 | 0 | 1543.3957 | 0 | 2204.2852 | 2993.9042 | 2827.8441 | 3070.1032
18997 | 242.131 | 1675 | 3 | Standard Efficiency | Electric, 100% Usage | EnergyStar, 100% Usage | Electric, 100% Usage | 318 Rated kWh, 100% Usage | 400%+ | None | 50 | Single-Family Attached | Single-Family Attached | Single-Family Attached | 1500-1999 | 1500-2499 | 2 | Electricity | 40% Conditioned | Room AC | None | Electricity Baseboard | None | 70000-79999 | 100% Incandescent | Occupied | 1970s | Electricity | Yes | 67.9925 | 289.8473 | 16.9981 | 0 | 1808.8346 | 64.7687 | 0 | 0 | 0 | 16925.7335 | 0 | 0 | 1386.5192 | 183.7556 | 0 | 1926.0631 | 21.9803 | 1728.2401 | 0 | 0 | 0 | 346.9961 | 434.0383 | 0 | 0 | 0 | 0 | 0 | 0 | 0 | 0 | 0 | 0 | 0 | 0 | 0 | 0 | 0 | 0 | 0 | 0 | 0 | 25201.4744 | 25201.4744 | 25201.4744 | 25201.4744 | 0 | 0 | 0 | 4397.8157 | 0 | 0 | 0 | 10228.244 | 0 | 0 | 0 | 8877.4091 | 0 | 0 | 0 | 10817.147 | 0 | 0 | 0 | 4397.8157 | 10228.244 | 8877.4091 | 10817.147
19088 | 242.131 | 1690 | 2 | Standard Efficiency | Electric, 80% Usage | EnergyStar, 80% Usage | Electric, 80% Usage | None | 400%+ | None | None | Single-Family Detached | Single-Family Detached | Single-Family Detached | 1500-1999 | 1500-2499 | 2 | Natural Gas | 100% Conditioned | Central AC | None | Natural Gas Fuel Furnace | None | 200000+ | 100% CFL | Occupied | 1970s | Natural Gas | Yes | 67.9925 | 320.0336 | 18.7565 | 806.8247 | 3577.2255 | 0 | 0 | 1197.7815 | 0 | 0 | 0 | 0 | 0 | 46.0122 | 0 | 620.1384 | 16.412 | 1191.3339 | 0 | 1992.0041 | 0 | 324.4297 | 1790.0781 | 0 | 0 | 0 | 0 | 0 | 0 | 0 | 0 | 50576.1538 | 0 | 2579.9046 | 0 | 0 | 0 | 0 | 0 | 0 | 0 | 0 | 65125.374 | 65125.374 | 11969.6086 | 11969.6086 | 0 | 53155.7653 | 0 | 1961.8473 | 0 | 12118.4427 | 0 | 4322.4141 | 0 | 12118.4427 | 0 | 3829.161 | 0 | 12118.4427 | 0 | 4532.2364 | 0 | 12118.4427 | 0 | 14080.2901 | 16440.8569 | 15947.6038 | 16650.6792
19150 | 242.131 | 1220 | 2 | Standard Efficiency | Electric, 100% Usage | EnergyStar, 100% Usage | Electric, 100% Usage | 290 Rated kWh, 100% Usage | 400%+ | None | None | Single-Family Detached | Single-Family Detached | Single-Family Detached | 1000-1499 | 0-1499 | 1 | Natural Gas | 40% Conditioned | Room AC | None | Natural Gas Fuel Boiler | None | 180000-199999 | 100% LED | Occupied | 1960s | Natural Gas | Yes | 67.9925 | 275.7799 | 16.1189 | 0 | 1293.3226 | 56.5627 | 0 | 109.0224 | 0 | 0 | 0 | 0 | 0 | 26.9625 | 16.7051 | 375.131 | 16.412 | 1918.4432 | 0 | 0 | 0 | 339.6694 | 868.0765 | 270.7977 | 0 | 0 | 0 | 0 | 0 | 0 | 0 | 20835.8877 | 0 | 2619.4692 | 0 | 0 | 0 | 0 | 0 | 0 | 0 | 0 | 29106.0602 | 29106.0602 | 5650.7033 | 5650.7033 | 0 | 23455.3569 | 0 | 961.1822 | 0 | 5347.3066 | 0 | 2097.7586 | 0 | 5347.3066 | 0 | 1854.7174 | 0 | 5347.3066 | 0 | 2219.3336 | 0 | 5347.3066 | 0 | 6308.4887 | 7445.0651 | 7202.024 | 7566.6401
19199 | 242.131 | 1623 | 3 | Standard Efficiency | None | None | Electric, 120% Usage | 290 Rated kWh, 120% Usage | 400%+ | 12 | None | 10 to 19 Unit | Multifamily with 5+ units, 1-3 stories | Multi-Family with 5+ Units | 1500-1999 | 1500-2499 | 3 | Electricity | 100% Conditioned | Heat Pump | None | Electricity ASHP | None | 80000-99999 | 100% Incandescent | Occupied | 1990s | Electricity | Yes | 67.9925 | 0 | 0 | 549.8013 | 2306.1762 | 99.3511 | 0 | 308.8969 | 661.4614 | 3101.5711 | 0 | 0 | 3415.4502 | 181.1179 | 0 | 1881.2232 | 21.9803 | 3943.5643 | 0 | 0 | 0 | 467.4484 | 480.0504 | 0 | 0 | 0 | 0 | 0 | 0 | 0 | 0 | 0 | 0 | 0 | 0 | 0 | 0 | 0 | 0 | 0 | 0 | 0 | 17486.0854 | 17486.0854 | 17486.0854 | 17486.0854 | 0 | 0 | 0 | 3013.5339 | 0 | 0 | 0 | 6799.757 | 0 | 0 | 0 | 5959.4748 | 0 | 0 | 0 | 7195.9159 | 0 | 0 | 0 | 3013.5339 | 6799.757 | 5959.4748 | 7195.9159
19413 | 242.131 | 853 | 2 | Standard Efficiency, No usage | Electric, 120% Usage | Standard, 120% Usage | Electric, 120% Usage | 318 Rated kWh, 120% Usage | 150-200% | 8 | None | 5 to 9 Unit | Multifamily with 5+ units, 4-7 stories | Multi-Family with 5+ Units | 750-999 | 0-1499 | 4 | Electricity | 20% Conditioned | Room AC | None | Electricity Baseboard | None | 50000-59999 | 100% LED | Vacant | <1940 | Electricity | No | 0 | 0 | 0 | 0 | 349.3407 | 0 | 0 | 0 | 0 | 3835.128 | 0 | 0 | 347.2892 | 0 | 0 | 0 | 16.412 | 0 | 0 | 0 | 0 | 0 | 480.0504 | 0 | 0 | 0 | 0 | 0 | 0 | 0 | 0 | 0 | 0 | 0 | 0 | 0 | 0 | 0 | 0 | 0 | 0 | 0 | 5028.2203 | 5028.2203 | 5028.2203 | 5028.2203 | 0 | 0 | 0 | 954.1415 | 0 | 0 | 0 | 2238.1141 | 0 | 0 | 0 | 1938.9686 | 0 | 0 | 0 | 2310.1101 | 0 | 0 | 0 | 954.1415 | 2238.1141 | 1938.9686 | 2310.1101
19443 | 242.131 | 1138 | 3 | None | None | None | Electric, 80% Usage | None | 400%+ | 8 | None | 5 to 9 Unit | Multifamily with 5+ units, 1-3 stories | Multi-Family with 5+ Units | 1000-1499 | 0-1499 | 2 | Natural Gas | 40% Conditioned | Room AC | None | Natural Gas Fuel Boiler | None | 80000-99999 | 100% Incandescent | Occupied | 1960s | Natural Gas | Yes | 0 | 0 | 0 | 0 | 1568.5164 | 0 | 0 | 32.2378 | 0 | 0 | 0 | 0 | 0 | 156.793 | 0 | 1465.0623 | 21.9803 | 888.2984 | 0 | 0 | 0 | 311.5345 | 434.0383 | 0 | 0 | 0 | 0 | 0 | 0 | 0 | 0 | 2815.5338 | 0 | 2384.4262 | 0 | 0 | 0 | 0 | 0 | 0 | 0 | 0 | 10078.128 | 10078.128 | 4878.461 | 4878.461 | 0 | 5199.96 | 0 | 857.6969 | 0 | 1185.4569 | 0 | 1856.803 | 0 | 1185.4569 | 0 | 1640.6631 | 0 | 1185.4569 | 0 | 1964.5721 | 0 | 1185.4569 | 0 | 2043.1538 | 3042.2599 | 2826.12 | 3150.0289
19584 | 242.131 | 2152 | 2 | Standard Efficiency | Electric, 100% Usage | Standard, 100% Usage | Electric, 100% Usage | None | 200-300% | None | 20 | Single-Family Attached | Single-Family Attached | Single-Family Attached | 2000-2499 | 1500-2499 | 1 | Electricity | 100% Conditioned | Heat Pump | None | Electricity ASHP | None | 30000-34999 | 100% CFL | Occupied | 2000s | Electricity | Yes | 67.9925 | 552.439 | 20.808 | 430.5214 | 1293.9088 | 0 | 0 | 51.8736 | 212.4765 | 1012.2675 | 0 | 0 | 1299.7702 | 51.8736 | 0 | 747.0382 | 16.412 | 1801.5079 | 0 | 0 | 0 | 346.9961 | 434.0383 | 0 | 0 | 0 | 0 | 0 | 0 | 715.9726 | 0 | 0 | 0 | 0 | 0 | 0 | 0 | 0 | 0 | 0 | 0 | 0 | 9056.1891 | 9056.1891 | 8340.2165 | 8340.2165 | 0 | 715.9726 | 0 | 1393.6734 | 0 | 163.2356 | 0 | 3141.7744 | 0 | 163.2356 | 0 | 2761.6432 | 0 | 163.2356 | 0 | 3316.2864 | 0 | 163.2356 | 0 | 1556.9091 | 3305.0101 | 2924.8788 | 3479.522
19609 | 242.131 | 617 | 1 | Standard Efficiency | None | None | Electric, 80% Usage | 290 Rated kWh, 80% Usage | 100-150% | 6 | None | 5 to 9 Unit | Multifamily with 5+ units, 1-3 stories | Multi-Family with 5+ Units | 500-749 | 0-1499 | 3 | Natural Gas | 100% Conditioned | Central AC | None | Natural Gas Fuel Furnace | None | 15000-19999 | 100% Incandescent | Occupied | 1970s | Natural Gas | No | 67.9925 | 0 | 0 | 738.8322 | 2427.5077 | 48.3567 | 319.7405 | 143.0187 | 0 | 0 | 0 | 0 | 0 | 130.7097 | 0 | 1017.8358 | 16.412 | 685.7863 | 0 | 0 | 0 | 277.5383 | 434.0383 | 0 | 0 | 0 | 0 | 0 | 0 | 0 | 0 | 10686.5435 | 0 | 2181.9141 | 0 | 0 | 0 | 0 | 0 | 0 | 0 | 0 | 19176.2263 | 19176.2263 | 6307.7686 | 6307.7686 | 0 | 12868.4576 | 0 | 1074.4492 | 0 | 2933.7375 | 0 | 2336.34 | 0 | 2933.7375 | 0 | 2074.7737 | 0 | 2933.7375 | 0 | 2431.1381 | 0 | 2933.7375 | 0 | 4008.1867 | 5270.0775 | 5008.5112 | 5364.8755
19620 | 242.131 | 1220 | 2 | Standard Efficiency | Electric, 100% Usage | EnergyStar, 100% Usage | Electric, 100% Usage | None | 400%+ | None | None | Single-Family Detached | Single-Family Detached | Single-Family Detached | 1000-1499 | 0-1499 | 1 | Fuel Oil | 100% Conditioned | Central AC | None | Fuel Oil Fuel Boiler | None | 200000+ | 100% LED | Occupied | 1950s | Electricity | Yes | 67.9925 | 400.042 | 23.4457 | 1157.6307 | 4675.3628 | 0 | 0 | 228.8885 | 0 | 0 | 0 | 0 | 1987.9011 | 26.9625 | 0 | 375.131 | 16.412 | 2233.2016 | 0 | 1853.3814 | 0 | 405.6104 | 434.0383 | 0 | 0 | 20401.5564 | 0 | 0 | 0 | 0 | 0 | 0 | 0 | 0 | 0 | 0 | 0 | 0 | 0 | 0 | 0 | 0 | 34287.5568 | 34287.5568 | 13886.0004 | 13886.0004 | 20401.5564 | 0 | 0 | 2248.1548 | 6185.7512 | 0 | 0 | 4916.1085 | 6185.7512 | 0 | 0 | 4365.4365 | 6185.7512 | 0 | 0 | 5178.3116 | 6185.7512 | 0 | 0 | 8433.906 | 11101.8597 | 10551.1877 | 11364.0628
19674 | 242.131 | 1138 | 2 | Standard Efficiency | None | None | Electric, 80% Usage | 318 Rated kWh, 80% Usage | 400%+ | 7 | None | 5 to 9 Unit | Multifamily with 5+ units, 1-3 stories | Multi-Family with 5+ Units | 1000-1499 | 0-1499 | 3 | Natural Gas | 100% Conditioned | Central AC | None | Natural Gas Fuel Furnace | None | 100000-119999 | 100% Incandescent | Occupied | 2000s | Natural Gas | Yes | 67.9925 | 0 | 0 | 442.5373 | 1905.8412 | 70.9232 | 0 | 134.8127 | 0 | 0 | 0 | 0 | 0 | 156.793 | 0 | 1465.0623 | 16.412 | 888.2984 | 0 | 0 | 0 | 311.5345 | 480.0504 | 0 | 0 | 0 | 0 | 0 | 0 | 0 | 0 | 7284.8676 | 0 | 2578.7323 | 0 | 0 | 0 | 0 | 0 | 0 | 0 | 0 | 15803.8574 | 15803.8574 | 5940.2575 | 5940.2575 | 0 | 9863.893 | 0 | 1073.9824 | 0 | 2248.7377 | 0 | 2320.5777 | 0 | 2248.7377 | 0 | 2050.3087 | 0 | 2248.7377 | 0 | 2436.9472 | 0 | 2248.7377 | 0 | 3322.7201 | 4569.3154 | 4299.0464 | 4685.6849
19676 | 242.131 | 3301 | 5 | Standard Efficiency | Propane, 120% Usage | EnergyStar, 120% Usage | Electric, 120% Usage | None | 400%+ | None | None | Single-Family Detached | Single-Family Detached | Single-Family Detached | 3000-3999 | 2500-3999 | 1 | Propane | 100% Conditioned | Central AC | None | Propane Fuel Wall/Floor Furnace | None | 120000-139999 | 100% Incandescent | Occupied | 2010s | Propane | Yes | 67.9925 | 69.4578 | 45.426 | 1614.5285 | 4923.887 | 0 | 319.7405 | 0 | 0 | 0 | 1399.1213 | 1382.1232 | 0 | 264.9362 | 99.9372 | 3321.6675 | 27.2556 | 7048.9454 | 0 | 0 | 0 | 644.7564 | 434.0383 | 0 | 0 | 0 | 0 | 0 | 0 | 0 | 0 | 0 | 0 | 0 | 0 | 0 | 0 | 924.6392 | 0 | 7381.581 | 10910.4498 | 0 | 40881.3628 | 40881.3628 | 21664.6927 | 21664.6927 | 0 | 0 | 19216.6701 | 3741.7379 | 0 | 0 | 5288.1395 | 8102.9269 | 0 | 0 | 5288.1395 | 7172.1985 | 0 | 0 | 5288.1395 | 8550.7632 | 0 | 0 | 5288.1395 | 9029.8774 | 13391.0664 | 12460.338 | 13838.9027
19696 | 242.131 | 1220 | 3 | None | Electric, 80% Usage | EnergyStar, 80% Usage | Electric, 80% Usage | None | 200-300% | None | None | Single-Family Detached | Single-Family Detached | Single-Family Detached | 1000-1499 | 0-1499 | 1 | Electricity | 100% Conditioned | Central AC | None | Electricity Electric Furnace | None | 60000-69999 | 100% LED | Occupied | 1940s | Electricity | Yes | 0 | 518.7358 | 30.1863 | 512.5813 | 3460.5832 | 0 | 0 | 346.41 | 0 | 14863.9785 | 0 | 0 | 1795.3534 | 26.9625 | 16.7051 | 375.131 | 21.9803 | 1431.3591 | 0 | 0 | 0 | 429.9353 | 868.0765 | 0 | 0 | 0 | 0 | 0 | 0 | 0 | 0 | 0 | 0 | 0 | 0 | 0 | 0 | 0 | 0 | 0 | 0 | 0 | 24697.9783 | 24697.9783 | 24697.9783 | 24697.9783 | 0 | 0 | 0 | 4367.3375 | 0 | 0 | 0 | 10069.6776 | 0 | 0 | 0 | 8770.8449 | 0 | 0 | 0 | 10577.2624 | 0 | 0 | 0 | 4367.3375 | 10069.6776 | 8770.8449 | 10577.2624
19762 | 242.131 | 1675 | 3 | None | Electric, 80% Usage | EnergyStar, 80% Usage | Electric, 80% Usage | 318 Rated kWh, 80% Usage | 400%+ | None | 6 | Single-Family Attached | Single-Family Attached | Single-Family Attached | 1500-1999 | 1500-2499 | 3 | Electricity | 60% Conditioned | Central AC | None | Electricity Electric Furnace | None | 80000-99999 | 100% Incandescent | Occupied | 1980s | Natural Gas | Yes | 0 | 360.1843 | 21.1011 | 308.8969 | 1841.6586 | 89.9728 | 0 | 288.0889 | 0 | 12320.1216 | 0 | 0 | 0 | 183.7556 | 0 | 1926.0631 | 21.9803 | 995.2694 | 0 | 0 | 0 | 345.5308 | 434.0383 | 0 | 0 | 0 | 0 | 0 | 0 | 0 | 0 | 0 | 0 | 3011.5983 | 0 | 0 | 0 | 0 | 0 | 0 | 0 | 0 | 22148.26 | 22148.26 | 19136.6617 | 19136.6617 | 0 | 3011.5983 | 0 | 3403.7086 | 0 | 686.6073 | 0 | 7946.3831 | 0 | 686.6073 | 0 | 6901.1113 | 0 | 686.6073 | 0 | 8288.7016 | 0 | 686.6073 | 0 | 4090.3159 | 8632.9904 | 7587.7186 | 8975.3089
19765 | 242.131 | 2152 | 4 | Standard Efficiency | Electric, 100% Usage | EnergyStar, 100% Usage | Electric, 100% Usage | None | 200-300% | None | 90 | Single-Family Attached | Single-Family Attached | Single-Family Attached | 2000-2499 | 1500-2499 | 2 | Electricity | 100% Conditioned | Heat Pump | None | Electricity ASHP | None | 70000-79999 | 100% CFL | Occupied | 1990s | Electricity | Yes | 67.9925 | 610.7601 | 35.7547 | 989.9941 | 4037.6401 | 0 | 0 | 450.4502 | 804.187 | 4483.1082 | 0 | 0 | 3468.203 | 51.8736 | 0 | 747.0382 | 21.9803 | 2325.812 | 0 | 2668.4121 | 0 | 516.9774 | 434.0383 | 470.9652 | 0 | 0 | 0 | 0 | 0 | 0 | 0 | 0 | 0 | 0 | 0 | 0 | 0 | 0 | 0 | 0 | 0 | 0 | 22185.1869 | 22185.1869 | 22185.1869 | 22185.1869 | 0 | 0 | 0 | 3631.1757 | 0 | 0 | 0 | 8299.9901 | 0 | 0 | 0 | 7284.9978 | 0 | 0 | 0 | 8741.0751 | 0 | 0 | 0 | 3631.1757 | 8299.9901 | 7284.9978 | 8741.0751
19769 | 242.131 | 1675 | 3 | Standard Efficiency | Electric, 100% Usage | EnergyStar, 100% Usage | Gas, 100% Usage | None | 400%+ | None | 36 | Single-Family Attached | Single-Family Attached | Single-Family Attached | 1500-1999 | 1500-2499 | 1 | Natural Gas | 100% Conditioned | Central AC | None | Natural Gas Fuel Furnace | None | 100000-119999 | 100% CFL | Occupied | 1990s | Natural Gas | Yes | 67.9925 | 530.4586 | 31.0655 | 298.6394 | 2444.7989 | 0 | 0 | 317.689 | 0 | 0 | 0 | 0 | 0 | 46.0122 | 0 | 616.0354 | 21.9803 | 2121.5415 | 0 | 0 | 0 | 32.5309 | 400.042 | 0 | 0 | 0 | 0 | 0 | 0 | 0 | 0 | 14696.6349 | 0 | 4157.7993 | 0 | 0 | 953.6533 | 0 | 0 | 0 | 0 | 0 | 26736.5806 | 26736.5806 | 6928.4932 | 6928.4932 | 0 | 19808.0875 | 0 | 1186.3341 | 0 | 4515.8087 | 0 | 2560.455 | 0 | 4515.8087 | 0 | 2268.4703 | 0 | 4515.8087 | 0 | 2701.8016 | 0 | 4515.8087 | 0 | 5702.1428 | 7076.2637 | 6784.279 | 7217.6103
19777 | 242.131 | 1138 | 3 | Standard Efficiency | Electric, 120% Usage | EnergyStar, 120% Usage | Electric, 120% Usage | 318 Rated kWh, 120% Usage | 200-300% | 4 | None | 3 or 4 Unit | Multifamily with 2-4 Units | Multi-Family with 2 - 4 Units | 1000-1499 | 0-1499 | 1 | Electricity | 100% Conditioned | Central AC | None | Electricity Electric Furnace | None | 40000-44999 | 100% LED | Occupied | 1980s | Electricity | Yes | 67.9925 | 540.13 | 31.6517 | 259.661 | 1412.8956 | 135.1058 | 319.7405 | 79.4223 | 0 | 3399.0383 | 0 | 0 | 4692.0678 | 26.0833 | 0 | 357.8398 | 21.9803 | 3050.2837 | 0 | 0 | 0 | 517.5635 | 727.1093 | 0 | 0 | 0 | 0 | 0 | 0 | 0 | 0 | 0 | 0 | 0 | 0 | 0 | 0 | 0 | 0 | 0 | 0 | 0 | 15639.1515 | 15639.1515 | 15639.1515 | 15639.1515 | 0 | 0 | 0 | 2621.3847 | 0 | 0 | 0 | 5989.8002 | 0 | 0 | 0 | 5244.8314 | 0 | 0 | 0 | 6369.266 | 0 | 0 | 0 | 2621.3847 | 5989.8002 | 5244.8314 | 6369.266
19805 | 242.131 | 1690 | 3 | Standard Efficiency | Electric, 100% Usage | EnergyStar, 100% Usage | Electric, 100% Usage | None | 200-300% | None | None | Single-Family Detached | Single-Family Detached | Single-Family Detached | 1500-1999 | 1500-2499 | 1 | Other Fuel | 100% Conditioned | Central AC | None | None | None | 80000-99999 | 100% Incandescent | Occupied | 1970s | Electricity | Yes | 67.9925 | 897.6767 | 52.4597 | 686.0794 | 3720.5372 | 0 | 0 | 0 | 0 | 0 | 0 | 0 | 5193.8055 | 184.6348 | 99.9372 | 1938.9582 | 21.9803 | 3641.7011 | 0 | 0 | 0 | 669.0813 | 434.0383 | 0 | 0 | 0 | 0 | 0 | 0 | 0 | 0 | 0 | 0 | 0 | 0 | 0 | 0 | 0 | 0 | 0 | 0 | 0 | 17608.5891 | 17608.5891 | 17608.5891 | 17608.5891 | 0 | 0 | 0 | 2940.3508 | 0 | 0 | 0 | 6479.9485 | 0 | 0 | 0 | 5723.219 | 0 | 0 | 0 | 6869.2573 | 0 | 0 | 0 | 2940.3508 | 6479.9485 | 5723.219 | 6869.2573
19828 | 242.131 | 1138 | 2 | Standard Efficiency | Gas, 100% Usage | EnergyStar, 100% Usage | Electric, 100% Usage | None | 300-400% | 12 | None | 10 to 19 Unit | Multifamily with 5+ units, 1-3 stories | Multi-Family with 5+ Units | 1000-1499 | 0-1499 | 3 | Electricity | 40% Conditioned | Room AC | None | Electricity Electric Furnace | None | 50000-59999 | 100% Incandescent | Occupied | 1970s | Electricity | No | 67.9925 | 33.117 | 21.6873 | 0 | 656.1861 | 0 | 0 | 291.0196 | 0 | 12401.0093 | 0 | 0 | 1774.8384 | 156.793 | 0 | 1465.0623 | 16.412 | 1776.3038 | 0 | 0 | 0 | 389.4915 | 480.0504 | 309.19 | 0 | 0 | 0 | 439.3135 | 0 | 0 | 0 | 0 | 0 | 0 | 0 | 0 | 0 | 0 | 0 | 0 | 0 | 0 | 20278.7596 | 20278.7596 | 19839.4461 | 19839.4461 | 0 | 439.3135 | 0 | 3524.1016 | 0 | 100.1555 | 0 | 8189.7359 | 0 | 100.1555 | 0 | 7111.5981 | 0 | 100.1555 | 0 | 8670.0095 | 0 | 100.1555 | 0 | 3624.257 | 8289.8913 | 7211.7535 | 8770.1649
19838 | 242.131 | 1202 | 3 | None | Electric, 80% Usage | EnergyStar, 80% Usage | Gas, 80% Usage | None | 300-400% | None | 30 | Single-Family Attached | Single-Family Attached | Single-Family Attached | 1000-1499 | 0-1499 | 2 | Natural Gas | 40% Conditioned | Room AC | None | Natural Gas Fuel Wall/Floor Furnace | None | 100000-119999 | 100% Incandescent | Occupied | <1940 | Natural Gas | Yes | 0 | 488.5495 | 28.4279 | 0 | 1317.6475 | 0 | 0 | 0 | 0 | 0 | 0 | 0 | 0 | 160.0168 | 0 | 1519.8666 | 21.9803 | 1089.9313 | 0 | 0 | 0 | 28.4279 | 480.0504 | 0 | 0 | 0 | 0 | 0 | 0 | 0 | 0 | 7767.8487 | 0 | 3531.5064 | 0 | 0 | 831.7357 | 0 | 0 | 0 | 0 | 0 | 17266.2821 | 17266.2821 | 5134.8982 | 5134.8982 | 0 | 12131.3839 | 0 | 896.3244 | 0 | 2765.6919 | 0 | 1948.1493 | 0 | 2765.6919 | 0 | 1720.4183 | 0 | 2765.6919 | 0 | 2064.5887 | 0 | 2765.6919 | 0 | 3662.0163 | 4713.8412 | 4486.1102 | 4830.2807
19862 | 242.131 | 1138 | 2 | None | Electric, 120% Usage | EnergyStar, 120% Usage | Electric, 120% Usage | None | 400%+ | 15 | None | 10 to 19 Unit | Multifamily with 5+ units, 1-3 stories | Multi-Family with 5+ Units | 1000-1499 | 0-1499 | 2 | Electricity | 100% Conditioned | Heat Pump | None | Electricity ASHP | None | 100000-119999 | 100% LED | Occupied | 1980s | Electricity | Yes | 0 | 444.0027 | 25.7903 | 451.9156 | 1395.8975 | 0 | 0 | 105.2125 | 415.8678 | 1882.3955 | 0 | 0 | 3478.4605 | 26.0833 | 0 | 357.8398 | 16.412 | 3552.9006 | 0 | 0 | 0 | 467.4484 | 434.0383 | 0 | 0 | 0 | 0 | 0 | 0 | 0 | 0 | 0 | 0 | 0 | 0 | 0 | 0 | 0 | 0 | 0 | 0 | 0 | 13054.2647 | 13054.2647 | 13054.2647 | 13054.2647 | 0 | 0 | 0 | 2208.0137 | 0 | 0 | 0 | 4985.8597 | 0 | 0 | 0 | 4373.0582 | 0 | 0 | 0 | 5287.3439 | 0 | 0 | 0 | 2208.0137 | 4985.8597 | 4373.0582 | 5287.3439
19960 | 242.131 | 1138 | 2 | Standard Efficiency | None | None | Electric, 120% Usage | 290 Rated kWh, 120% Usage | 400%+ | 6 | None | 5 to 9 Unit | Multifamily with 5+ units, 1-3 stories | Multi-Family with 5+ Units | 1000-1499 | 0-1499 | 2 | Natural Gas | 100% Conditioned | Central AC | None | Natural Gas Fuel Furnace | None | 100000-119999 | 100% CFL | Occupied | 1980s | Natural Gas | Yes | 67.9925 | 0 | 0 | 726.5232 | 3919.5325 | 99.3511 | 0 | 306.5523 | 0 | 0 | 0 | 0 | 0 | 39.2715 | 0 | 468.6206 | 16.412 | 3552.9006 | 0 | 0 | 0 | 467.4484 | 434.0383 | 0 | 0 | 0 | 0 | 0 | 0 | 0 | 0 | 12320.4147 | 0 | 5267.6594 | 0 | 0 | 0 | 0 | 0 | 0 | 0 | 0 | 27686.1309 | 27686.1309 | 10098.3499 | 10098.3499 | 0 | 17588.0741 | 0 | 1689.8017 | 0 | 4009.6912 | 0 | 3662.0453 | 0 | 4009.6912 | 0 | 3249.9227 | 0 | 4009.6912 | 0 | 3845.9598 | 0 | 4009.6912 | 0 | 5699.4929 | 7671.7366 | 7259.6139 | 7855.651
20061 | 242.131 | 866 | 1 | None | Electric, 120% Usage | EnergyStar, 120% Usage | None | None | 0-100% | None | 50 | Single-Family Attached | Single-Family Attached | Single-Family Attached | 750-999 | 0-1499 | 2 | Natural Gas | 80% Conditioned | Room AC | Heating Only | Natural Gas Shared Heating | Boiler Baseboards Heating Only, Natural Gas | <10000 | 100% Incandescent | Vacant | 1950s | Natural Gas | Yes | 0 | 0 | 0 | 0 | 1408.4996 | 0 | 319.7405 | 53.3389 | 0 | 0 | 0 | 0 | 0 | 0 | 0 | 0 | 16.412 | 0 | 0 | 0 | 0 | 0 | 834.0803 | 0 | 0 | 0 | 0 | 0 | 0 | 0 | 0 | 4658.0716 | 0 | 1637.3881 | 0 | 0 | 0 | 0 | 0 | 0 | 0 | 0 | 8927.5309 | 8927.5309 | 2632.0713 | 2632.0713 | 0 | 6295.1666 | 0 | 456.8142 | 0 | 1435.2012 | 0 | 966.3795 | 0 | 1435.2012 | 0 | 862.0904 | 0 | 1435.2012 | 0 | 1003.5931 | 0 | 1435.2012 | 0 | 1892.0154 | 2401.5806 | 2297.2916 | 2438.7943
20103 | 242.131 | 328 | 2 | Standard Efficiency | Gas, 100% Usage | Standard, 100% Usage | Gas, 100% Usage | 318 Rated kWh, 100% Usage | 300-400% | None | None | Single-Family Detached | Single-Family Detached | Single-Family Detached | 0-499 | 0-1499 | 2 | Natural Gas | 100% Conditioned | Central AC | None | Natural Gas Fuel Furnace | None | 80000-99999 | 100% LED | Occupied | 1990s | Natural Gas | Yes | 81.7668 | 89.3867 | 37.5131 | 394.7667 | 1263.7225 | 134.8127 | 319.7405 | 17.2912 | 0 | 0 | 0 | 0 | 0 | 19.3427 | 0 | 188.1516 | 16.412 | 2264.2671 | 0 | 1909.358 | 0 | 32.2378 | 914.0887 | 0 | 0 | 0 | 0 | 1187.2309 | 0 | 0 | 0 | 3990.7488 | 0 | 4781.7476 | 0 | 0 | 947.2057 | 0 | 0 | 0 | 0 | 0 | 18589.791 | 18589.791 | 7682.565 | 7682.565 | 0 | 10907.226 | 0 | 1180.2473 | 0 | 2486.6129 | 0 | 2679.5171 | 0 | 2486.6129 | 0 | 2366.1764 | 0 | 2486.6129 | 0 | 2847.3631 | 0 | 2486.6129 | 0 | 3666.8602 | 5166.13 | 4852.7893 | 5333.9759
20113 | 242.131 | 1675 | 2 | Standard Efficiency | Gas, 100% Usage | EnergyStar, 100% Usage | Electric, 100% Usage | 318 Rated kWh, 100% Usage | 200-300% | None | 12 | Single-Family Attached | Single-Family Attached | Single-Family Attached | 1500-1999 | 1500-2499 | 2 | Natural Gas | 100% Conditioned | Central AC | None | Natural Gas Fuel Furnace | None | 25000-29999 | 100% LED | Occupied | 1970s | Natural Gas | Yes | 67.9925 | 25.7903 | 16.9981 | 672.8912 | 4865.2728 | 64.7687 | 0 | 685.4932 | 0 | 0 | 0 | 0 | 0 | 30.4794 | 0 | 470.6721 | 16.412 | 1728.2401 | 0 | 0 | 0 | 346.9961 | 434.0383 | 0 | 0 | 0 | 0 | 344.0654 | 0 | 0 | 0 | 31706.7729 | 0 | 2904.9204 | 0 | 0 | 0 | 0 | 0 | 0 | 0 | 0 | 44382.0967 | 44382.0967 | 9426.3379 | 9426.3379 | 0 | 34955.7588 | 0 | 1622.8914 | 0 | 7969.2183 | 0 | 3366.5794 | 0 | 7969.2183 | 0 | 3000.5376 | 0 | 7969.2183 | 0 | 3600.3885 | 0 | 7969.2183 | 0 | 9592.1097 | 11335.7977 | 10969.7559 | 11569.6069
20144 | 242.131 | 617 | 1 | None | Electric, 100% Usage | EnergyStar, 100% Usage | Electric, 100% Usage | None | 300-400% | 12 | None | 10 to 19 Unit | Multifamily with 5+ units, 1-3 stories | Multi-Family with 5+ Units | 500-749 | 0-1499 | 2 | Electricity | 100% Conditioned | Room AC | Heating Only | Electricity Shared Heating | Boiler Baseboards Heating Only, Electricity | 45000-49999 | 100% CFL | Occupied | 1940s | Electricity | No | 0 | 289.8473 | 16.9981 | 0 | 1324.6812 | 0 | 0 | 84.4045 | 0 | 3311.7031 | 0 | 0 | 1289.5127 | 32.824 | 0 | 325.602 | 16.412 | 1371.2795 | 0 | 0 | 0 | 346.9961 | 434.0383 | 0 | 0 | 0 | 0 | 0 | 0 | 0 | 0 | 0 | 0 | 0 | 0 | 0 | 0 | 0 | 0 | 0 | 0 | 0 | 8844.2988 | 8844.2988 | 8844.2988 | 8844.2988 | 0 | 0 | 0 | 1510.1433 | 0 | 0 | 0 | 3443.3503 | 0 | 0 | 0 | 3012.1727 | 0 | 0 | 0 | 3655.8261 | 0 | 0 | 0 | 1510.1433 | 3443.3503 | 3012.1727 | 3655.8261
20166 | 242.131 | 1220 | 3 | None | Electric, 100% Usage | EnergyStar, 100% Usage | Electric, 100% Usage | 290 Rated kWh, 100% Usage | 400%+ | None | None | Single-Family Detached | Single-Family Detached | Single-Family Detached | 1000-1499 | 0-1499 | 1 | Natural Gas | 60% Conditioned | Room AC | None | Natural Gas Fuel Furnace | None | 100000-119999 | 100% CFL | Occupied | 1990s | Natural Gas | Yes | 0 | 275.7799 | 16.1189 | 0 | 1421.6878 | 56.5627 | 319.7405 | 181.1179 | 0 | 0 | 0 | 0 | 0 | 40.1507 | 0 | 491.1871 | 21.9803 | 1918.4432 | 0 | 0 | 0 | 339.6694 | 868.0765 | 0 | 0 | 0 | 0 | 0 | 0 | 0 | 0 | 7671.1353 | 0 | 2523.0488 | 0 | 0 | 0 | 0 | 0 | 0 | 0 | 0 | 16144.406 | 16144.406 | 5950.2219 | 5950.2219 | 0 | 10194.1841 | 0 | 1022.0733 | 0 | 2324.0576 | 0 | 2245.6437 | 0 | 2324.0576 | 0 | 1983.7817 | 0 | 2324.0576 | 0 | 2361.6001 | 0 | 2324.0576 | 0 | 3346.131 | 4569.7014 | 4307.8393 | 4685.6577
20175 | 242.131 | 1690 | 4 | Standard Efficiency | Gas, 120% Usage | EnergyStar, 120% Usage | Electric, 120% Usage | None | 300-400% | None | None | Single-Family Detached | Single-Family Detached | Single-Family Detached | 1500-1999 | 1500-2499 | 1 | Natural Gas | 100% Conditioned | Central AC | None | Natural Gas Fuel Furnace | None | 120000-139999 | 100% CFL | Occupied | 1940s | Natural Gas | Yes | 67.9925 | 109.6086 | 71.5093 | 868.6627 | 4758.0088 | 0 | 0 | 239.146 | 0 | 0 | 1616.287 | 1596.9443 | 0 | 46.0122 | 0 | 620.1384 | 21.9803 | 7912.9189 | 0 | 0 | 0 | 882.1439 | 1160.8545 | 0 | 0 | 0 | 0 | 1456.2701 | 0 | 0 | 0 | 10125.6055 | 0 | 14820.3109 | 0 | 0 | 0 | 0 | 0 | 0 | 0 | 0 | 46374.98 | 46374.98 | 19972.7934 | 19972.7934 | 0 | 26402.1866 | 0 | 3450.0195 | 0 | 6019.1785 | 0 | 7555.3271 | 0 | 6019.1785 | 0 | 6682.6861 | 0 | 6019.1785 | 0 | 7904.5719 | 0 | 6019.1785 | 0 | 9469.1979 | 13574.5055 | 12701.8646 | 13923.7503
20189 | 242.131 | 1675 | 2 | Standard Efficiency | Gas, 80% Usage | Standard, 80% Usage | Electric, 80% Usage | None | 400%+ | None | 7 | Single-Family Attached | Single-Family Attached | Single-Family Attached | 1500-1999 | 1500-2499 | 2 | Natural Gas | 100% Conditioned | Central AC | None | Natural Gas Fuel Furnace | None | 70000-79999 | 100% LED | Occupied | 2000s | Natural Gas | Yes | 67.9925 | 50.4082 | 21.1011 | 160.3099 | 1109.274 | 0 | 0 | 29.8932 | 0 | 0 | 0 | 0 | 0 | 30.4794 | 0 | 470.6721 | 16.412 | 929.6214 | 0 | 1910.2372 | 0 | 311.5345 | 434.0383 | 0 | 0 | 0 | 0 | 669.9605 | 0 | 0 | 0 | 2084.3214 | 0 | 2576.3878 | 0 | 5294.622 | 0 | 0 | 0 | 0 | 0 | 0 | 16167.8517 | 16167.8517 | 5541.9739 | 5541.9739 | 0 | 10625.5847 | 0 | 836.5554 | 0 | 2422.4241 | 0 | 1892.6763 | 0 | 2422.4241 | 0 | 1672.6291 | 0 | 2422.4241 | 0 | 2022.7371 | 0 | 2422.4241 | 0 | 3258.9795 | 4315.1004 | 4095.0532 | 4445.1612
20283 | 242.131 | 8194 | 4 | Standard Efficiency | Gas, 100% Usage | Standard, 100% Usage | Electric, 100% Usage | 290 Rated kWh, 100% Usage | 400%+ | None | None | Single-Family Detached | Single-Family Detached | Single-Family Detached | 4000+ | 4000+ | 2 | Natural Gas | 20% Conditioned | Room AC | None | Natural Gas Fuel Furnace | None | 200000+ | 100% LED | Occupied | 1950s | Natural Gas | Yes | 67.9925 | 68.2856 | 28.4279 | 0 | 1483.5258 | 91.1451 | 0 | 876.2825 | 0 | 0 | 0 | 0 | 0 | 84.9906 | 0 | 1837.8487 | 21.9803 | 4450.8703 | 0 | 3910.7404 | 0 | 405.6104 | 434.0383 | 0 | 0 | 0 | 0 | 905.8827 | 0 | 0 | 0 | 35147.4273 | 0 | 4156.0408 | 0 | 0 | 0 | 0 | 0 | 0 | 0 | 0 | 53971.089 | 53971.089 | 13761.7382 | 13761.7382 | 0 | 40209.3508 | 0 | 2142.2229 | 0 | 9166.8882 | 0 | 4908.3199 | 0 | 9166.8882 | 0 | 4320.2142 | 0 | 9166.8882 | 0 | 5217.7669 | 0 | 9166.8882 | 0 | 11309.111 | 14075.208 | 13487.1024 | 14384.6551
20344 | 242.131 | 2176 | 3 | None | None | EnergyStar, 100% Usage | Electric, 100% Usage | 318 Rated kWh, 100% Usage | 400%+ | None | None | Single-Family Detached | Single-Family Detached | Single-Family Detached | 2000-2499 | 1500-2499 | 1 | Other Fuel | 100% Conditioned | Central AC | None | None | None | 140000-159999 | 100% Incandescent | Vacant | 1980s | Electricity | Yes | 0 | 0 | 0 | 641.5326 | 3199.4569 | 0 | 319.7405 | 0 | 0 | 0 | 0 | 0 | 374.5448 | 0 | 0 | 0 | 21.9803 | 0 | 0 | 0 | 0 | 0 | 434.0383 | 0 | 0 | 0 | 0 | 0 | 0 | 0 | 0 | 0 | 0 | 0 | 0 | 0 | 0 | 0 | 0 | 0 | 0 | 0 | 4991.2934 | 4991.2934 | 4991.2934 | 4991.2934 | 0 | 0 | 0 | 848.7176 | 0 | 0 | 0 | 1807.8427 | 0 | 0 | 0 | 1716.4253 | 0 | 0 | 0 | 1953.8373 | 0 | 0 | 0 | 848.7176 | 1807.8427 | 1716.4253 | 1953.8373
20358 | 242.131 | 2663 | 4 | None | Electric, 120% Usage | Standard, 120% Usage | Gas, 120% Usage | None | 300-400% | None | None | Single-Family Detached | Single-Family Detached | Single-Family Detached | 2500-2999 | 2500-3999 | 2 | Electricity | 100% Conditioned | Heat Pump | None | Electricity ASHP | None | 120000-139999 | 100% CFL | Occupied | 1980s | Electricity | Yes | 0 | 2053.549 | 76.7846 | 1022.818 | 3588.9483 | 0 | 0 | 571.4886 | 3054.9728 | 5145.4488 | 0 | 0 | 10532.095 | 58.3211 | 0 | 887.4192 | 21.9803 | 7902.3683 | 0 | 0 | 0 | 55.0974 | 434.0383 | 0 | 0 | 0 | 0 | 0 | 0 | 0 | 0 | 0 | 0 | 0 | 0 | 0 | 1618.0454 | 0 | 0 | 0 | 0 | 0 | 37023.3752 | 37023.3752 | 35405.0368 | 35405.0368 | 0 | 1618.0454 | 0 | 6021.6546 | 0 | 368.8863 | 0 | 13749.6498 | 0 | 368.8863 | 0 | 12035.0135 | 0 | 368.8863 | 0 | 14457.2326 | 0 | 368.8863 | 0 | 6390.5409 | 14118.5361 | 12403.8998 | 14826.1188
20389 | 242.131 | 3301 | 3 | Standard Efficiency | Electric, 80% Usage | EnergyStar, 80% Usage | Electric, 80% Usage | None | 400%+ | None | None | Single-Family Detached | Single-Family Detached | Single-Family Detached | 3000-3999 | 2500-3999 | 2 | Electricity | 100% Conditioned | Central AC | None | Electricity Electric Furnace | None | 200000+ | 100% Incandescent | Occupied | 1970s | Electricity | Yes | 67.9925 | 320.0336 | 18.7565 | 686.0794 | 4656.3132 | 0 | 0 | 425.5392 | 0 | 18138.4616 | 0 | 0 | 1242.3283 | 264.9362 | 0 | 3321.6675 | 21.9803 | 1447.478 | 0 | 0 | 0 | 324.4297 | 434.0383 | 0 | 0 | 0 | 0 | 0 | 0 | 957.4632 | 0 | 0 | 0 | 0 | 0 | 0 | 0 | 0 | 0 | 0 | 0 | 0 | 32327.7905 | 32327.7905 | 31370.3273 | 31370.3273 | 0 | 957.4632 | 0 | 5162.9158 | 0 | 218.2791 | 0 | 12214.4923 | 0 | 218.2791 | 0 | 10627.4139 | 0 | 218.2791 | 0 | 12924.504 | 0 | 218.2791 | 0 | 5381.1949 | 12432.7714 | 10845.6929 | 13142.7831
20435 | 242.131 | 2663 | 5 | None | Gas, 120% Usage | EnergyStar, 120% Usage | Electric, 120% Usage | None | 300-400% | None | None | Single-Family Detached | Single-Family Detached | Single-Family Detached | 2500-2999 | 2500-3999 | 1 | Natural Gas | 100% Conditioned | Central AC | None | Natural Gas Fuel Wall/Floor Furnace | None | 40000-44999 | 100% CFL | Occupied | 1990s | Electricity | Yes | 0 | 29.6002 | 19.3427 | 647.394 | 2718.8203 | 0 | 0 | 0 | 0 | 0 | 0 | 0 | 1883.8608 | 58.3211 | 24.911 | 887.4192 | 27.2556 | 4754.785 | 0 | 0 | 0 | 407.3688 | 834.0803 | 0 | 0 | 0 | 0 | 393.0083 | 0 | 0 | 0 | 9671.6384 | 0 | 0 | 0 | 0 | 0 | 0 | 0 | 0 | 0 | 0 | 22357.5127 | 22357.5127 | 12292.866 | 12292.866 | 0 | 10064.3536 | 0 | 2089.8588 | 0 | 2294.4925 | 0 | 4608.1479 | 0 | 2294.4925 | 0 | 4069.838 | 0 | 2294.4925 | 0 | 4848.467 | 0 | 2294.4925 | 0 | 4384.3513 | 6902.6403 | 6364.3305 | 7142.9595
20457 | 242.131 | 853 | 1 | None | Electric, 100% Usage | EnergyStar, 100% Usage | Electric, 100% Usage | None | 150-200% | 12 | None | 10 to 19 Unit | Multifamily with 5+ units, 1-3 stories | Multi-Family with 5+ Units | 750-999 | 0-1499 | 3 | Natural Gas | 100% Conditioned | Central AC | Cooling Only | Natural Gas Fuel Furnace | Fan Coil Cooling Only | 20000-24999 | 100% Incandescent | Occupied | 2000s | Natural Gas | Yes | 0 | 289.8473 | 16.9981 | 13.7743 | 1107.8086 | 0 | 319.7405 | 42.7884 | 0 | 0 | 0 | 0 | 0 | 142.7256 | 0 | 1220.3479 | 16.412 | 1466.5276 | 0 | 0 | 0 | 346.9961 | 434.0383 | 0 | 0 | 0 | 0 | 0 | 0 | 567.3856 | 0 | 1962.697 | 0 | 2860.3736 | 0 | 0 | 0 | 0 | 0 | 0 | 0 | 0 | 10807.8749 | 10807.8749 | 5417.7118 | 5417.7118 | 0 | 5390.1631 | 0 | 887.0702 | 0 | 1228.857 | 0 | 1959.4415 | 0 | 1228.857 | 0 | 1729.5522 | 0 | 1228.857 | 0 | 2095.2316 | 0 | 1228.857 | 0 | 2115.9272 | 3188.2985 | 2958.4093 | 3324.0886
20475 | 242.131 | 2115 | 2 | Standard Efficiency | Electric, 100% Usage | EnergyStar, 100% Usage | Electric, 100% Usage | 290 Rated kWh, 100% Usage | 400%+ | 183 | None | 50 or more Unit | Multifamily with 5+ units, 8+ stories | Multi-Family with 5+ Units | 2000-2499 | 1500-2499 | 13 | Electricity | 100% Conditioned | Heat Pump | None | Electricity ASHP | None | 100000-119999 | 100% Incandescent | Occupied | 2000s | Electricity | Yes | 67.9925 | 369.8557 | 21.6873 | 309.483 | 1192.5062 | 82.646 | 0 | 49.2359 | 77.9569 | 536.3201 | 0 | 0 | 1749.6343 | 205.7359 | 0 | 2303.8317 | 16.412 | 2169.8982 | 0 | 0 | 0 | 389.4915 | 727.1093 | 0 | 0 | 0 | 0 | 0 | 0 | 0 | 0 | 0 | 0 | 0 | 0 | 0 | 0 | 0 | 0 | 0 | 0 | 0 | 10269.7964 | 10269.7964 | 10269.7964 | 10269.7964 | 0 | 0 | 0 | 1739.5444 | 0 | 0 | 0 | 3868.7714 | 0 | 0 | 0 | 3401.8044 | 0 | 0 | 0 | 4127.1258 | 0 | 0 | 0 | 1739.5444 | 3868.7714 | 3401.8044 | 4127.1258
20524 | 242.131 | 1220 | 3 | Standard Efficiency | Electric, 80% Usage | EnergyStar, 80% Usage | Gas, 80% Usage | 318 Rated kWh, 80% Usage | 300-400% | None | None | Single-Family Detached | Single-Family Detached | Single-Family Detached | 1000-1499 | 0-1499 | 1 | Natural Gas | 100% Conditioned | Central AC | None | Natural Gas Fuel Furnace | None | 45000-49999 | 100% LED | Occupied | 1970s | Electricity | Yes | 67.9925 | 220.6825 | 12.8951 | 558.5935 | 3527.1103 | 48.3567 | 0 | 724.7648 | 0 | 0 | 0 | 682.8556 | 683.4417 | 26.9625 | 0 | 375.131 | 21.9803 | 959.2216 | 0 | 0 | 0 | 18.4635 | 834.0803 | 0 | 0 | 0 | 0 | 0 | 0 | 0 | 0 | 29071.7709 | 1569.6887 | 0 | 0 | 0 | 543.9399 | 0 | 0 | 0 | 0 | 0 | 39947.9314 | 39947.9314 | 8762.5319 | 8762.5319 | 0 | 31185.3995 | 0 | 1557.1055 | 0 | 7109.6 | 0 | 3381.3556 | 0 | 7109.6 | 0 | 2999.2453 | 0 | 7109.6 | 0 | 3477.6741 | 0 | 7109.6 | 0 | 8666.7055 | 10490.9556 | 10108.8453 | 10587.2741
20610 | 242.131 | 1690 | 3 | Standard Efficiency | Electric, 120% Usage | Standard, 120% Usage | Propane, 120% Usage | None | 400%+ | None | None | Single-Family Detached | Single-Family Detached | Single-Family Detached | 1500-1999 | 1500-2499 | 1 | Fuel Oil | 80% Conditioned | Central AC | None | Fuel Oil Fuel Furnace | None | 120000-139999 | 100% LED | Occupied | 1950s | Electricity | Yes | 67.9925 | 1199.833 | 44.8399 | 368.0973 | 3477.2882 | 0 | 0 | 663.5129 | 0 | 0 | 0 | 0 | 5709.6106 | 30.7725 | 16.7051 | 473.6028 | 21.9803 | 5394.8523 | 0 | 0 | 0 | 38.6854 | 1160.8545 | 407.9549 | 0 | 26512.6743 | 0 | 0 | 0 | 0 | 0 | 0 | 0 | 0 | 0 | 0 | 0 | 0 | 0 | 0 | 0 | 1136.5296 | 46726.3722 | 46726.3722 | 19076.8752 | 19076.8752 | 26512.6743 | 0 | 1136.5296 | 3121.4558 | 8038.6384 | 0 | 312.7882 | 7022.8382 | 8038.6384 | 0 | 312.7882 | 6189.9741 | 8038.6384 | 0 | 312.7882 | 7409.728 | 8038.6384 | 0 | 312.7882 | 11472.8824 | 15374.2648 | 14541.4007 | 15761.1546
20630 | 242.131 | 853 | 2 | Standard Efficiency | Electric, 100% Usage | Standard, 100% Usage | Electric, 100% Usage | 290 Rated kWh, 100% Usage | 300-400% | 12 | None | 10 to 19 Unit | Multifamily with 5+ units, 1-3 stories | Multi-Family with 5+ Units | 750-999 | 0-1499 | 2 | Natural Gas | 20% Conditioned | Room AC | Heating Only | Natural Gas Shared Heating | Boiler Baseboards Heating Only, Natural Gas | 100000-119999 | 100% CFL | Occupied | 1960s | Natural Gas | Yes | 67.9925 | 1011.0952 | 37.8062 | 0 | 477.9989 | 127.4859 | 0 | 47.1844 | 0 | 0 | 0 | 0 | 0 | 35.7547 | 0 | 390.3707 | 16.412 | 2052.0836 | 0 | 0 | 0 | 474.4821 | 434.0383 | 0 | 0 | 0 | 0 | 0 | 0 | 0 | 0 | 3580.4493 | 0 | 5484.532 | 0 | 0 | 0 | 0 | 0 | 0 | 0 | 0 | 14237.6857 | 14237.6857 | 5172.7044 | 5172.7044 | 0 | 9064.9813 | 0 | 861.7783 | 0 | 2066.6331 | 0 | 1923.6381 | 0 | 2066.6331 | 0 | 1693.0158 | 0 | 2066.6331 | 0 | 2049.6274 | 0 | 2066.6331 | 0 | 2928.4114 | 3990.2711 | 3759.6489 | 4116.2605
20638 | 242.131 | 1138 | 2 | None | Electric, 120% Usage | Standard, 120% Usage | Electric, 120% Usage | None | 300-400% | 8 | None | 5 to 9 Unit | Multifamily with 5+ units, 1-3 stories | Multi-Family with 5+ Units | 1000-1499 | 0-1499 | 2 | Electricity | 100% Conditioned | Central AC | None | Electricity Electric Furnace | None | 40000-44999 | 100% LED | Occupied | 1980s | Natural Gas | Yes | 0 | 662.9268 | 24.911 | 438.7274 | 2058.5312 | 0 | 0 | 58.0281 | 0 | 5893.3661 | 0 | 0 | 0 | 26.0833 | 0 | 357.8398 | 16.412 | 3162.5299 | 0 | 0 | 0 | 416.454 | 434.0383 | 0 | 0 | 0 | 0 | 0 | 0 | 0 | 0 | 0 | 0 | 4029.7272 | 0 | 0 | 0 | 0 | 0 | 0 | 0 | 0 | 17578.9889 | 17578.9889 | 13549.5548 | 13549.5548 | 0 | 4029.7272 | 0 | 2390.7343 | 0 | 918.6652 | 0 | 5459.7879 | 0 | 918.6652 | 0 | 4768.9949 | 0 | 918.6652 | 0 | 5703.6074 | 0 | 918.6652 | 0 | 3309.3995 | 6378.4531 | 5687.66 | 6622.2726
20826 | 242.131 | 853 | 2 | None | Electric, 100% Usage | Standard, 100% Usage | Electric, 100% Usage | None | 200-300% | 323 | None | 50 or more Unit | Multifamily with 5+ units, 8+ stories | Multi-Family with 5+ Units | 750-999 | 0-1499 | 14 | Electricity | 40% Conditioned | Room AC | None | Electricity Baseboard | None | 25000-29999 | 100% CFL | Occupied | 1950s | Electricity | No | 0 | 552.439 | 20.808 | 0 | 560.3519 | 0 | 0 | 0 | 0 | 407.0757 | 0 | 0 | 1418.1709 | 35.7547 | 0 | 390.3707 | 16.412 | 1466.5276 | 0 | 0 | 0 | 346.9961 | 480.0504 | 0 | 0 | 0 | 0 | 0 | 0 | 0 | 0 | 0 | 0 | 0 | 0 | 0 | 0 | 0 | 0 | 0 | 0 | 0 | 5694.3709 | 5694.3709 | 5694.3709 | 5694.3709 | 0 | 0 | 0 | 924.5292 | 0 | 0 | 0 | 2090.3101 | 0 | 0 | 0 | 1837.1888 | 0 | 0 | 0 | 2227.2968 | 0 | 0 | 0 | 924.5292 | 2090.3101 | 1837.1888 | 2227.2968
20857 | 242.131 | 2176 | 3 | Standard Efficiency | Electric, 100% Usage | EnergyStar, 100% Usage | Gas, 100% Usage | 290 Rated kWh, 100% Usage | 100-150% | None | None | Single-Family Detached | Single-Family Detached | Single-Family Detached | 2000-2499 | 1500-2499 | 1 | Electricity | 100% Conditioned | Central AC | None | Electricity Electric Furnace | None | 15000-19999 | 100% Incandescent | Occupied | 1970s | Electricity | Yes | 81.7668 | 275.7799 | 16.1189 | 1391.7945 | 8455.9796 | 56.5627 | 319.7405 | 772.2423 | 0 | 33146.6311 | 0 | 0 | 1042.1607 | 208.6666 | 99.9372 | 2355.9983 | 21.9803 | 2222.3579 | 0 | 0 | 0 | 23.1526 | 434.0383 | 0 | 0 | 0 | 0 | 0 | 0 | 704.8359 | 0 | 0 | 0 | 0 | 0 | 0 | 679.6318 | 0 | 0 | 0 | 0 | 0 | 52309.3761 | 52309.3761 | 50924.9083 | 50924.9083 | 0 | 1384.4677 | 0 | 9079.8429 | 0 | 315.6567 | 0 | 20924.3126 | 0 | 315.6567 | 0 | 18219.1943 | 0 | 315.6567 | 0 | 21973.8251 | 0 | 315.6567 | 0 | 9395.4996 | 21239.9694 | 18534.8511 | 22289.4819
20869 | 242.131 | 1690 | 4 | None | Electric, 80% Usage | EnergyStar, 80% Usage | Electric, 80% Usage | None | 400%+ | None | None | Single-Family Detached | Single-Family Detached | Single-Family Detached | 1500-1999 | 1500-2499 | 2 | Propane | 100% Conditioned | Central AC | None | Propane Fuel Furnace | None | 100000-119999 | 100% LED | Occupied | 1990s | Propane | Yes | 0 | 419.6778 | 24.618 | 667.6159 | 2411.9749 | 0 | 319.7405 | 124.5552 | 0 | 0 | 0 | 0 | 0 | 30.7725 | 16.7051 | 473.6028 | 21.9803 | 1348.7131 | 0 | 0 | 0 | 377.1825 | 434.0383 | 0 | 0 | 0 | 0 | 0 | 0 | 0 | 0 | 0 | 0 | 0 | 0 | 0 | 0 | 0 | 0 | 13418.8451 | 2965.8792 | 0 | 23055.608 | 23055.608 | 6670.8837 | 6670.8837 | 0 | 0 | 16384.7243 | 1104.3958 | 0 | 0 | 4508.7939 | 2353.8142 | 0 | 0 | 4508.7939 | 2094.798 | 0 | 0 | 4508.7939 | 2493.0974 | 0 | 0 | 4508.7939 | 5613.1897 | 6862.6081 | 6603.5919 | 7001.8913
20921 | 242.131 | 617 | 2 | None | None | None | Electric, 120% Usage | None | 150-200% | 2 | None | 2 Unit | Multifamily with 2-4 Units | Multi-Family with 2 - 4 Units | 500-749 | 0-1499 | 2 | Electricity | 100% Conditioned | Heat Pump | None | Electricity ASHP | None | 40000-44999 | 100% CFL | Vacant | 1940s | Electricity | Yes | 0 | 0 | 0 | 287.2096 | 1321.1644 | 0 | 319.7405 | 83.8183 | 89.3867 | 1552.3975 | 0 | 0 | 337.9109 | 0 | 0 | 0 | 16.412 | 0 | 0 | 0 | 0 | 0 | 434.0383 | 0 | 0 | 0 | 0 | 0 | 0 | 0 | 0 | 0 | 0 | 0 | 0 | 0 | 0 | 0 | 0 | 0 | 0 | 0 | 4442.0782 | 4442.0782 | 4442.0782 | 4442.0782 | 0 | 0 | 0 | 793.6628 | 0 | 0 | 0 | 1744.0536 | 0 | 0 | 0 | 1534.601 | 0 | 0 | 0 | 1824.5744 | 0 | 0 | 0 | 793.6628 | 1744.0536 | 1534.601 | 1824.5744
21033 | 242.131 | 2176 | 4 | Standard Efficiency | Electric, 100% Usage | Standard, 100% Usage | Electric, 100% Usage | None | 400%+ | None | None | Single-Family Detached | Single-Family Detached | Single-Family Detached | 2000-2499 | 1500-2499 | 1 | Natural Gas | 20% Conditioned | Room AC | None | Natural Gas Fuel Boiler | None | 80000-99999 | 100% LED | Occupied | 1960s | Natural Gas | Yes | 67.9925 | 762.864 | 28.4279 | 0 | 955.9978 | 0 | 0 | 77.3708 | 0 | 0 | 0 | 0 | 0 | 34.8755 | 0 | 575.5916 | 21.9803 | 2537.1163 | 0 | 0 | 0 | 405.6104 | 2712.0797 | 376.8894 | 0 | 0 | 0 | 0 | 0 | 0 | 0 | 20181.7531 | 0 | 4026.5034 | 0 | 0 | 0 | 0 | 0 | 0 | 0 | 0 | 32765.0526 | 32765.0526 | 8556.796 | 8556.796 | 0 | 24208.2565 | 0 | 1432.4148 | 0 | 5518.994 | 0 | 3174.6576 | 0 | 5518.994 | 0 | 2798.4903 | 0 | 5518.994 | 0 | 3372.4702 | 0 | 5518.994 | 0 | 6951.4088 | 8693.6516 | 8317.4843 | 8891.4641
21062 | 242.131 | 2176 | 3 | None | Electric, 100% Usage | Standard, 100% Usage | Electric, 100% Usage | 290 Rated kWh, 100% Usage | 300-400% | None | None | Single-Family Detached | Single-Family Detached | Single-Family Detached | 2000-2499 | 1500-2499 | 1 | Fuel Oil | 100% Conditioned | Central AC | None | Fuel Oil Fuel Boiler | None | 60000-69999 | 100% CFL | Occupied | 1950s | Electricity | Yes | 0 | 762.864 | 28.4279 | 858.4052 | 3146.7041 | 91.1451 | 0 | 161.7752 | 0 | 0 | 0 | 0 | 2427.5077 | 52.1667 | 24.911 | 753.7788 | 21.9803 | 2537.1163 | 0 | 0 | 0 | 405.6104 | 1836.0903 | 0 | 0 | 16355.7103 | 0 | 0 | 0 | 0 | 0 | 0 | 0 | 0 | 0 | 0 | 0 | 0 | 0 | 0 | 0 | 0 | 29464.1931 | 29464.1931 | 13108.7759 | 13108.7759 | 16355.7103 | 0 | 0 | 2296.9128 | 4958.9934 | 0 | 0 | 5037.5161 | 4958.9934 | 0 | 0 | 4452.3089 | 4958.9934 | 0 | 0 | 5253.256 | 4958.9934 | 0 | 0 | 7255.9062 | 9996.5095 | 9411.3023 | 10212.2494
21107 | 242.131 | 1690 | 4 | Standard Efficiency | Electric, 100% Usage | Standard, 100% Usage | Electric, 100% Usage | 290 Rated kWh, 100% Usage | 400%+ | None | None | Single-Family Detached | Single-Family Detached | Single-Family Detached | 1500-1999 | 1500-2499 | 2 | Other Fuel | 80% Conditioned | Room AC | None | None | None | 160000-179999 | 100% Incandescent | Occupied | <1940 | Electricity | Yes | 67.9925 | 762.864 | 28.4279 | 0 | 1756.9611 | 91.1451 | 0 | 0 | 0 | 0 | 0 | 0 | 2465.9 | 184.6348 | 0 | 1938.9582 | 21.9803 | 2382.6678 | 0 | 0 | 0 | 405.6104 | 434.0383 | 0 | 0 | 0 | 0 | 0 | 0 | 0 | 0 | 0 | 0 | 0 | 0 | 0 | 0 | 0 | 0 | 0 | 0 | 0 | 10540.5941 | 10540.5941 | 10540.5941 | 10540.5941 | 0 | 0 | 0 | 1800.1784 | 0 | 0 | 0 | 3926.0311 | 0 | 0 | 0 | 3623.7136 | 0 | 0 | 0 | 4359.2431 | 0 | 0 | 0 | 1800.1784 | 3926.0311 | 3623.7136 | 4359.2431
21133 | 242.131 | 1675 | 3 | None | Electric, 100% Usage | Standard, 100% Usage | Gas, 100% Usage | None | 400%+ | None | 10 | Single-Family Attached | Single-Family Attached | Single-Family Attached | 1500-1999 | 1500-2499 | 1 | Natural Gas | 100% Conditioned | Central AC | None | Natural Gas Fuel Furnace | None | 180000-199999 | 100% Incandescent | Occupied | 1970s | Natural Gas | Yes | 0 | 858.1121 | 32.2378 | 688.1309 | 2653.4655 | 0 | 0 | 395.3529 | 0 | 0 | 0 | 0 | 0 | 183.7556 | 0 | 1926.0631 | 21.9803 | 1990.5387 | 0 | 0 | 0 | 29.6002 | 480.0504 | 0 | 0 | 0 | 0 | 0 | 0 | 0 | 0 | 16982.2962 | 0 | 3726.3987 | 0 | 0 | 867.1973 | 0 | 0 | 0 | 0 | 0 | 30835.1796 | 30835.1796 | 9258.9943 | 9258.9943 | 0 | 21575.8922 | 0 | 1564.6501 | 0 | 4918.8849 | 0 | 3425.1073 | 0 | 4918.8849 | 0 | 3031.4109 | 0 | 4918.8849 | 0 | 3608.9873 | 0 | 4918.8849 | 0 | 6483.535 | 8343.9922 | 7950.2958 | 8527.8722
21135 | 242.131 | 8194 | 4 | Standard Efficiency | Electric, 120% Usage | EnergyStar, 120% Usage | Electric, 120% Usage | None | 400%+ | None | None | Single-Family Detached | Single-Family Detached | Single-Family Detached | 4000+ | 4000+ | 2 | Electricity | 60% Conditioned | Central AC | None | Electricity Electric Furnace | None | 160000-179999 | 100% Incandescent | Occupied | 2000s | Natural Gas | Yes | 67.9925 | 480.0504 | 28.1348 | 708.3528 | 3406.9512 | 0 | 319.7405 | 726.5232 | 0 | 31164.5914 | 0 | 0 | 0 | 509.6506 | 99.9372 | 7521.669 | 21.9803 | 8902.0338 | 0 | 0 | 0 | 486.498 | 914.0887 | 0 | 0 | 0 | 0 | 0 | 0 | 0 | 0 | 0 | 0 | 5731.884 | 0 | 0 | 0 | 0 | 0 | 0 | 0 | 0 | 61090.3715 | 61090.3715 | 55358.4875 | 55358.4875 | 0 | 5731.884 | 0 | 9836.6395 | 0 | 1306.7293 | 0 | 22671.7963 | 0 | 1306.7293 | 0 | 19743.3083 | 0 | 1306.7293 | 0 | 23918.6836 | 0 | 1306.7293 | 0 | 11143.3688 | 23978.5256 | 21050.0376 | 25225.4129
21138 | 242.131 | 2663 | 3 | None | Electric, 100% Usage | Standard, 100% Usage | Gas, 100% Usage | 290 Rated kWh, 100% Usage | 400%+ | None | None | Single-Family Detached | Single-Family Detached | Single-Family Detached | 2500-2999 | 2500-3999 | 3 | Natural Gas | 20% Conditioned | Room AC | None | Natural Gas Fuel Boiler | None | 200000+ | 100% Incandescent | Occupied | 1940s | Natural Gas | Yes | 0 | 1237.053 | 46.3052 | 0 | 1503.7477 | 160.6029 | 0 | 108.4363 | 0 | 0 | 0 | 0 | 0 | 233.2846 | 0 | 2773.9177 | 21.9803 | 3321.6675 | 0 | 0 | 0 | 36.927 | 434.0383 | 0 | 0 | 0 | 0 | 0 | 0 | 0 | 0 | 36943.3668 | 0 | 6066.2781 | 0 | 0 | 1080.8461 | 0 | 0 | 0 | 0 | 0 | 53968.4514 | 53968.4514 | 9877.3743 | 9877.3743 | 0 | 44090.7841 | 0 | 1658.0039 | 0 | 10051.7974 | 0 | 3673.6723 | 0 | 10051.7974 | 0 | 3239.2682 | 0 | 10051.7974 | 0 | 3905.8667 | 0 | 10051.7974 | 0 | 11709.8014 | 13725.4697 | 13291.0656 | 13957.6641
21180 | 242.131 | 3301 | 4 | Standard Efficiency | Electric, 80% Usage | EnergyStar, 80% Usage | Propane, 80% Usage | None | 400%+ | None | None | Single-Family Detached | Single-Family Detached | Single-Family Detached | 3000-3999 | 2500-3999 | 2 | Propane | 100% Conditioned | Central AC | None | Propane Fuel Furnace | None | 60000-69999 | 100% Incandescent | Occupied | 2000s | Fuel Oil | Yes | 67.9925 | 220.6825 | 12.8951 | 596.1066 | 3205.6114 | 0 | 0 | 179.9456 | 0 | 0 | 0 | 0 | 0 | 264.9362 | 99.9372 | 3321.6675 | 21.9803 | 1290.0989 | 0 | 0 | -11125.2709 | 18.4635 | 434.0383 | 0 | 0 | 0 | 1878.2925 | 0 | 0 | 0 | 0 | 0 | 0 | 0 | 0 | 0 | 0 | 0 | 0 | 14503.5011 | 0 | 543.9399 | 15534.8182 | 26660.3822 | -1390.6222 | 9734.6487 | 1878.2925 | 0 | 15047.441 | 608.6511 | 569.4875 | 0 | 4140.8007 | 885.1978 | 569.4875 | 0 | 4140.8007 | 773.1936 | 569.4875 | 0 | 4140.8007 | 761.3924 | 569.4875 | 0 | 4140.8007 | 5318.9393 | 5595.486 | 5483.4818 | 5471.6807
21193 | 242.131 | 866 | 2 | Standard Efficiency | Electric, 80% Usage | Standard, 80% Usage | Electric, 80% Usage | 290 Rated kWh, 80% Usage | 200-300% | None | 6 | Single-Family Attached | Single-Family Attached | Single-Family Attached | 750-999 | 0-1499 | 1 | Electricity | 100% Conditioned | Central AC | None | Electricity Electric Furnace | None | 35000-39999 | 100% CFL | Occupied | 1960s | Electricity | Yes | 67.9925 | 564.1618 | 21.1011 | 145.3633 | 803.8939 | 66.2341 | 0 | 27.8418 | 0 | 2858.3221 | 0 | 0 | 1304.1663 | 35.7547 | 0 | 393.8875 | 16.412 | 867.4904 | 0 | 0 | 0 | 311.5345 | 727.1093 | 0 | 0 | 0 | 0 | 0 | 0 | 0 | 0 | 0 | 0 | 0 | 0 | 0 | 0 | 0 | 0 | 0 | 0 | 0 | 8211.5583 | 8211.5583 | 8211.5583 | 8211.5583 | 0 | 0 | 0 | 1404.7189 | 0 | 0 | 0 | 3223.0496 | 0 | 0 | 0 | 2816.1423 | 0 | 0 | 0 | 3399.2643 | 0 | 0 | 0 | 1404.7189 | 3223.0496 | 2816.1423 | 3399.2643
21216 | 242.131 | 2176 | 4 | Standard Efficiency | Electric, 80% Usage | EnergyStar, 80% Usage | Electric, 80% Usage | 318 Rated kWh, 80% Usage | 300-400% | None | None | Single-Family Detached | Single-Family Detached | Single-Family Detached | 2000-2499 | 1500-2499 | 1 | Natural Gas | 100% Conditioned | Central AC | None | Natural Gas Fuel Boiler | None | 60000-69999 | 100% LED | Occupied | 1960s | Electricity | Yes | 67.9925 | 320.0336 | 18.7565 | 1321.7505 | 5295.2081 | 77.9569 | 319.7405 | 104.0402 | 0 | 0 | 0 | 0 | 1321.4575 | 34.8755 | 0 | 575.5916 | 21.9803 | 1268.7047 | 0 | 0 | 0 | 324.4297 | 880.0924 | 376.8894 | 0 | 0 | 0 | 0 | 0 | 0 | 0 | 23882.0684 | 0 | 0 | 0 | 0 | 0 | 0 | 0 | 0 | 0 | 0 | 36211.5683 | 36211.5683 | 12329.4999 | 12329.4999 | 0 | 23882.0684 | 0 | 2133.4903 | 0 | 5444.5999 | 0 | 4597.4517 | 0 | 5444.5999 | 0 | 4086.5842 | 0 | 5444.5999 | 0 | 4772.5842 | 0 | 5444.5999 | 0 | 7578.0902 | 10042.0515 | 9531.1841 | 10217.184
21220 | 242.131 | 2663 | 4 | None | Electric, 80% Usage | Standard, 80% Usage | Electric, 80% Usage | 290 Rated kWh, 80% Usage | 400%+ | None | None | Single-Family Detached | Single-Family Detached | Single-Family Detached | 2500-2999 | 2500-3999 | 1 | Natural Gas | 80% Conditioned | Central AC | None | Natural Gas Fuel Furnace | None | 120000-139999 | 100% CFL | Occupied | 1970s | Natural Gas | Yes | 0 | 795.688 | 29.8932 | 345.8239 | 3513.0429 | 100.5234 | 319.7405 | 818.5475 | 0 | 0 | 0 | 0 | 0 | 58.3211 | 24.911 | 887.4192 | 21.9803 | 1503.4546 | 0 | 0 | 0 | 377.1825 | 434.0383 | 0 | 0 | 0 | 0 | 0 | 0 | 0 | 0 | 34552.7861 | 0 | 3566.6749 | 0 | 0 | 0 | 0 | 0 | 0 | 0 | 0 | 47350.0274 | 47350.0274 | 9230.5664 | 9230.5664 | 0 | 38119.7541 | 0 | 1622.0141 | 0 | 8690.5073 | 0 | 3493.5512 | 0 | 8690.5073 | 0 | 3097.6621 | 0 | 8690.5073 | 0 | 3651.5996 | 0 | 8690.5073 | 0 | 10312.5214 | 12184.0585 | 11788.1694 | 12342.1069
21317 | 242.131 | 617 | 1 | Standard Efficiency | None | None | Electric, 80% Usage | None | 150-200% | 12 | None | 10 to 19 Unit | Multifamily with 5+ units, 1-3 stories | Multi-Family with 5+ Units | 500-749 | 0-1499 | 3 | Natural Gas | None | None | Heating Only | Natural Gas Shared Heating | Boiler Baseboards Heating Only, Natural Gas | 25000-29999 | 100% CFL | Occupied | 1960s | Electricity | No | 67.9925 | 0 | 0 | 0 | 0 | 0 | 0 | 112.2462 | 0 | 0 | 0 | 0 | 1047.1429 | 32.824 | 0 | 325.602 | 16.412 | 783.379 | 0 | 0 | 0 | 311.2415 | 434.0383 | 0 | 0 | 0 | 0 | 0 | 0 | 0 | 0 | 6811.5578 | 0 | 0 | 0 | 0 | 0 | 0 | 0 | 0 | 0 | 0 | 9942.143 | 9942.143 | 3130.5852 | 3130.5852 | 0 | 6811.5578 | 0 | 516.341 | 0 | 1552.9252 | 0 | 1170.7886 | 0 | 1552.9252 | 0 | 1028.239 | 0 | 1552.9252 | 0 | 1251.2268 | 0 | 1552.9252 | 0 | 2069.2662 | 2723.7138 | 2581.1642 | 2804.152
21363 | 242.131 | 3301 | 3 | None | Electric, 100% Usage | Standard, 100% Usage | Electric, 100% Usage | 318 Rated kWh, 100% Usage | 300-400% | None | None | Single-Family Detached | Single-Family Detached | Single-Family Detached | 3000-3999 | 2500-3999 | 1 | Natural Gas | 100% Conditioned | Central AC | None | Natural Gas Fuel Furnace | None | 45000-49999 | 100% Incandescent | Occupied | 1970s | Electricity | Yes | 0 | 525.7695 | 19.6358 | 951.8948 | 2955.6217 | 60.3726 | 0 | 1031.024 | 0 | 0 | 0 | 0 | 1301.8217 | 264.9362 | 99.9372 | 3321.6675 | 21.9803 | 2580.1977 | 0 | 0 | 0 | 339.6694 | 434.0383 | 0 | 0 | 0 | 0 | 0 | 0 | 0 | 0 | 76006.5166 | 0 | 0 | 0 | 0 | 0 | 0 | 0 | 0 | 0 | 0 | 89915.0835 | 89915.0835 | 13908.5668 | 13908.5668 | 0 | 76006.5166 | 0 | 2352.3436 | 0 | 17327.8853 | 0 | 5084.1014 | 0 | 17327.8853 | 0 | 4494.9933 | 0 | 17327.8853 | 0 | 5447.6725 | 0 | 17327.8853 | 0 | 19680.229 | 22411.9868 | 21822.8787 | 22775.5578
21390 | 242.131 | 853 | 1 | Standard Efficiency | None | None | Electric, 100% Usage | None | 200-300% | 12 | None | 10 to 19 Unit | Multifamily with 5+ units, 1-3 stories | Multi-Family with 5+ Units | 750-999 | 0-1499 | 2 | Natural Gas | None | None | None | Natural Gas Fuel Wall/Floor Furnace | None | 30000-34999 | 100% LED | Occupied | 1950s | Natural Gas | No | 67.9925 | 0 | 0 | 0 | 0 | 0 | 0 | 0 | 0 | 0 | 0 | 0 | 0 | 23.7388 | 0 | 298.0533 | 16.412 | 1661.713 | 0 | 0 | 0 | 389.4915 | 434.0383 | 0 | 0 | 0 | 0 | 0 | 0 | 0 | 0 | 11786.7323 | 0 | 2566.7164 | 0 | 0 | 0 | 0 | 0 | 0 | 0 | 0 | 17244.8879 | 17244.8879 | 2891.4392 | 2891.4392 | 0 | 14353.4487 | 0 | 485.2205 | 0 | 3272.2743 | 0 | 1088.8226 | 0 | 3272.2743 | 0 | 956.7687 | 0 | 3272.2743 | 0 | 1162.3504 | 0 | 3272.2743 | 0 | 3757.4948 | 4361.097 | 4229.0431 | 4434.6247
21416 | 242.131 | 2176 | 2 | Standard Efficiency | Electric, 100% Usage | EnergyStar, 100% Usage | Electric, 100% Usage | 318 Rated kWh, 100% Usage | 200-300% | None | None | Single-Family Detached | Single-Family Detached | Single-Family Detached | 2000-2499 | 1500-2499 | 2 | Fuel Oil | None | None | None | Fuel Oil Fuel Boiler | None | 45000-49999 | 100% CFL | Occupied | 1960s | Electricity | Yes | 67.9925 | 400.042 | 23.4457 | 0 | 0 | 97.5927 | 0 | 311.8276 | 0 | 0 | 0 | 0 | 2339.0002 | 52.1667 | 0 | 753.7788 | 16.412 | 2537.1163 | 0 | 2135.3158 | 0 | 405.6104 | 480.0504 | 0 | 0 | 49779.8797 | 0 | 0 | 1683.1072 | 0 | 0 | 0 | 0 | 0 | 0 | 0 | 0 | 0 | 0 | 0 | 0 | 0 | 61083.6308 | 61083.6308 | 9620.644 | 9620.644 | 49779.8797 | 1683.1072 | 0 | 1536.609 | 15093.1541 | 383.736 | 0 | 3456.025 | 15093.1541 | 383.736 | 0 | 3188.4808 | 15093.1541 | 383.736 | 0 | 3852.1645 | 15093.1541 | 383.736 | 0 | 17013.4991 | 18932.9151 | 18665.3709 | 19329.0546
21463 | 242.131 | 3301 | 4 | Standard Efficiency | Electric, 120% Usage | EnergyStar, 120% Usage | Gas, 120% Usage | None | 300-400% | None | None | Single-Family Detached | Single-Family Detached | Single-Family Detached | 3000-3999 | 2500-3999 | 1 | Natural Gas | 100% Conditioned | Central AC | None | Natural Gas Fuel Wall/Floor Furnace | None | 80000-99999 | 100% Incandescent | Occupied | 1960s | Natural Gas | Yes | 67.9925 | 778.6898 | 45.426 | 1287.7543 | 6539.0017 | 0 | 0 | 0 | 0 | 0 | 0 | 0 | 0 | 264.9362 | 99.9372 | 3321.6675 | 21.9803 | 7048.9454 | 0 | 0 | 0 | 44.2537 | 434.0383 | 0 | 0 | 0 | 0 | 0 | 0 | 0 | 0 | 48329.4709 | 0 | 10203.2693 | 0 | 0 | 1297.1326 | 0 | 0 | 0 | 0 | 0 | 79784.4958 | 79784.4958 | 19954.623 | 19954.623 | 0 | 59829.8728 | 0 | 3528.8924 | 0 | 13639.9725 | 0 | 7518.5856 | 0 | 13639.9725 | 0 | 6675.1197 | 0 | 13639.9725 | 0 | 7862.6618 | 0 | 13639.9725 | 0 | 17168.8649 | 21158.5582 | 20315.0923 | 21502.6343
21478 | 242.131 | 1202 | 2 | None | Electric, 100% Usage | EnergyStar, 100% Usage | Electric, 100% Usage | None | 400%+ | None | 16 | Single-Family Attached | Single-Family Attached | Single-Family Attached | 1000-1499 | 0-1499 | 1 | Electricity | 100% Conditioned | Heat Pump | None | Electricity ASHP | None | 80000-99999 | 100% Incandescent | Occupied | 1980s | Electricity | Yes | 0 | 369.8557 | 21.6873 | 589.3659 | 2495.2071 | 0 | 0 | 284.2789 | 679.9249 | 2990.4972 | 0 | 0 | 1698.933 | 160.0168 | 0 | 1519.8666 | 16.412 | 1786.8543 | 0 | 0 | 0 | 389.4915 | 434.0383 | 0 | 0 | 0 | 0 | 0 | 0 | 0 | 0 | 0 | 0 | 0 | 0 | 0 | 0 | 0 | 0 | 0 | 0 | 0 | 13436.1363 | 13436.1363 | 13436.1363 | 13436.1363 | 0 | 0 | 0 | 2297.8917 | 0 | 0 | 0 | 5204.9307 | 0 | 0 | 0 | 4564.4674 | 0 | 0 | 0 | 5496.543 | 0 | 0 | 0 | 2297.8917 | 5204.9307 | 4564.4674 | 5496.543
21526 | 242.131 | 1138 | 3 | Standard Efficiency | None | None | Electric, 100% Usage | None | 400%+ | 2 | None | 2 Unit | Multifamily with 2-4 Units | Multi-Family with 2 - 4 Units | 1000-1499 | 0-1499 | 2 | Natural Gas | 40% Conditioned | Room AC | Heating Only | Natural Gas Shared Heating | Boiler Baseboards Heating Only, Natural Gas | 200000+ | 100% CFL | Occupied | <1940 | Natural Gas | No | 67.9925 | 0 | 0 | 0 | 826.4604 | 0 | 0 | 111.0739 | 0 | 0 | 0 | 0 | 0 | 39.2715 | 0 | 468.6206 | 21.9803 | 1374.2102 | 0 | 0 | 0 | 389.4915 | 434.0383 | 0 | 0 | 0 | 0 | 0 | 0 | 0 | 0 | 15739.0887 | 0 | 3293.2396 | 0 | 0 | 0 | 0 | 0 | 0 | 0 | 0 | 22765.4676 | 22765.4676 | 3733.1393 | 3733.1393 | 0 | 19032.3284 | 0 | 658.6048 | 0 | 4338.9753 | 0 | 1437.1004 | 0 | 4338.9753 | 0 | 1268.8621 | 0 | 4338.9753 | 0 | 1508.9521 | 0 | 4338.9753 | 0 | 4997.58 | 5776.0756 | 5607.8373 | 5847.9274
21548 | 242.131 | 2663 | 4 | None | Electric, 120% Usage | EnergyStar, 120% Usage | Gas, 120% Usage | 290 Rated kWh, 120% Usage | 400%+ | None | None | Single-Family Detached | Single-Family Detached | Single-Family Detached | 2500-2999 | 2500-3999 | 2 | Natural Gas | None | None | None | Natural Gas Fuel Wall/Floor Furnace | None | 200000+ | 100% CFL | Occupied | 1950s | Natural Gas | Yes | 0 | 480.0504 | 28.1348 | 0 | 0 | 109.3155 | 319.7405 | 0 | 0 | 0 | 0 | 0 | 0 | 58.3211 | 0 | 887.4192 | 21.9803 | 5384.3017 | 0 | 0 | 0 | 33.4101 | 868.0765 | 402.3866 | 0 | 0 | 0 | 0 | 0 | 0 | 0 | 56996.7548 | 0 | 6162.9915 | 0 | 0 | 976.2197 | 0 | 0 | 0 | 0 | 0 | 72728.8098 | 72728.8098 | 8592.8438 | 8592.8438 | 0 | 64135.966 | 0 | 1455.3012 | 0 | 14621.6893 | 0 | 3255.886 | 0 | 14621.6893 | 0 | 2860.221 | 0 | 14621.6893 | 0 | 3471.3451 | 0 | 14621.6893 | 0 | 16076.9905 | 17877.5753 | 17481.9103 | 18093.0344
21591 | 242.131 | 3301 | 3 | Standard Efficiency | Electric, 100% Usage | EnergyStar, 100% Usage | Electric, 100% Usage | None | 400%+ | None | None | Single-Family Detached | Single-Family Detached | Single-Family Detached | 3000-3999 | 2500-3999 | 2 | Natural Gas | 100% Conditioned | Central AC | None | Natural Gas Fuel Furnace | None | 100000-119999 | 100% Incandescent | Occupied | 2010s | Electricity | Yes | 67.9925 | 275.7799 | 16.1189 | 825.5812 | 3211.7659 | 0 | 319.7405 | 55.3904 | 0 | 0 | 0 | 0 | 1146.7871 | 264.9362 | 99.9372 | 3321.6675 | 21.9803 | 2580.1977 | 0 | 0 | 0 | 339.6694 | 434.0383 | 0 | 0 | 0 | 0 | 0 | 0 | 0 | 0 | 8997.2818 | 0 | 0 | 0 | 0 | 0 | 0 | 0 | 0 | 0 | 0 | 21978.8649 | 21978.8649 | 12981.583 | 12981.583 | 0 | 8997.2818 | 0 | 2197.1706 | 0 | 2051.1964 | 0 | 4787.2012 | 0 | 2051.1964 | 0 | 4233.8933 | 0 | 2051.1964 | 0 | 5071.3963 | 0 | 2051.1964 | 0 | 4248.367 | 6838.3976 | 6285.0897 | 7122.5927
21612 | 242.131 | 2176 | 4 | None | Electric, 120% Usage | EnergyStar, 120% Usage | Electric, 120% Usage | None | 400%+ | None | None | Single-Family Detached | Single-Family Detached | Single-Family Detached | 2000-2499 | 1500-2499 | 1 | Natural Gas | 100% Conditioned | Central AC | None | Natural Gas Fuel Furnace | None | 70000-79999 | 100% CFL | Occupied | 1970s | Natural Gas | Yes | 0 | 480.0504 | 28.1348 | 674.3565 | 2726.4402 | 0 | 319.7405 | 307.7246 | 0 | 0 | 0 | 0 | 0 | 52.1667 | 24.911 | 753.7788 | 21.9803 | 5074.5256 | 0 | 0 | 0 | 485.9118 | 400.042 | 0 | 0 | 0 | 0 | 0 | 0 | 0 | 0 | 19946.417 | 0 | 5976.8914 | 506.4268 | 0 | 0 | 0 | 0 | 0 | 0 | 0 | 37779.4986 | 37779.4986 | 11349.4703 | 11349.4703 | 0 | 26430.0283 | 0 | 1964.8288 | 0 | 6025.468 | 0 | 4271.5968 | 0 | 6025.468 | 0 | 3781.1319 | 0 | 6025.468 | 0 | 4486.7352 | 0 | 6025.468 | 0 | 7990.2968 | 10297.0648 | 9806.5999 | 10512.2032
21791 | 242.131 | 617 | 2 | Standard Efficiency | Electric, 80% Usage | Standard, 80% Usage | Electric, 80% Usage | None | 400%+ | None | 24 | Single-Family Attached | Single-Family Attached | Single-Family Attached | 500-749 | 0-1499 | 1 | Electricity | 100% Conditioned | Central AC | None | Electricity Electric Furnace | None | 120000-139999 | 100% CFL | Occupied | 1970s | Electricity | Yes | 67.9925 | 564.1618 | 21.1011 | 240.6113 | 1729.4124 | 0 | 0 | 167.0505 | 0 | 7120.7478 | 0 | 0 | 1009.9229 | 32.824 | 0 | 325.602 | 16.412 | 848.4407 | 0 | 0 | 0 | 311.5345 | 400.042 | 282.2274 | 0 | 0 | 0 | 0 | 0 | 0 | 0 | 0 | 0 | 0 | 0 | 0 | 0 | 0 | 0 | 0 | 0 | 0 | 13138.083 | 13138.083 | 13138.083 | 13138.083 | 0 | 0 | 0 | 2279.9489 | 0 | 0 | 0 | 5251.5219 | 0 | 0 | 0 | 4580.8103 | 0 | 0 | 0 | 5556.1192 | 0 | 0 | 0 | 2279.9489 | 5251.5219 | 4580.8103 | 5556.1192
21857 | 242.131 | 2663 | 4 | Standard Efficiency | Electric, 120% Usage | EnergyStar, 120% Usage | Electric, 120% Usage | 290 Rated kWh, 120% Usage | 400%+ | None | None | Single-Family Detached | Single-Family Detached | Single-Family Detached | 2500-2999 | 2500-3999 | 2 | Natural Gas | 100% Conditioned | Central AC | None | Natural Gas Fuel Furnace | None | 180000-199999 | 100% Incandescent | Occupied | 1940s | Natural Gas | Yes | 67.9925 | 480.0504 | 28.1348 | 973.289 | 8034.8365 | 109.3155 | 0 | 764.3294 | 0 | 0 | 0 | 0 | 0 | 233.2846 | 99.9372 | 2773.9177 | 21.9803 | 5384.3017 | 0 | 0 | 0 | 486.498 | 400.042 | 0 | 0 | 0 | 0 | 0 | 0 | 0 | 0 | 30528.0411 | 0 | 6190.5402 | 0 | 0 | 0 | 0 | 0 | 0 | 0 | 0 | 56576.1978 | 56576.1978 | 19857.6165 | 19857.6165 | 0 | 36718.5813 | 0 | 3385.4874 | 0 | 8371.0744 | 0 | 7264.353 | 0 | 8371.0744 | 0 | 6452.4984 | 0 | 8371.0744 | 0 | 7636.1445 | 0 | 8371.0744 | 0 | 11756.5618 | 15635.4274 | 14823.5728 | 16007.2189
21892 | 242.131 | 1202 | 3 | Standard Efficiency | Electric, 100% Usage | Standard, 100% Usage | Electric, 100% Usage | None | 400%+ | None | 5 | Single-Family Attached | Single-Family Attached | Single-Family Attached | 1000-1499 | 0-1499 | 2 | Electricity | 100% Conditioned | Central AC | None | Electricity Electric Furnace | None | 100000-119999 | 100% CFL | Occupied | 1970s | Electricity | Yes | 67.9925 | 552.439 | 20.808 | 125.1413 | 796.2741 | 0 | 319.7405 | 99.3511 | 0 | 5205.5283 | 0 | 0 | 1385.64 | 40.1507 | 0 | 486.2049 | 21.9803 | 1655.5585 | 0 | 0 | 0 | 346.9961 | 434.0383 | 0 | 0 | 0 | 0 | 0 | 0 | 0 | 0 | 0 | 0 | 0 | 0 | 0 | 0 | 0 | 0 | 0 | 0 | 0 | 11557.2576 | 11557.2576 | 11557.2576 | 11557.2576 | 0 | 0 | 0 | 1990.5565 | 0 | 0 | 0 | 4577.8846 | 0 | 0 | 0 | 3989.2065 | 0 | 0 | 0 | 4849.3352 | 0 | 0 | 0 | 1990.5565 | 4577.8846 | 3989.2065 | 4849.3352
22060 | 242.131 | 617 | 1 | Standard Efficiency | None | EnergyStar, 100% Usage | Gas, 100% Usage | None | 0-100% | 3 | None | 3 or 4 Unit | Multifamily with 2-4 Units | Multi-Family with 2 - 4 Units | 500-749 | 0-1499 | 3 | Natural Gas | 60% Conditioned | Room AC | Heating Only | Natural Gas Shared Heating | Boiler Baseboards Heating Only, Natural Gas | <10000 | 100% CFL | Occupied | 1970s | Natural Gas | Yes | 67.9925 | 0 | 16.9981 | 0 | 868.0765 | 0 | 0 | 102.2818 | 0 | 0 | 0 | 0 | 0 | 32.824 | 0 | 325.602 | 16.412 | 1060.9173 | 0 | 0 | 0 | 23.7388 | 868.0765 | 0 | 0 | 0 | 0 | 0 | 0 | 540.4231 | 0 | 7797.1558 | 0 | 1302.994 | 0 | 0 | 694.8715 | 0 | 0 | 0 | 0 | 0 | 13717.7776 | 13717.7776 | 3382.6263 | 3382.6263 | 0 | 10335.1513 | 0 | 574.438 | 0 | 2356.1987 | 0 | 1257.613 | 0 | 2356.1987 | 0 | 1112.0765 | 0 | 2356.1987 | 0 | 1326.8543 | 0 | 2356.1987 | 0 | 2930.6367 | 3613.8117 | 3468.2752 | 3683.053
22096 | 242.131 | 1220 | 3 | None | Electric, 120% Usage | EnergyStar, 120% Usage | Electric, 120% Usage | None | 150-200% | None | None | Single-Family Detached | Single-Family Detached | Single-Family Detached | 1000-1499 | 0-1499 | 1 | Electricity | 60% Conditioned | Room AC | None | Electricity Baseboard | None | 30000-34999 | 100% CFL | Occupied | <1940 | Natural Gas | Yes | 0 | 629.5167 | 36.6339 | 0 | 2105.4226 | 0 | 319.7405 | 0 | 0 | 19173.2955 | 0 | 0 | 0 | 40.1507 | 0 | 491.1871 | 21.9803 | 5095.9198 | 0 | 0 | 0 | 565.6272 | 434.0383 | 383.63 | 0 | 0 | 0 | 0 | 0 | 0 | 0 | 0 | 0 | 8225.9188 | 0 | 0 | 0 | 0 | 0 | 0 | 0 | 0 | 37523.0614 | 37523.0614 | 29297.1426 | 29297.1426 | 0 | 8225.9188 | 0 | 5169.2085 | 0 | 1875.3586 | 0 | 11749.1528 | 0 | 1875.3586 | 0 | 10576.8732 | 0 | 1875.3586 | 0 | 12838.7941 | 0 | 1875.3586 | 0 | 7044.5671 | 13624.5114 | 12452.2318 | 14714.1527
22113 | 242.131 | 2663 | 3 | None | Electric, 80% Usage | EnergyStar, 80% Usage | Electric, 80% Usage | 290 Rated kWh, 80% Usage | 300-400% | None | None | Single-Family Detached | Single-Family Detached | Single-Family Detached | 2500-2999 | 2500-3999 | 2 | Electricity | 100% Conditioned | Central AC | None | Electricity Electric Furnace | None | 80000-99999 | 100% LED | Occupied | 2000s | Electricity | Yes | 0 | 519.0289 | 30.1863 | 1013.4398 | 4676.8281 | 128.3651 | 0 | 105.7987 | 0 | 14114.0097 | 0 | 0 | 2031.5687 | 38.9785 | 16.7051 | 677.8734 | 21.9803 | 1660.8338 | 0 | 0 | 0 | 429.9353 | 868.0765 | 0 | 0 | 0 | 0 | 0 | 0 | 0 | 0 | 0 | 0 | 0 | 0 | 0 | 0 | 0 | 0 | 0 | 0 | 0 | 26333.6079 | 26333.6079 | 26333.6079 | 26333.6079 | 0 | 0 | 0 | 4618.2548 | 0 | 0 | 0 | 10620.0988 | 0 | 0 | 0 | 9260.8847 | 0 | 0 | 0 | 11137.3524 | 0 | 0 | 0 | 4618.2548 | 10620.0988 | 9260.8847 | 11137.3524
22348 | 242.131 | 2152 | 3 | None | Electric, 100% Usage | Standard, 100% Usage | Electric, 100% Usage | 290 Rated kWh, 100% Usage | 400%+ | None | 36 | Single-Family Attached | Single-Family Attached | Single-Family Attached | 2000-2499 | 1500-2499 | 2 | Natural Gas | 100% Conditioned | Central AC | None | Natural Gas Fuel Furnace | None | 70000-79999 | 100% Incandescent | Vacant | <1940 | Electricity | Yes | 0 | 0 | 0 | 452.7948 | 4089.5137 | 0 | 0 | 482.6881 | 0 | 0 | 0 | 0 | 320.9128 | 0 | 0 | 0 | 21.9803 | 0 | 0 | 0 | 0 | 0 | 434.0383 | 0 | 0 | 0 | 0 | 0 | 0 | 0 | 0 | 19362.0333 | 0 | 0 | 0 | 0 | 0 | 0 | 0 | 0 | 0 | 0 | 25164.2544 | 25164.2544 | 5802.221 | 5802.221 | 0 | 19362.0333 | 0 | 1040.3563 | 0 | 4414.1659 | 0 | 2104.8872 | 0 | 4414.1659 | 0 | 1886.2026 | 0 | 4414.1659 | 0 | 2210.9947 | 0 | 4414.1659 | 0 | 5454.5222 | 6519.0531 | 6300.3685 | 6625.1606
22388 | 242.131 | 1220 | 2 | Standard Efficiency | Electric, 100% Usage | EnergyStar, 100% Usage | Electric, 100% Usage | None | 400%+ | None | None | Single-Family Detached | Single-Family Detached | Single-Family Detached | 1000-1499 | 0-1499 | 1 | Propane | 100% Conditioned | Central AC | None | Propane Fuel Furnace | None | 80000-99999 | 100% Incandescent | Occupied | 1980s | Electricity | Yes | 67.9925 | 275.7799 | 16.1189 | 114.5908 | 1081.1392 | 0 | 0 | 532.5101 | 0 | 0 | 0 | 0 | 1219.1757 | 160.896 | 99.9372 | 1535.3993 | 16.412 | 1918.4432 | 0 | 1534.2271 | 0 | 339.6694 | 868.0765 | 270.7977 | 0 | 0 | 0 | 0 | 0 | 0 | 0 | 0 | 0 | 0 | 0 | 0 | 0 | 0 | 0 | 21168.8165 | 0 | 0 | 31220.2749 | 31220.2749 | 10051.4585 | 10051.4585 | 0 | 0 | 21168.8165 | 1624.004 | 0 | 0 | 5825.3607 | 3657.7153 | 0 | 0 | 5825.3607 | 3219.3201 | 0 | 0 | 5825.3607 | 3903.5633 | 0 | 0 | 5825.3607 | 7449.3647 | 9483.0761 | 9044.6808 | 9728.924
22413 | 242.131 | 1690 | 4 | None | Electric, 100% Usage | EnergyStar, 100% Usage | Gas, 100% Usage | 318 Rated kWh, 100% Usage | 300-400% | None | None | Single-Family Detached | Single-Family Detached | Single-Family Detached | 1500-1999 | 1500-2499 | 2 | Natural Gas | 100% Conditioned | Central AC | None | Natural Gas Fuel Furnace | None | 120000-139999 | 100% Incandescent | Occupied | 1940s | Natural Gas | Yes | 0 | 897.6767 | 52.4597 | 445.175 | 3559.9343 | 246.1797 | 319.7405 | 1149.7178 | 0 | 0 | 0 | 0 | 0 | 184.6348 | 0 | 1938.9582 | 21.9803 | 3641.7011 | 0 | 0 | 0 | 46.0122 | 434.0383 | 0 | 0 | 0 | 0 | 0 | 0 | 0 | 0 | 45928.9258 | 0 | 7895.9208 | 0 | 0 | 1348.42 | 0 | 0 | 0 | 0 | 0 | 68111.182 | 68111.182 | 12937.6224 | 12937.6224 | 0 | 55173.5596 | 0 | 2205.5643 | 0 | 12578.4031 | 0 | 4780.5111 | 0 | 12578.4031 | 0 | 4227.1675 | 0 | 12578.4031 | 0 | 5078.612 | 0 | 12578.4031 | 0 | 14783.9674 | 17358.9142 | 16805.5705 | 17657.0151
22435 | 242.131 | 3301 | 4 | Standard Efficiency | Electric, 120% Usage | EnergyStar, 120% Usage | Electric, 120% Usage | 290 Rated kWh, 120% Usage | 400%+ | None | None | Single-Family Detached | Single-Family Detached | Single-Family Detached | 3000-3999 | 2500-3999 | 2 | Electricity | 100% Conditioned | Heat Pump | None | Electricity ASHP | None | 100000-119999 | 100% CFL | Occupied | 2000s | Electricity | Yes | 67.9925 | 629.5167 | 36.6339 | 1533.0548 | 4393.1353 | 150.9316 | 0 | 291.3126 | 790.9988 | 4020.642 | 0 | 0 | 5477.2052 | 66.2341 | 24.911 | 1062.6757 | 21.9803 | 6419.4287 | 0 | 0 | 0 | 565.6272 | 400.042 | 0 | 0 | 0 | 0 | 0 | 0 | 0 | 0 | 0 | 0 | 0 | 0 | 0 | 0 | 0 | 0 | 0 | 0 | 0 | 25952.3225 | 25952.3225 | 25952.3225 | 25952.3225 | 0 | 0 | 0 | 4556.3599 | 0 | 0 | 0 | 10139.6165 | 0 | 0 | 0 | 8906.044 | 0 | 0 | 0 | 10667.6126 | 0 | 0 | 0 | 4556.3599 | 10139.6165 | 8906.044 | 10667.6126
22666 | 242.131 | 2176 | 3 | Standard Efficiency | Electric, 100% Usage | EnergyStar, 100% Usage | Electric, 100% Usage | None | 200-300% | None | None | Single-Family Detached | Single-Family Detached | Single-Family Detached | 2000-2499 | 1500-2499 | 1 | Electricity | 100% Conditioned | Central AC | None | Electricity Electric Furnace | None | 60000-69999 | 100% Incandescent | Occupied | 1990s | Electricity | Yes | 67.9925 | 524.5972 | 30.7725 | 342.8932 | 1952.4395 | 0 | 319.7405 | 366.3388 | 0 | 15520.4577 | 0 | 0 | 2988.7388 | 208.6666 | 99.9372 | 2355.9983 | 21.9803 | 2851.8746 | 0 | 0 | 0 | 471.2583 | 1356.0398 | 0 | 0 | 0 | 0 | 0 | 0 | 0 | 0 | 0 | 0 | 0 | 0 | 0 | 0 | 0 | 0 | 0 | 0 | 0 | 29480.0189 | 29480.0189 | 29480.0189 | 29480.0189 | 0 | 0 | 0 | 5162.9135 | 0 | 0 | 0 | 11936.6869 | 0 | 0 | 0 | 10397.1055 | 0 | 0 | 0 | 12601.7177 | 0 | 0 | 0 | 5162.9135 | 11936.6869 | 10397.1055 | 12601.7177
22691 | 242.131 | 1138 | 3 | Standard Efficiency | None | None | Gas, 100% Usage | None | 150-200% | 43 | None | 20 to 49 Unit | Multifamily with 5+ units, 1-3 stories | Multi-Family with 5+ Units | 1000-1499 | 0-1499 | 3 | Natural Gas | 100% Conditioned | Central AC | None | Natural Gas Fuel Furnace | None | 20000-24999 | 100% CFL | Occupied | 2000s | Natural Gas | Yes | 67.9925 | 0 | 0 | 303.9147 | 1157.0446 | 0 | 0 | 7.3268 | 0 | 0 | 0 | 0 | 0 | 39.2715 | 0 | 468.6206 | 21.9803 | 1581.4115 | 0 | 0 | 0 | 23.7388 | 727.1093 | 0 | 0 | 0 | 0 | 0 | 0 | 599.9165 | 0 | 2016.622 | 0 | 2645.5525 | 0 | 0 | 694.8715 | 0 | 0 | 0 | 0 | 0 | 10355.0801 | 10355.0801 | 4398.1175 | 4398.1175 | 0 | 5956.6695 | 0 | 751.8466 | 0 | 1358.0288 | 0 | 1657.8175 | 0 | 1358.0288 | 0 | 1462.0461 | 0 | 1358.0288 | 0 | 1755.8479 | 0 | 1358.0288 | 0 | 2109.8754 | 3015.8463 | 2820.0749 | 3113.8767
22712 | 242.131 | 866 | 3 | None | Electric, 100% Usage | Standard, 100% Usage | Gas, 100% Usage | 290 Rated kWh, 100% Usage | 0-100% | None | 30 | Single-Family Attached | Single-Family Attached | Single-Family Attached | 750-999 | 0-1499 | 1 | Natural Gas | 20% Conditioned | Room AC | None | Natural Gas Fuel Wall/Floor Furnace | None | 10000-14999 | 100% CFL | Vacant | 1940s | Natural Gas | Yes | 0 | 0 | 0 | 0 | 176.1357 | 0 | 0 | 0 | 0 | 0 | 0 | 0 | 0 | 0 | 0 | 0 | 21.9803 | 0 | 0 | 0 | 0 | 0 | 400.042 | 0 | 0 | 0 | 0 | 0 | 0 | 0 | 0 | 5663.8915 | 0 | 1570.2748 | 0 | 0 | 0 | 0 | 0 | 0 | 0 | 0 | 7831.7382 | 7831.7382 | 597.865 | 597.865 | 0 | 7233.8732 | 0 | 98.9847 | 0 | 1649.1811 | 0 | 216.7296 | 0 | 1649.1811 | 0 | 192.5681 | 0 | 1649.1811 | 0 | 224.9033 | 0 | 1649.1811 | 0 | 1748.1659 | 1865.9107 | 1841.7492 | 1874.0845
22714 | 242.131 | 1220 | 4 | Standard Efficiency | Electric, 80% Usage | Standard, 80% Usage | Gas, 80% Usage | 318 Rated kWh, 80% Usage | 200-300% | None | None | Single-Family Detached | Single-Family Detached | Single-Family Detached | 1000-1499 | 0-1499 | 1 | Natural Gas | 100% Conditioned | Central AC | None | Natural Gas Fuel Furnace | None | 50000-59999 | 100% Incandescent | Occupied | 1960s | Natural Gas | Yes | 67.9925 | 989.701 | 36.927 | 379.8201 | 3459.704 | 137.4503 | 0 | 454.5532 | 0 | 0 | 0 | 0 | 0 | 160.896 | 0 | 1535.3993 | 21.9803 | 1431.3591 | 0 | 0 | 0 | 29.6002 | 434.0383 | 0 | 0 | 0 | 0 | 0 | 0 | 0 | 0 | 18214.9531 | 0 | 4098.0128 | 0 | 0 | 864.8527 | 0 | 0 | 0 | 0 | 0 | 32316.9469 | 32316.9469 | 9139.4213 | 9139.4213 | 0 | 23177.8186 | 0 | 1593.7004 | 0 | 5284.0345 | 0 | 3467.1594 | 0 | 5284.0345 | 0 | 3069.9254 | 0 | 5284.0345 | 0 | 3613.9487 | 0 | 5284.0345 | 0 | 6877.7349 | 8751.1939 | 8353.9599 | 8897.9832
22729 | 242.131 | 853 | 1 | Standard Efficiency | None | None | Electric, 120% Usage | None | 400%+ | 30 | None | 20 to 49 Unit | Multifamily with 5+ units, 1-3 stories | Multi-Family with 5+ Units | 750-999 | 0-1499 | 3 | Electricity | 40% Conditioned | Room AC | None | Electricity Electric Furnace | None | 80000-99999 | 100% Incandescent | Occupied | 2000s | Electricity | Yes | 67.9925 | 0 | 0 | 0 | 691.3547 | 0 | 0 | 8.7921 | 0 | 380.9924 | 0 | 0 | 3400.5036 | 142.7256 | 0 | 1220.3479 | 16.412 | 3323.1329 | 0 | 0 | 0 | 467.4484 | 434.0383 | 0 | 0 | 0 | 0 | 0 | 0 | 0 | 0 | 0 | 0 | 0 | 0 | 0 | 0 | 0 | 0 | 0 | 0 | 0 | 10154.0334 | 10154.0334 | 10154.0334 | 10154.0334 | 0 | 0 | 0 | 1703.8322 | 0 | 0 | 0 | 3828.1041 | 0 | 0 | 0 | 3359.4688 | 0 | 0 | 0 | 4099.83 | 0 | 0 | 0 | 1703.8322 | 3828.1041 | 3359.4688 | 4099.83
22758 | 242.131 | 1220 | 4 | Standard Efficiency | Gas, 80% Usage | Standard, 80% Usage | Gas, 80% Usage | None | 400%+ | None | None | Single-Family Detached | Single-Family Detached | Single-Family Detached | 1000-1499 | 0-1499 | 1 | Natural Gas | 100% Conditioned | Central AC | None | Natural Gas Fuel Furnace | None | 120000-139999 | 100% Incandescent | Occupied | 1990s | Natural Gas | Yes | 67.9925 | 105.5056 | 44.2537 | 555.3697 | 2523.3419 | 0 | 319.7405 | 297.1741 | 0 | 0 | 0 | 0 | 0 | 160.896 | 0 | 1535.3993 | 21.9803 | 1588.7383 | 0 | 0 | 0 | 33.117 | 1324.9743 | 0 | 0 | 0 | 0 | 1400.2936 | 0 | 0 | 0 | 13210.7646 | 0 | 4439.4406 | 0 | 0 | 971.8237 | 0 | 0 | 0 | 0 | 0 | 28601.0988 | 28601.0988 | 8578.7764 | 8578.7764 | 0 | 20022.6155 | 0 | 1485.4628 | 0 | 4564.7209 | 0 | 3235.1505 | 0 | 4564.7209 | 0 | 2863.1875 | 0 | 4564.7209 | 0 | 3391.2602 | 0 | 4564.7209 | 0 | 6050.1838 | 7799.8714 | 7427.9084 | 7955.9811
22761 | 242.131 | 617 | 1 | Standard Efficiency | Electric, 100% Usage | EnergyStar, 100% Usage | Gas, 100% Usage | None | 400%+ | 16 | None | 10 to 19 Unit | Multifamily with 5+ units, 1-3 stories | Multi-Family with 5+ Units | 500-749 | 0-1499 | 1 | Natural Gas | 40% Conditioned | Room AC | None | Natural Gas Fuel Boiler | None | 50000-59999 | 100% CFL | Occupied | 1950s | Natural Gas | Yes | 67.9925 | 289.8473 | 16.9981 | 0 | 618.9661 | 0 | 0 | 51.2874 | 0 | 0 | 0 | 0 | 0 | 32.824 | 0 | 325.602 | 16.412 | 1371.5726 | 0 | 0 | 0 | 23.7388 | 434.0383 | 0 | 0 | 0 | 0 | 0 | 0 | 0 | 0 | 2884.4055 | 0 | 2734.9392 | 0 | 0 | 694.8715 | 0 | 0 | 0 | 0 | 0 | 9562.6159 | 9562.6159 | 3248.6928 | 3248.6928 | 0 | 6314.2162 | 0 | 559.1288 | 0 | 1439.4808 | 0 | 1231.5872 | 0 | 1439.4808 | 0 | 1085.7758 | 0 | 1439.4808 | 0 | 1304.4949 | 0 | 1439.4808 | 0 | 1998.6096 | 2671.068 | 2525.2567 | 2743.9757
22777 | 242.131 | 853 | 2 | None | Electric, 80% Usage | EnergyStar, 80% Usage | Electric, 80% Usage | 290 Rated kWh, 80% Usage | 0-100% | 67 | None | 50 or more Unit | Multifamily with 5+ units, 1-3 stories | Multi-Family with 5+ Units | 750-999 | 0-1499 | 3 | Electricity | 100% Conditioned | Central AC | None | Electricity Electric Furnace | None | <10000 | 100% Incandescent | Occupied | 1970s | Electricity | No | 0 | 231.8192 | 13.4813 | 134.2266 | 1185.1794 | 48.3567 | 0 | 36.3408 | 0 | 3273.8969 | 0 | 0 | 384.8023 | 142.7256 | 0 | 1220.3479 | 16.412 | 733.2638 | 0 | 0 | 0 | 277.5383 | 434.0383 | 0 | 0 | 0 | 0 | 0 | 0 | 0 | 0 | 0 | 0 | 0 | 0 | 0 | 0 | 0 | 0 | 0 | 0 | 0 | 8132.1361 | 8132.1361 | 8132.1361 | 8132.1361 | 0 | 0 | 0 | 1374.7555 | 0 | 0 | 0 | 3158.4802 | 0 | 0 | 0 | 2760.2039 | 0 | 0 | 0 | 3347.6709 | 0 | 0 | 0 | 1374.7555 | 3158.4802 | 2760.2039 | 3347.6709
22963 | 242.131 | 1623 | 2 | Standard Efficiency | Electric, 100% Usage | Standard, 100% Usage | Gas, 100% Usage | 318 Rated kWh, 100% Usage | 400%+ | 12 | None | 10 to 19 Unit | Multifamily with 5+ units, 1-3 stories | Multi-Family with 5+ Units | 1500-1999 | 1500-2499 | 2 | Electricity | 100% Conditioned | Heat Pump | None | Electricity ASHP | None | 70000-79999 | 100% CFL | Occupied | 1990s | Natural Gas | Yes | 67.9925 | 552.439 | 20.808 | 654.4277 | 2028.0518 | 64.7687 | 0 | 203.0983 | 776.3453 | 3429.2246 | 0 | 0 | 0 | 45.426 | 0 | 601.968 | 16.412 | 1776.5968 | 0 | 0 | 0 | 23.7388 | 434.0383 | 0 | 0 | 0 | 0 | 0 | 0 | 0 | 0 | 0 | 0 | 2935.986 | 0 | 0 | 694.8715 | 0 | 0 | 0 | 0 | 0 | 14325.9 | 14325.9 | 10695.0426 | 10695.0426 | 0 | 3630.8575 | 0 | 1915.4838 | 0 | 827.7553 | 0 | 4307.0129 | 0 | 827.7553 | 0 | 3771.1343 | 0 | 827.7553 | 0 | 4504.0724 | 0 | 827.7553 | 0 | 2743.2391 | 5134.7681 | 4598.8896 | 5331.8277
22984 | 242.131 | 2152 | 3 | Standard Efficiency | Electric, 120% Usage | Standard, 120% Usage | Electric, 120% Usage | 318 Rated kWh, 120% Usage | 400%+ | None | 12 | Single-Family Attached | Single-Family Attached | Single-Family Attached | 2000-2499 | 1500-2499 | 2 | Electricity | 100% Conditioned | Heat Pump | None | Electricity ASHP | None | 100000-119999 | 100% CFL | Occupied | 2000s | Electricity | Yes | 67.9925 | 1213.3142 | 45.426 | 489.4287 | 1799.7494 | 163.8267 | 0 | 94.662 | 181.9971 | 1254.9303 | 0 | 0 | 5997.4064 | 51.8736 | 0 | 747.0382 | 21.9803 | 4389.6185 | 0 | 0 | 0 | 569.4371 | 727.1093 | 0 | 0 | 0 | 0 | 0 | 0 | 0 | 0 | 0 | 0 | 0 | 0 | 0 | 0 | 0 | 0 | 0 | 0 | 0 | 17815.4973 | 17815.4973 | 17815.4973 | 17815.4973 | 0 | 0 | 0 | 2997.4377 | 0 | 0 | 0 | 6685.1224 | 0 | 0 | 0 | 5875.5289 | 0 | 0 | 0 | 7109.6875 | 0 | 0 | 0 | 2997.4377 | 6685.1224 | 5875.5289 | 7109.6875
22995 | 242.131 | 1690 | 3 | Standard Efficiency | Electric, 100% Usage | Standard, 100% Usage | Electric, 100% Usage | 290 Rated kWh, 100% Usage | 400%+ | None | None | Single-Family Detached | Single-Family Detached | Single-Family Detached | 1500-1999 | 1500-2499 | 1 | Electricity | 100% Conditioned | Central AC | None | Electricity Electric Furnace | None | 80000-99999 | 100% LED | Occupied | 1960s | Electricity | Yes | 81.7668 | 762.864 | 28.4279 | 1103.1195 | 7236.5109 | 91.1451 | 319.7405 | 281.0552 | 0 | 18345.0767 | 897.3836 | 886.54 | 2252.2512 | 30.7725 | 16.7051 | 473.6028 | 21.9803 | 2382.6678 | 0 | 0 | 0 | 405.6104 | 434.0383 | 0 | 0 | 0 | 0 | 0 | 0 | 0 | 0 | 0 | 0 | 0 | 0 | 0 | 0 | 0 | 0 | 0 | 0 | 0 | 36051.5515 | 36051.5515 | 36051.5515 | 36051.5515 | 0 | 0 | 0 | 6472.5713 | 0 | 0 | 0 | 14728.7933 | 0 | 0 | 0 | 12860.865 | 0 | 0 | 0 | 15366.6753 | 0 | 0 | 0 | 6472.5713 | 14728.7933 | 12860.865 | 15366.6753
22997 | 242.131 | 1138 | 2 | Standard Efficiency, No usage | Electric, 100% Usage | EnergyStar, 100% Usage | Electric, 100% Usage | 318 Rated kWh, 100% Usage | 400%+ | 10 | None | 10 to 19 Unit | Multifamily with 5+ units, 1-3 stories | Multi-Family with 5+ Units | 1000-1499 | 0-1499 | 2 | Electricity | 100% Conditioned | Central AC | None | Electricity Electric Furnace | None | 100000-119999 | 100% LED | Vacant | 1990s | Electricity | Yes | 0 | 0 | 0 | 287.7958 | 1787.7335 | 0 | 0 | 14.9466 | 0 | 1922.8393 | 0 | 0 | 362.822 | 0 | 0 | 0 | 16.412 | 0 | 0 | 0 | 0 | 0 | 434.0383 | 0 | 0 | 0 | 0 | 0 | 0 | 0 | 0 | 0 | 0 | 0 | 0 | 0 | 0 | 0 | 0 | 0 | 0 | 0 | 4826.5875 | 4826.5875 | 4826.5875 | 4826.5875 | 0 | 0 | 0 | 938.9788 | 0 | 0 | 0 | 2062.0522 | 0 | 0 | 0 | 1811.3046 | 0 | 0 | 0 | 2127.9529 | 0 | 0 | 0 | 938.9788 | 2062.0522 | 1811.3046 | 2127.9529
23028 | 242.131 | 1138 | 2 | Standard Efficiency | Electric, 80% Usage | Standard, 80% Usage | Electric, 80% Usage | 290 Rated kWh, 80% Usage | 150-200% | 67 | None | 50 or more Unit | Multifamily with 5+ units, 1-3 stories | Multi-Family with 5+ Units | 1000-1499 | 0-1499 | 3 | Natural Gas | 100% Conditioned | Central AC | None | Natural Gas Fuel Furnace | None | 25000-29999 | 100% CFL | Occupied | 1980s | Natural Gas | Yes | 67.9925 | 564.1618 | 21.1011 | 160.896 | 771.07 | 66.2341 | 0 | 2.3446 | 0 | 0 | 0 | 0 | 0 | 39.2715 | 0 | 468.6206 | 16.412 | 888.2984 | 0 | 0 | 0 | 311.5345 | 434.0383 | 0 | 0 | 0 | 0 | 0 | 0 | 0 | 0 | 1212.435 | 0 | 2667.2398 | 0 | 0 | 0 | 0 | 0 | 0 | 0 | 0 | 7691.6502 | 7691.6502 | 3811.9754 | 3811.9754 | 0 | 3879.3818 | 0 | 647.0686 | 0 | 884.4357 | 0 | 1421.9109 | 0 | 884.4357 | 0 | 1254.6524 | 0 | 884.4357 | 0 | 1514.3331 | 0 | 884.4357 | 0 | 1531.5043 | 2306.3467 | 2139.0881 | 2398.7688
23030 | 242.131 | 1202 | 2 | Standard Efficiency | Electric, 100% Usage | EnergyStar, 100% Usage | Electric, 100% Usage | 290 Rated kWh, 100% Usage | 400%+ | None | 90 | Single-Family Attached | Single-Family Attached | Single-Family Attached | 1000-1499 | 0-1499 | 2 | Electricity | 100% Conditioned | Heat Pump | None | Electricity ASHP | None | 120000-139999 | 100% CFL | Occupied | 1990s | Electricity | Yes | 67.9925 | 369.8557 | 21.6873 | 355.4952 | 2106.5949 | 82.646 | 0 | 588.1936 | 1778.9414 | 8273.6894 | 0 | 0 | 1976.7644 | 40.1507 | 0 | 486.2049 | 16.412 | 1786.8543 | 0 | 0 | 0 | 389.4915 | 434.0383 | 0 | 0 | 0 | 0 | 0 | 0 | 0 | 0 | 0 | 0 | 0 | 0 | 0 | 0 | 0 | 0 | 0 | 0 | 0 | 18775.012 | 18775.012 | 18775.012 | 18775.012 | 0 | 0 | 0 | 3326.1461 | 0 | 0 | 0 | 7635.3757 | 0 | 0 | 0 | 6652.4451 | 0 | 0 | 0 | 8045.3103 | 0 | 0 | 0 | 3326.1461 | 7635.3757 | 6652.4451 | 8045.3103
23035 | 242.131 | 1220 | 3 | None | Gas, 100% Usage | EnergyStar, 100% Usage | Electric, 100% Usage | None | 400%+ | None | None | Single-Family Detached | Single-Family Detached | Single-Family Detached | 1000-1499 | 0-1499 | 2 | Natural Gas | 80% Conditioned | Room AC | None | Natural Gas Fuel Boiler | None | 200000+ | 100% CFL | Occupied | <1940 | Natural Gas | Yes | 0 | 58.0281 | 37.8062 | 0 | 2389.4084 | 0 | 319.7405 | 125.4344 | 0 | 0 | 0 | 0 | 0 | 40.1507 | 0 | 491.1871 | 21.9803 | 2862.7182 | 0 | 0 | 0 | 537.1993 | 400.042 | 439.8997 | 0 | 0 | 0 | 770.4838 | 0 | 966.8415 | 0 | 38705.3101 | 0 | 5736.5731 | 0 | 0 | 0 | 0 | 0 | 0 | 0 | 0 | 53902.8035 | 53902.8035 | 7723.595 | 7723.595 | 0 | 46179.2085 | 0 | 1295.1854 | 0 | 10527.9079 | 0 | 2795.9021 | 0 | 10527.9079 | 0 | 2478.2427 | 0 | 10527.9079 | 0 | 2969.7468 | 0 | 10527.9079 | 0 | 11823.0933 | 13323.81 | 13006.1507 | 13497.6547
23037 | 242.131 | 885 | 3 | None | Electric, 80% Usage | EnergyStar, 80% Usage | Electric, 80% Usage | None | 300-400% | None | None | Single-Family Detached | Single-Family Detached | Single-Family Detached | 750-999 | 0-1499 | 1 | Fuel Oil | 100% Conditioned | Central AC | None | Fuel Oil Fuel Furnace | None | 80000-99999 | 100% Incandescent | Occupied | 1950s | Electricity | Yes | 0 | 419.6778 | 24.618 | 697.2161 | 2453.591 | 0 | 319.7405 | 175.5496 | 0 | 0 | 934.3106 | 922.8808 | 1640.6118 | 144.191 | 0 | 1247.8966 | 21.9803 | 1220.641 | 0 | 0 | 0 | 377.1825 | 727.1093 | 366.0458 | 0 | 17810.8081 | 0 | 0 | 1634.4574 | 0 | 0 | 0 | 0 | 0 | 0 | 0 | 0 | 0 | 0 | 0 | 0 | 0 | 31138.5081 | 31138.5081 | 11693.2426 | 11693.2426 | 17810.8081 | 1634.4574 | 0 | 2058.5342 | 5400.1682 | 372.6348 | 0 | 4456.643 | 5400.1682 | 372.6348 | 0 | 4109.5183 | 5400.1682 | 372.6348 | 0 | 4919.7717 | 5400.1682 | 372.6348 | 0 | 7831.3371 | 10229.446 | 9882.3213 | 10692.5747
23087 | 242.131 | 1675 | 3 | Standard Efficiency | Gas, 100% Usage | Standard, 100% Usage | Electric, 100% Usage | None | 200-300% | None | 24 | Single-Family Attached | Single-Family Attached | Single-Family Attached | 1500-1999 | 1500-2499 | 2 | Natural Gas | 100% Conditioned | Central AC | None | Natural Gas Fuel Furnace | None | 70000-79999 | 100% LED | Occupied | 2010s | Natural Gas | Yes | 67.9925 | 90.2659 | 37.8062 | 350.2199 | 1662.8853 | 0 | 0 | 273.1422 | 0 | 0 | 0 | 0 | 0 | 30.4794 | 0 | 470.6721 | 21.9803 | 2121.5415 | 0 | 0 | 0 | 474.4821 | 480.0504 | 0 | 0 | 0 | 0 | 1200.7122 | 0 | 0 | 0 | 10962.3234 | 0 | 5050.4937 | 0 | 0 | 0 | 0 | 0 | 0 | 0 | 0 | 23295.0471 | 23295.0471 | 6081.5178 | 6081.5178 | 0 | 17213.5293 | 0 | 1008.6225 | 0 | 3924.2993 | 0 | 2235.3644 | 0 | 3924.2993 | 0 | 1977.1479 | 0 | 3924.2993 | 0 | 2346.2161 | 0 | 3924.2993 | 0 | 4932.9218 | 6159.6637 | 5901.4472 | 6270.5154
23101 | 242.131 | 1138 | 2 | Standard Efficiency | Electric, 80% Usage | EnergyStar, 80% Usage | Electric, 80% Usage | 318 Rated kWh, 80% Usage | 400%+ | 12 | None | 10 to 19 Unit | Multifamily with 5+ units, 1-3 stories | Multi-Family with 5+ Units | 1000-1499 | 0-1499 | 3 | Electricity | 100% Conditioned | Heat Pump | None | Electricity ASHP | None | 100000-119999 | 100% LED | Occupied | 1990s | Natural Gas | Yes | 67.9925 | 296.0018 | 17.2912 | 278.7106 | 875.6964 | 70.9232 | 0 | 112.5393 | 239.4391 | 1406.7411 | 0 | 0 | 0 | 26.0833 | 0 | 357.8398 | 16.412 | 888.2984 | 0 | 0 | 0 | 311.5345 | 400.042 | 0 | 0 | 0 | 0 | 0 | 0 | 0 | 0 | 0 | 0 | 1889.4292 | 0 | 0 | 0 | 0 | 0 | 0 | 0 | 0 | 7255.2674 | 7255.2674 | 5365.8382 | 5365.8382 | 0 | 1889.4292 | 0 | 945.0824 | 0 | 430.7622 | 0 | 2123.4963 | 0 | 430.7622 | 0 | 1860.4227 | 0 | 430.7622 | 0 | 2229.1448 | 0 | 430.7622 | 0 | 1375.8445 | 2554.2585 | 2291.1849 | 2659.9069
23117 | 242.131 | 617 | 1 | Standard Efficiency | Electric, 100% Usage | EnergyStar, 100% Usage | Electric, 100% Usage | None | 200-300% | 6 | None | 5 to 9 Unit | Multifamily with 5+ units, 1-3 stories | Multi-Family with 5+ Units | 500-749 | 0-1499 | 3 | Other Fuel | 100% Conditioned | Central AC | None | None | None | 35000-39999 | 100% LED | Occupied | 1960s | Electricity | No | 67.9925 | 369.8557 | 21.6873 | 478.292 | 1643.2495 | 0 | 0 | 0 | 0 | 0 | 0 | 0 | 1794.7672 | 21.6873 | 0 | 248.8173 | 16.412 | 1566.4649 | 0 | 0 | 0 | 389.4915 | 434.0383 | 0 | 0 | 0 | 0 | 0 | 0 | 0 | 0 | 0 | 0 | 0 | 0 | 0 | 0 | 0 | 0 | 0 | 0 | 0 | 7053.0484 | 7053.0484 | 7053.0484 | 7053.0484 | 0 | 0 | 0 | 1182.3742 | 0 | 0 | 0 | 2584.2074 | 0 | 0 | 0 | 2285.0854 | 0 | 0 | 0 | 2744.4634 | 0 | 0 | 0 | 1182.3742 | 2584.2074 | 2285.0854 | 2744.4634
23196 | 242.131 | 333 | 2 | Standard Efficiency | Electric, 120% Usage | Standard, 120% Usage | Gas, 120% Usage | None | 200-300% | 2 | None | 2 Unit | Multifamily with 2-4 Units | Multi-Family with 2 - 4 Units | 0-499 | 0-1499 | 2 | Electricity | 100% Conditioned | Heat Pump | None | Electricity ASHP | None | 25000-29999 | 100% CFL | Occupied | 1960s | Electricity | Yes | 81.7668 | 662.9268 | 24.911 | 821.1851 | 2204.1875 | 0 | 0 | 63.3034 | 130.4166 | 1025.4557 | 0 | 0 | 2280.6791 | 29.3071 | 0 | 247.6451 | 16.412 | 1944.8196 | 0 | 0 | 0 | 28.4279 | 480.0504 | 0 | 0 | 0 | 0 | 0 | 0 | 0 | 0 | 0 | 0 | 0 | 0 | 0 | 833.7872 | 0 | 0 | 0 | 0 | 0 | 10874.6951 | 10874.6951 | 10040.9079 | 10040.9079 | 0 | 833.7872 | 0 | 1686.7163 | 0 | 190.0756 | 0 | 3760.7838 | 0 | 190.0756 | 0 | 3313.2491 | 0 | 190.0756 | 0 | 3961.0035 | 0 | 190.0756 | 0 | 1876.792 | 3950.8594 | 3503.3248 | 4151.0792
23235 | 242.131 | 1623 | 2 | None | Electric, 80% Usage | EnergyStar, 80% Usage | Electric, 80% Usage | None | 400%+ | 16 | None | 10 to 19 Unit | Multifamily with 5+ units, 1-3 stories | Multi-Family with 5+ Units | 1500-1999 | 1500-2499 | 3 | Electricity | 100% Conditioned | Heat Pump | None | Electricity ASHP | None | 120000-139999 | 100% CFL | Occupied | 1990s | Electricity | Yes | 0 | 488.5495 | 28.4279 | 889.7638 | 3762.4464 | 0 | 319.7405 | 313.293 | 425.8323 | 3172.4943 | 0 | 0 | 1796.5257 | 45.426 | 0 | 601.968 | 16.412 | 1278.6691 | 0 | 0 | 0 | 413.5233 | 434.0383 | 0 | 0 | 0 | 0 | 0 | 0 | 0 | 0 | 0 | 0 | 0 | 0 | 0 | 0 | 0 | 0 | 0 | 0 | 0 | 13986.8168 | 13986.8168 | 13986.8168 | 13986.8168 | 0 | 0 | 0 | 2415.2837 | 0 | 0 | 0 | 5399.2043 | 0 | 0 | 0 | 4744.3948 | 0 | 0 | 0 | 5668.2708 | 0 | 0 | 0 | 2415.2837 | 5399.2043 | 4744.3948 | 5668.2708
23269 | 242.131 | 1690 | 2 | None | Electric, 100% Usage | EnergyStar, 100% Usage | Electric, 100% Usage | 290 Rated kWh, 100% Usage | 200-300% | None | None | Single-Family Detached | Single-Family Detached | Single-Family Detached | 1500-1999 | 1500-2499 | 1 | Natural Gas | 100% Conditioned | Central AC | None | Natural Gas Fuel Furnace | None | 40000-44999 | 100% CFL | Occupied | 1990s | Natural Gas | Yes | 0 | 400.042 | 23.4457 | 1380.9509 | 4562.8235 | 91.1451 | 319.7405 | 215.9934 | 0 | 0 | 0 | 0 | 0 | 46.0122 | 24.911 | 620.1384 | 16.412 | 2382.6678 | 0 | 0 | 0 | 405.6104 | 480.0504 | 0 | 0 | 0 | 0 | 0 | 0 | 0 | 0 | 23630.9065 | 0 | 3927.1523 | 0 | 0 | 0 | 0 | 0 | 0 | 0 | 0 | 38528.0021 | 38528.0021 | 10969.9432 | 10969.9432 | 0 | 27558.0589 | 0 | 1793.6503 | 0 | 6282.6558 | 0 | 3814.2043 | 0 | 6282.6558 | 0 | 3396.897 | 0 | 6282.6558 | 0 | 4060.6519 | 0 | 6282.6558 | 0 | 8076.306 | 10096.86 | 9679.5528 | 10343.3076
23322 | 242.131 | 1220 | 3 | Standard Efficiency | Electric, 120% Usage | Standard, 120% Usage | Electric, 120% Usage | 318 Rated kWh, 120% Usage | 200-300% | None | None | Single-Family Detached | Single-Family Detached | Single-Family Detached | 1000-1499 | 0-1499 | 1 | Electricity | 100% Conditioned | Central AC | None | Electricity Electric Furnace | None | 35000-39999 | 100% Incandescent | Occupied | 1970s | Electricity | Yes | 67.9925 | 915.261 | 34.2893 | 521.9596 | 2375.341 | 117.2284 | 0 | 167.0505 | 0 | 10692.698 | 0 | 0 | 4509.7776 | 160.896 | 99.9372 | 1535.3993 | 21.9803 | 4466.4031 | 0 | 1853.3814 | 0 | 486.498 | 868.0765 | 327.0673 | 0 | 0 | 0 | 0 | 0 | 0 | 0 | 0 | 0 | 0 | 0 | 0 | 0 | 0 | 0 | 0 | 0 | 0 | 29221.5302 | 29221.5302 | 29221.5302 | 29221.5302 | 0 | 0 | 0 | 4779.2062 | 0 | 0 | 0 | 11119.0672 | 0 | 0 | 0 | 9710.847 | 0 | 0 | 0 | 11834.6386 | 0 | 0 | 0 | 4779.2062 | 11119.0672 | 9710.847 | 11834.6386
23327 | 242.131 | 1690 | 4 | Standard Efficiency | Electric, 80% Usage | EnergyStar, 80% Usage | Electric, 80% Usage | 318 Rated kWh, 80% Usage | 400%+ | None | None | Single-Family Detached | Single-Family Detached | Single-Family Detached | 1500-1999 | 1500-2499 | 1 | Natural Gas | 100% Conditioned | Central AC | None | Natural Gas Fuel Boiler | None | 180000-199999 | 100% Incandescent | Occupied | 2000s | Natural Gas | Yes | 67.9925 | 419.6778 | 24.618 | 681.0972 | 2281.2652 | 107.8502 | 0 | 88.8005 | 0 | 0 | 0 | 0 | 0 | 184.6348 | 99.9372 | 1938.9582 | 21.9803 | 1348.7131 | 0 | 0 | 0 | 377.1825 | 480.0504 | 407.9549 | 0 | 0 | 0 | 0 | 0 | 0 | 0 | 9986.1036 | 0 | 3305.8417 | 0 | 0 | 0 | 0 | 0 | 0 | 0 | 0 | 21822.3649 | 21822.3649 | 8530.4196 | 8530.4196 | 0 | 13291.9453 | 0 | 1454.8431 | 0 | 3030.3191 | 0 | 3144.1621 | 0 | 3030.3191 | 0 | 2784.2883 | 0 | 3030.3191 | 0 | 3335.6512 | 0 | 3030.3191 | 0 | 4485.1622 | 6174.4812 | 5814.6074 | 6365.9702
23368 | 242.131 | 853 | 2 | Standard Efficiency | Electric, 80% Usage | EnergyStar, 80% Usage | Gas, 80% Usage | None | 300-400% | 4 | None | 3 or 4 Unit | Multifamily with 2-4 Units | Multi-Family with 2 - 4 Units | 750-999 | 0-1499 | 2 | Natural Gas | None | None | Heating Only | Natural Gas Shared Heating | Boiler Baseboards Heating Only, Natural Gas | 50000-59999 | 100% Incandescent | Occupied | 1940s | Natural Gas | Yes | 67.9925 | 296.0018 | 17.2912 | 0 | 0 | 0 | 0 | 90.2659 | 0 | 0 | 0 | 0 | 0 | 142.7256 | 0 | 1220.3479 | 16.412 | 642.7049 | 0 | 0 | 0 | 21.3942 | 434.0383 | 294.5364 | 0 | 0 | 0 | 0 | 0 | 0 | 0 | 8597.2398 | 0 | 2339.0002 | 0 | 0 | 624.8275 | 0 | 0 | 0 | 0 | 0 | 14804.4851 | 14804.4851 | 3243.4175 | 3243.4175 | 0 | 11561.0676 | 0 | 555.4751 | 0 | 2635.6783 | 0 | 1240.6867 | 0 | 2635.6783 | 0 | 1089.2177 | 0 | 2635.6783 | 0 | 1328.9871 | 0 | 2635.6783 | 0 | 3191.1534 | 3876.365 | 3724.896 | 3964.6654
23389 | 242.131 | 853 | 2 | None | None | None | Electric, 120% Usage | None | 400%+ | 30 | None | 20 to 49 Unit | Multifamily with 5+ units, 1-3 stories | Multi-Family with 5+ Units | 750-999 | 0-1499 | 3 | Electricity | 100% Conditioned | Central AC | None | Electricity Electric Furnace | None | 100000-119999 | 100% CFL | Occupied | 2010s | Natural Gas | Yes | 0 | 0 | 0 | 280.1759 | 1803.2663 | 0 | 0 | 86.1629 | 0 | 5438.8129 | 0 | 0 | 0 | 35.7547 | 0 | 390.3707 | 16.412 | 3323.4259 | 0 | 0 | 0 | 467.4484 | 480.0504 | 0 | 0 | 0 | 0 | 0 | 0 | 0 | 0 | 0 | 0 | 5516.7698 | 0 | 0 | 0 | 0 | 0 | 0 | 0 | 0 | 17838.3568 | 17838.3568 | 12321.587 | 12321.587 | 0 | 5516.7698 | 0 | 2258.831 | 0 | 1257.7168 | 0 | 5048.4472 | 0 | 1257.7168 | 0 | 4548.158 | 0 | 1257.7168 | 0 | 5529.755 | 0 | 1257.7168 | 0 | 3516.5479 | 6306.1641 | 5805.8748 | 6787.4719
23408 | 242.131 | 1202 | 3 | Standard Efficiency | Gas, 120% Usage | Standard, 120% Usage | Electric, 120% Usage | 318 Rated kWh, 120% Usage | 300-400% | None | 6 | Single-Family Attached | Single-Family Attached | Single-Family Attached | 1000-1499 | 0-1499 | 1 | Natural Gas | 100% Conditioned | Central AC | None | Natural Gas Fuel Furnace | None | 70000-79999 | 100% Incandescent | Occupied | 1990s | Natural Gas | Yes | 67.9925 | 92.0243 | 38.6854 | 606.071 | 2741.0937 | 135.1058 | 0 | 24.3249 | 0 | 0 | 0 | 0 | 0 | 160.0168 | 0 | 1519.8666 | 21.9803 | 3835.7142 | 0 | 0 | 0 | 518.4427 | 868.0765 | 0 | 0 | 0 | 0 | 1222.9856 | 0 | 0 | 0 | 4944.109 | 0 | 7265.818 | 0 | 0 | 0 | 0 | 0 | 0 | 0 | 0 | 24062.0141 | 24062.0141 | 10629.3946 | 10629.3946 | 0 | 13432.9125 | 0 | 1767.1755 | 0 | 3062.4085 | 0 | 3884.922 | 0 | 3062.4085 | 0 | 3433.4452 | 0 | 3062.4085 | 0 | 4125.1201 | 0 | 3062.4085 | 0 | 4829.5839 | 6947.3305 | 6495.8537 | 7187.5285
23504 | 242.131 | 1138 | 2 | Standard Efficiency | None | None | Electric, 80% Usage | None | 400%+ | 36 | None | 20 to 49 Unit | Multifamily with 5+ units, 1-3 stories | Multi-Family with 5+ Units | 1000-1499 | 0-1499 | 2 | Electricity | 100% Conditioned | Central AC | None | Electricity Electric Furnace | None | 120000-139999 | 100% Incandescent | Occupied | 2010s | Electricity | Yes | 81.7668 | 0 | 0 | 217.7518 | 1370.9865 | 0 | 0 | 2.6376 | 0 | 385.0954 | 0 | 0 | 1016.9566 | 156.793 | 0 | 1465.0623 | 16.412 | 888.2984 | 0 | 0 | 0 | 311.5345 | 434.0383 | 0 | 0 | 0 | 0 | 0 | 0 | 0 | 0 | 0 | 0 | 0 | 0 | 0 | 0 | 0 | 0 | 0 | 0 | 0 | 6347.3332 | 6347.3332 | 6347.3332 | 6347.3332 | 0 | 0 | 0 | 1073.8745 | 0 | 0 | 0 | 2426.1168 | 0 | 0 | 0 | 2134.3109 | 0 | 0 | 0 | 2535.917 | 0 | 0 | 0 | 1073.8745 | 2426.1168 | 2134.3109 | 2535.917
23507 | 242.131 | 2176 | 3 | Standard Efficiency | Electric, 100% Usage | EnergyStar, 100% Usage | Electric, 100% Usage | 290 Rated kWh, 100% Usage | 400%+ | None | None | Single-Family Detached | Single-Family Detached | Single-Family Detached | 2000-2499 | 1500-2499 | 2 | Electricity | None | None | None | Electricity Baseboard | None | 100000-119999 | 100% Incandescent | Occupied | 1950s | Electricity | Yes | 67.9925 | 524.5972 | 30.7725 | 0 | 0 | 125.7275 | 319.7405 | 0 | 0 | 25969.6137 | 0 | 0 | 2923.9701 | 208.6666 | 0 | 2355.9983 | 21.9803 | 2851.8746 | 0 | 0 | 0 | 471.2583 | 434.0383 | 0 | 0 | 0 | 0 | 0 | 0 | 0 | 0 | 0 | 0 | 0 | 0 | 0 | 0 | 0 | 0 | 0 | 0 | 0 | 36306.8164 | 36306.8164 | 36306.8164 | 36306.8164 | 0 | 0 | 0 | 6268.1839 | 0 | 0 | 0 | 14864.2968 | 0 | 0 | 0 | 12893.6412 | 0 | 0 | 0 | 15714.02 | 0 | 0 | 0 | 6268.1839 | 14864.2968 | 12893.6412 | 15714.02
23569 | 242.131 | 1623 | 1 | None | None | None | Electric, 100% Usage | None | 100-150% | 16 | None | 10 to 19 Unit | Multifamily with 5+ units, 4-7 stories | Multi-Family with 5+ Units | 1500-1999 | 1500-2499 | 4 | Natural Gas | 100% Conditioned | Central AC | None | Natural Gas Fuel Furnace | None | 15000-19999 | 100% Incandescent | Occupied | 2000s | Natural Gas | Yes | 0 | 0 | 0 | 424.66 | 1539.5023 | 0 | 0 | 23.1526 | 0 | 0 | 0 | 0 | 0 | 181.1179 | 0 | 1881.5163 | 16.412 | 1971.7822 | 0 | 0 | 0 | 389.4915 | 480.0504 | 0 | 0 | 0 | 0 | 0 | 1493.4902 | 0 | 0 | 4403.0998 | 0 | 3356.543 | 0 | 0 | 0 | 0 | 0 | 0 | 0 | 0 | 16161.1111 | 16161.1111 | 6907.6851 | 6907.6851 | 0 | 9253.426 | 0 | 1208.7774 | 0 | 2109.5774 | 0 | 2613.8655 | 0 | 2109.5774 | 0 | 2307.9093 | 0 | 2109.5774 | 0 | 2778.1049 | 0 | 2109.5774 | 0 | 3318.3548 | 4723.4429 | 4417.4866 | 4887.6823
23591 | 242.131 | 3241 | 2 | Standard Efficiency | Electric, 100% Usage | EnergyStar, 100% Usage | Electric, 100% Usage | None | 400%+ | None | 8 | Single-Family Attached | Single-Family Attached | Single-Family Attached | 3000-3999 | 2500-3999 | 2 | Fuel Oil | 20% Conditioned | Room AC | None | Fuel Oil Fuel Boiler | None | 140000-159999 | 100% Incandescent | Occupied | 1950s | Electricity | Yes | 67.9925 | 530.4586 | 31.0655 | 0 | 1100.4819 | 0 | 0 | 183.1694 | 0 | 0 | 0 | 0 | 2970.5684 | 262.0055 | 0 | 3270.087 | 16.412 | 2362.1528 | 0 | 0 | 0 | 474.4821 | 480.0504 | 0 | 0 | 21962.4529 | 0 | 0 | 0 | 0 | 0 | 0 | 0 | 0 | 0 | 0 | 0 | 0 | 0 | 0 | 0 | 0 | 33711.379 | 33711.379 | 11748.9261 | 11748.9261 | 21962.4529 | 0 | 0 | 1967.2319 | 6658.9655 | 0 | 0 | 4372.5869 | 6658.9655 | 0 | 0 | 3844.5673 | 6658.9655 | 0 | 0 | 4696.1407 | 6658.9655 | 0 | 0 | 8626.1974 | 11031.5524 | 10503.5328 | 11355.1062
23656 | 242.131 | 2176 | 4 | Standard Efficiency | Electric, 100% Usage | Standard, 100% Usage | Electric, 100% Usage | 290 Rated kWh, 100% Usage | 300-400% | None | None | Single-Family Detached | Single-Family Detached | Single-Family Detached | 2000-2499 | 1500-2499 | 2 | Natural Gas | 40% Conditioned | Room AC | None | Natural Gas Fuel Furnace | None | 50000-59999 | 100% CFL | Occupied | <1940 | Electricity | Yes | 67.9925 | 762.864 | 28.4279 | 0 | 2080.8046 | 91.1451 | 319.7405 | 1389.4499 | 0 | 0 | 0 | 0 | 2370.6519 | 52.1667 | 0 | 753.7788 | 21.9803 | 2537.1163 | 0 | 2135.3158 | 0 | 405.6104 | 434.0383 | 0 | 0 | 0 | 0 | 0 | 0 | 0 | 0 | 55728.3432 | 0 | 0 | 0 | 0 | 0 | 0 | 0 | 0 | 0 | 0 | 69179.133 | 69179.133 | 13451.0829 | 13451.0829 | 0 | 55728.3432 | 0 | 2130.5279 | 0 | 12704.9064 | 0 | 4820.0041 | 0 | 12704.9064 | 0 | 4244.7047 | 0 | 12704.9064 | 0 | 5139.5145 | 0 | 12704.9064 | 0 | 14835.4343 | 17524.9104 | 16949.6111 | 17844.4209
23686 | 242.131 | 617 | 1 | Standard Efficiency | Electric, 120% Usage | EnergyStar, 120% Usage | Electric, 120% Usage | 290 Rated kWh, 120% Usage | 0-100% | None | 5 | Single-Family Attached | Single-Family Attached | Single-Family Attached | 500-749 | 0-1499 | 1 | Natural Gas | 20% Conditioned | Room AC | Heating Only | Natural Gas Shared Heating | Boiler Baseboards Heating Only, Natural Gas | 10000-14999 | 100% Incandescent | Occupied | <1940 | Natural Gas | Yes | 67.9925 | 347.5823 | 20.2219 | 0 | 589.3659 | 72.3886 | 319.7405 | 92.3174 | 0 | 0 | 0 | 0 | 0 | 130.7097 | 0 | 1017.8358 | 16.412 | 3131.7575 | 0 | 0 | 0 | 416.454 | 434.0383 | 0 | 0 | 0 | 0 | 0 | 0 | 0 | 0 | 10567.2636 | 0 | 4221.6888 | 0 | 0 | 0 | 0 | 0 | 0 | 0 | 0 | 21446.3548 | 21446.3548 | 6657.1094 | 6657.1094 | 0 | 14789.2454 | 0 | 1133.892 | 0 | 3371.6169 | 0 | 2517.0512 | 0 | 3371.6169 | 0 | 2307.9088 | 0 | 3371.6169 | 0 | 2778.5857 | 0 | 3371.6169 | 0 | 4505.509 | 5888.6681 | 5679.5258 | 6150.2027
23703 | 242.131 | 1202 | 2 | Standard Efficiency | Electric, 120% Usage | EnergyStar, 120% Usage | Electric, 120% Usage | 318 Rated kWh, 120% Usage | 150-200% | None | 5 | Single-Family Attached | Single-Family Attached | Single-Family Attached | 1000-1499 | 0-1499 | 1 | Natural Gas | 100% Conditioned | Central AC | None | Natural Gas Fuel Wall/Floor Furnace | None | 20000-24999 | 100% CFL | Occupied | 1950s | Electricity | Yes | 67.9925 | 347.5823 | 20.2219 | 581.1599 | 2530.6687 | 77.6638 | 319.7405 | 0 | 0 | 0 | 0 | 0 | 2349.2577 | 40.1507 | 0 | 486.2049 | 16.412 | 3311.41 | 0 | 0 | 0 | 416.454 | 434.0383 | 0 | 0 | 0 | 0 | 0 | 0 | 0 | 0 | 21388.9128 | 0 | 0 | 0 | 0 | 0 | 0 | 0 | 0 | 0 | 0 | 32387.8701 | 32387.8701 | 10998.9573 | 10998.9573 | 0 | 21388.9128 | 0 | 1886.2004 | 0 | 4876.2445 | 0 | 4121.621 | 0 | 4876.2445 | 0 | 3645.4357 | 0 | 4876.2445 | 0 | 4345.6072 | 0 | 4876.2445 | 0 | 6762.4449 | 8997.8656 | 8521.6802 | 9221.8518
23919 | 242.131 | 1690 | 4 | Standard Efficiency | Electric, 120% Usage | EnergyStar, 120% Usage | Electric, 120% Usage | None | 300-400% | None | None | Single-Family Detached | Single-Family Detached | Single-Family Detached | 1500-1999 | 1500-2499 | 2 | Electricity | 60% Conditioned | Room AC | None | Electricity Electric Furnace | None | 60000-69999 | 100% LED | Occupied | 1950s | Electricity | Yes | 81.7668 | 480.0504 | 28.1348 | 0 | 2005.4853 | 0 | 0 | 356.6675 | 0 | 15318.2387 | 0 | 0 | 3649.9071 | 30.7725 | 0 | 473.6028 | 21.9803 | 4765.3356 | 0 | 0 | 0 | 486.498 | 434.0383 | 0 | 0 | 0 | 0 | 0 | 0 | 0 | 0 | 0 | 0 | 0 | 0 | 0 | 0 | 0 | 0 | 0 | 0 | 0 | 28132.7712 | 28132.7712 | 28132.7712 | 28132.7712 | 0 | 0 | 0 | 5013.1872 | 0 | 0 | 0 | 11614.263 | 0 | 0 | 0 | 10092.7795 | 0 | 0 | 0 | 12201.0133 | 0 | 0 | 0 | 5013.1872 | 11614.263 | 10092.7795 | 12201.0133
23955 | 242.131 | 2663 | 3 | Standard Efficiency | Electric, 100% Usage | EnergyStar, 100% Usage | Electric, 100% Usage | None | 400%+ | None | None | Single-Family Detached | Single-Family Detached | Single-Family Detached | 2500-2999 | 2500-3999 | 2 | Natural Gas | 100% Conditioned | Central AC | None | Natural Gas Fuel Furnace | None | 200000+ | 100% Incandescent | Occupied | 2010s | Natural Gas | Yes | 67.9925 | 400.042 | 23.4457 | 917.8986 | 3086.0384 | 0 | 319.7405 | 153.2762 | 0 | 0 | 0 | 0 | 0 | 233.2846 | 99.9372 | 2773.9177 | 21.9803 | 2692.1508 | 0 | 0 | 0 | 405.6104 | 434.0383 | 0 | 0 | 0 | 0 | 0 | 1796.5257 | 0 | 0 | 13417.9659 | 0 | 3789.1159 | 0 | 0 | 0 | 0 | 0 | 0 | 0 | 0 | 30632.3744 | 30632.3744 | 11629.0601 | 11629.0601 | 0 | 19003.6074 | 0 | 1976.2062 | 0 | 4332.4027 | 0 | 4280.485 | 0 | 4332.4027 | 0 | 3790.6755 | 0 | 4332.4027 | 0 | 4531.8042 | 0 | 4332.4027 | 0 | 6308.6089 | 8612.8877 | 8123.0782 | 8864.2069
24009 | 242.131 | 1675 | 3 | None | Electric, 80% Usage | Standard, 80% Usage | Gas, 80% Usage | None | 400%+ | None | 10 | Single-Family Attached | Single-Family Attached | Single-Family Attached | 1500-1999 | 1500-2499 | 1 | Natural Gas | 100% Conditioned | Central AC | None | Natural Gas Fuel Wall/Floor Furnace | None | 200000+ | 100% CFL | Occupied | 1990s | Natural Gas | Yes | 0 | 686.6655 | 25.7903 | 546.5775 | 2948.588 | 0 | 0 | 0 | 0 | 0 | 0 | 0 | 0 | 46.0122 | 0 | 616.0354 | 21.9803 | 995.2694 | 0 | 0 | 0 | 23.7388 | 434.0383 | 373.6656 | 0 | 0 | 0 | 0 | 1667.8675 | 0 | 0 | 2205.6529 | 0 | 3087.2107 | 0 | 0 | 693.6992 | 0 | 0 | 0 | 0 | 0 | 14372.4983 | 14372.4983 | 6717.7751 | 6717.7751 | 0 | 7654.7233 | 0 | 1180.0047 | 0 | 1745.1431 | 0 | 2552.8464 | 0 | 1745.1431 | 0 | 2266.2577 | 0 | 1745.1431 | 0 | 2640.7848 | 0 | 1745.1431 | 0 | 2925.1478 | 4297.9896 | 4011.4008 | 4385.928
24196 | 242.131 | 853 | 3 | None | Electric, 80% Usage | Standard, 80% Usage | Electric, 80% Usage | 318 Rated kWh, 80% Usage | 200-300% | 67 | None | 50 or more Unit | Multifamily with 5+ units, 4-7 stories | Multi-Family with 5+ Units | 750-999 | 0-1499 | 6 | Propane | 100% Conditioned | Central AC | None | Propane Fuel Furnace | None | 50000-59999 | 100% Incandescent | Occupied | 2010s | Electricity | Yes | 0 | 686.6655 | 25.7903 | 181.1179 | 944.5681 | 89.9728 | 0 | 12.8951 | 0 | 0 | 0 | 0 | 1616.58 | 142.7256 | 0 | 1220.3479 | 21.9803 | 928.4491 | 0 | 0 | 0 | 345.5308 | 434.0383 | 0 | 0 | 0 | 0 | 0 | 0 | 0 | 0 | 0 | 0 | 0 | 0 | 0 | 0 | 0 | 0 | 1788.3197 | 0 | 0 | 8438.9815 | 8438.9815 | 6650.6618 | 6650.6618 | 0 | 0 | 1788.3197 | 1112.3505 | 0 | 0 | 492.1441 | 2472.571 | 0 | 0 | 492.1441 | 2176.1638 | 0 | 0 | 492.1441 | 2647.3869 | 0 | 0 | 492.1441 | 1604.4946 | 2964.7151 | 2668.3079 | 3139.531
24400 | 242.131 | 853 | 2 | Standard Efficiency | Electric, 100% Usage | Standard, 100% Usage | Electric, 100% Usage | None | 200-300% | 13 | None | 10 to 19 Unit | Multifamily with 5+ units, 1-3 stories | Multi-Family with 5+ Units | 750-999 | 0-1499 | 2 | Electricity | 40% Conditioned | Room AC | Heating Only | Electricity Shared Heating | Boiler Baseboards Heating Only, Electricity | 50000-59999 | 100% Incandescent | Occupied | 1970s | Electricity | No | 67.9925 | 1011.0952 | 37.8062 | 0 | 911.7441 | 0 | 0 | 88.2144 | 0 | 7761.6942 | 0 | 0 | 3177.4765 | 142.7256 | 0 | 1220.3479 | 16.412 | 2052.0836 | 0 | 0 | 0 | 474.4821 | 434.0383 | 0 | 0 | 0 | 0 | 0 | 0 | 0 | 0 | 0 | 0 | 0 | 0 | 0 | 0 | 0 | 0 | 0 | 0 | 0 | 17395.8195 | 17395.8195 | 17395.8195 | 17395.8195 | 0 | 0 | 0 | 2910.2427 | 0 | 0 | 0 | 6753.6461 | 0 | 0 | 0 | 5884.1649 | 0 | 0 | 0 | 7193.7727 | 0 | 0 | 0 | 2910.2427 | 6753.6461 | 5884.1649 | 7193.7727
24406 | 242.131 | 1220 | 3 | None | Gas, 120% Usage | Standard, 120% Usage | Electric, 120% Usage | 290 Rated kWh, 120% Usage | 100-150% | None | None | Single-Family Detached | Single-Family Detached | Single-Family Detached | 1000-1499 | 0-1499 | 1 | Natural Gas | 20% Conditioned | Room AC | None | Natural Gas Fuel Furnace | None | 20000-24999 | 100% LED | Occupied | 1950s | Electricity | Yes | 0 | 81.7668 | 34.2893 | 0 | 563.2826 | 109.3155 | 0 | 547.7498 | 0 | 0 | 0 | 0 | 4280.303 | 26.9625 | 0 | 375.131 | 21.9803 | 4466.4031 | 0 | 0 | 0 | 486.498 | 400.042 | 0 | 0 | 0 | 0 | 1087.0006 | 0 | 0 | 0 | 24426.3014 | 0 | 0 | 0 | 0 | 0 | 0 | 0 | 0 | 0 | 0 | 36907.026 | 36907.026 | 11393.724 | 11393.724 | 0 | 25513.302 | 0 | 1976.1219 | 0 | 5816.5152 | 0 | 4363.9383 | 0 | 5816.5152 | 0 | 3983.1715 | 0 | 5816.5152 | 0 | 4841.8962 | 0 | 5816.5152 | 0 | 7792.6371 | 10180.4535 | 9799.6867 | 10658.4115
24454 | 242.131 | 2176 | 2 | Standard Efficiency | Electric, 100% Usage | Standard, 100% Usage | Electric, 100% Usage | None | 300-400% | None | None | Mobile Home | Mobile Home | Mobile Home | 2000-2499 | 1500-2499 | 1 | Propane | 60% Conditioned | Room AC | None | Propane Fuel Furnace | None | 50000-59999 | 100% LED | Occupied | 2000s | Electricity | Yes | 67.9925 | 762.864 | 28.4279 | 0 | 1189.2824 | 0 | 0 | 536.027 | 0 | 0 | 0 | 0 | 2241.1145 | 34.8755 | 0 | 575.5916 | 16.412 | 2632.9505 | 0 | 0 | 0 | 405.6104 | 434.0383 | 0 | 0 | 0 | 0 | 0 | 0 | 0 | 0 | 0 | 0 | 0 | 0 | 0 | 0 | 0 | 0 | 21511.1235 | 0 | 0 | 30436.3098 | 30436.3098 | 8925.1864 | 8925.1864 | 0 | 0 | 21511.1235 | 1486.5429 | 0 | 0 | 5919.5487 | 3307.3901 | 0 | 0 | 5919.5487 | 2912.5556 | 0 | 0 | 5919.5487 | 3535.0971 | 0 | 0 | 5919.5487 | 7406.0916 | 9226.9388 | 8832.1043 | 9454.6458
24465 | 242.131 | 2663 | 4 | Standard Efficiency | Electric, 100% Usage | EnergyStar, 100% Usage | Electric, 100% Usage | None | 400%+ | None | None | Single-Family Detached | Single-Family Detached | Single-Family Detached | 2500-2999 | 2500-3999 | 2 | Electricity | 80% Conditioned | Central AC | None | Electricity Electric Furnace | None | 140000-159999 | 100% Incandescent | Occupied | 1990s | Electricity | Yes | 67.9925 | 648.8593 | 37.8062 | 304.5008 | 3039.7331 | 0 | 0 | 397.4044 | 0 | 17011.8964 | 0 | 0 | 3701.7807 | 233.2846 | 99.9372 | 2773.9177 | 21.9803 | 3321.6675 | 0 | 0 | 0 | 537.1993 | 868.0765 | 0 | 0 | 0 | 0 | 0 | 0 | 0 | 0 | 0 | 0 | 0 | 0 | 0 | 0 | 0 | 0 | 0 | 0 | 0 | 33066.0365 | 33066.0365 | 33066.0365 | 33066.0365 | 0 | 0 | 0 | 5774.6064 | 0 | 0 | 0 | 13325.5391 | 0 | 0 | 0 | 11610.9976 | 0 | 0 | 0 | 14073.3678 | 0 | 0 | 0 | 5774.6064 | 13325.5391 | 11610.9976 | 14073.3678
24632 | 242.131 | 885 | 1 | None | Electric, 80% Usage | EnergyStar, 80% Usage | Electric, 80% Usage | 318 Rated kWh, 80% Usage | 0-100% | None | None | Single-Family Detached | Single-Family Detached | Single-Family Detached | 750-999 | 0-1499 | 2 | Other Fuel | 60% Conditioned | Room AC | None | None | None | <10000 | 100% CFL | Occupied | <1940 | Electricity | Yes | 0 | 220.6825 | 12.8951 | 0 | 1744.359 | 48.3567 | 0 | 0 | 0 | 0 | 0 | 0 | 864.8527 | 36.0477 | 0 | 399.1628 | 16.412 | 905.8827 | 0 | 0 | 0 | 271.6769 | 1836.0903 | 253.5065 | 0 | 0 | 0 | 0 | 0 | 0 | 0 | 0 | 0 | 0 | 0 | 0 | 0 | 0 | 0 | 0 | 0 | 0 | 6609.6318 | 6609.6318 | 6609.6318 | 6609.6318 | 0 | 0 | 0 | 1148.8556 | 0 | 0 | 0 | 2506.9638 | 0 | 0 | 0 | 2313.3968 | 0 | 0 | 0 | 2754.9794 | 0 | 0 | 0 | 1148.8556 | 2506.9638 | 2313.3968 | 2754.9794
24644 | 242.131 | 853 | 2 | Standard Efficiency | Electric, 80% Usage | EnergyStar, 80% Usage | Electric, 80% Usage | None | 0-100% | 43 | None | 20 to 49 Unit | Multifamily with 5+ units, 4-7 stories | Multi-Family with 5+ Units | 750-999 | 0-1499 | 6 | Electricity | 100% Conditioned | Central AC | None | Electricity Electric Furnace | None | <10000 | 100% CFL | Occupied | 2000s | Electricity | No | 67.9925 | 296.0018 | 17.2912 | 163.8267 | 992.3386 | 0 | 0 | 32.5309 | 0 | 3125.896 | 0 | 0 | 1136.8227 | 35.7547 | 0 | 390.3707 | 16.412 | 830.8565 | 0 | 0 | 0 | 311.5345 | 434.0383 | 0 | 0 | 0 | 0 | 0 | 0 | 0 | 0 | 0 | 0 | 0 | 0 | 0 | 0 | 0 | 0 | 0 | 0 | 0 | 7851.667 | 7851.667 | 7851.667 | 7851.667 | 0 | 0 | 0 | 1413.1072 | 0 | 0 | 0 | 3156.1002 | 0 | 0 | 0 | 2850.4511 | 0 | 0 | 0 | 3471.6513 | 0 | 0 | 0 | 1413.1072 | 3156.1002 | 2850.4511 | 3471.6513
24742 | 242.131 | 2176 | 3 | Standard Efficiency | Electric, 100% Usage | EnergyStar, 100% Usage | Electric, 100% Usage | 318 Rated kWh, 100% Usage | 400%+ | None | None | Single-Family Detached | Single-Family Detached | Single-Family Detached | 2000-2499 | 1500-2499 | 2 | Natural Gas | 100% Conditioned | Central AC | None | Natural Gas Fuel Furnace | None | 70000-79999 | 100% Incandescent | Occupied | 1960s | Natural Gas | Yes | 67.9925 | 275.7799 | 16.1189 | 793.0503 | 4719.9096 | 60.3726 | 319.7405 | 640.0672 | 0 | 0 | 0 | 0 | 0 | 208.6666 | 0 | 2355.9983 | 21.9803 | 2222.3579 | 0 | 0 | 0 | 339.6694 | 400.042 | 320.6198 | 0 | 0 | 0 | 0 | 0 | 0 | 0 | 29687.2202 | 0 | 1853.3814 | 0 | 0 | 0 | 0 | 0 | 0 | 0 | 0 | 44303.2606 | 44303.2606 | 12762.3659 | 12762.3659 | 0 | 31540.8947 | 0 | 2240.7127 | 0 | 7190.6429 | 0 | 4770.7117 | 0 | 7190.6429 | 0 | 4234.5551 | 0 | 7190.6429 | 0 | 5024.1161 | 0 | 7190.6429 | 0 | 9431.3556 | 11961.3546 | 11425.198 | 12214.759
24880 | 242.131 | 1220 | 2 | Standard Efficiency | Electric, 120% Usage | Standard, 120% Usage | Electric, 120% Usage | 318 Rated kWh, 120% Usage | 400%+ | None | None | Single-Family Detached | Single-Family Detached | Single-Family Detached | 1000-1499 | 0-1499 | 1 | Electricity | 100% Conditioned | Central AC | None | Electricity Electric Furnace | None | 120000-139999 | 100% CFL | Occupied | 1960s | Natural Gas | Yes | 67.9925 | 630.6889 | 23.7388 | 676.9942 | 2985.515 | 72.6816 | 319.7405 | 147.4147 | 0 | 12257.6975 | 0 | 0 | 0 | 40.1507 | 0 | 491.1871 | 16.412 | 3836.8864 | 0 | 0 | 0 | 407.3688 | 914.0887 | 0 | 0 | 0 | 0 | 0 | 0 | 0 | 0 | 0 | 0 | 3228.4709 | 0 | 0 | 0 | 0 | 0 | 0 | 0 | 0 | 26117.3215 | 26117.3215 | 22888.5575 | 22888.5575 | 0 | 3228.4709 | 0 | 4170.829 | 0 | 736.0516 | 0 | 9351.5665 | 0 | 736.0516 | 0 | 8436.7287 | 0 | 736.0516 | 0 | 10181.3235 | 0 | 736.0516 | 0 | 4906.8806 | 10087.6181 | 9172.7803 | 10917.375
24938 | 242.131 | 2176 | 3 | Standard Efficiency | Electric, 100% Usage | Standard, 100% Usage | Electric, 100% Usage | None | 400%+ | None | None | Single-Family Detached | Single-Family Detached | Single-Family Detached | 2000-2499 | 1500-2499 | 2 | Electricity | 100% Conditioned | Central AC | None | Electricity Baseboard | None | 60000-69999 | 100% Incandescent | Occupied | 1980s | Electricity | Yes | 67.9925 | 525.7695 | 19.6358 | 651.497 | 2880.0094 | 0 | 319.7405 | 0 | 0 | 16480.5586 | 0 | 0 | 1267.5324 | 208.6666 | 99.9372 | 2355.9983 | 21.9803 | 2222.3579 | 0 | 1816.4545 | 0 | 339.6694 | 434.0383 | 0 | 0 | 0 | 0 | 0 | 0 | 0 | 0 | 0 | 0 | 0 | 0 | 0 | 0 | 0 | 0 | 0 | 0 | 0 | 29711.8381 | 29711.8381 | 29711.8381 | 29711.8381 | 0 | 0 | 0 | 5175.2218 | 0 | 0 | 0 | 11890.4677 | 0 | 0 | 0 | 10369.1842 | 0 | 0 | 0 | 12604.8965 | 0 | 0 | 0 | 5175.2218 | 11890.4677 | 10369.1842 | 12604.8965
24944 | 242.131 | 1690 | 3 | None | Electric, 100% Usage | Standard, 100% Usage | Electric, 100% Usage | None | 300-400% | None | None | Single-Family Detached | Single-Family Detached | Single-Family Detached | 1500-1999 | 1500-2499 | 1 | Electricity | 100% Conditioned | Central AC | None | Electricity Baseboard | None | 60000-69999 | 100% CFL | Occupied | 1960s | Electricity | Yes | 0 | 999.9585 | 37.5131 | 672.012 | 3193.5954 | 0 | 319.7405 | 0 | 0 | 8642.3728 | 0 | 0 | 3156.9616 | 46.0122 | 24.911 | 620.1384 | 21.9803 | 2697.4261 | 0 | 0 | 0 | 471.2583 | 890.9361 | 0 | 0 | 0 | 0 | 0 | 0 | 0 | 0 | 0 | 0 | 0 | 0 | 0 | 0 | 0 | 0 | 0 | 0 | 0 | 21794.8163 | 21794.8163 | 21794.8163 | 21794.8163 | 0 | 0 | 0 | 3942.6598 | 0 | 0 | 0 | 8951.7715 | 0 | 0 | 0 | 7821.5445 | 0 | 0 | 0 | 9341.8737 | 0 | 0 | 0 | 3942.6598 | 8951.7715 | 7821.5445 | 9341.8737
24955 | 242.131 | 853 | 1 | Standard Efficiency, No usage | None | None | Electric, 100% Usage | None | 400%+ | 24 | None | 20 to 49 Unit | Multifamily with 5+ units, 1-3 stories | Multi-Family with 5+ Units | 750-999 | 0-1499 | 3 | Natural Gas | 20% Conditioned | Room AC | None | Natural Gas Fuel Furnace | None | 50000-59999 | 100% Incandescent | Vacant | 2000s | Electricity | Yes | 0 | 0 | 0 | 0 | 48.6498 | 0 | 0 | 48.3567 | 0 | 0 | 0 | 0 | 208.6666 | 0 | 0 | 0 | 16.412 | 0 | 0 | 0 | 0 | 0 | 434.0383 | 0 | 0 | 0 | 0 | 0 | 0 | 0 | 0 | 1936.9067 | 0 | 0 | 0 | 0 | 0 | 0 | 0 | 0 | 0 | 0 | 2692.737 | 2692.737 | 755.8303 | 755.8303 | 0 | 1936.9067 | 0 | 131.3195 | 0 | 441.5826 | 0 | 293.4362 | 0 | 441.5826 | 0 | 258.2156 | 0 | 441.5826 | 0 | 307.5456 | 0 | 441.5826 | 0 | 572.9021 | 735.0188 | 699.7982 | 749.1282
24959 | 242.131 | 853 | 2 | None | None | None | Electric, 100% Usage | 318 Rated kWh, 100% Usage | 150-200% | 6 | None | 5 to 9 Unit | Multifamily with 5+ units, 1-3 stories | Multi-Family with 5+ Units | 750-999 | 0-1499 | 2 | Electricity | None | None | Heating Only | Electricity Shared Heating | Boiler Baseboards Heating Only, Electricity | 35000-39999 | 100% LED | Vacant | 1980s | Electricity | Yes | 0 | 0 | 0 | 0 | 0 | 0 | 0 | 36.0477 | 0 | 2044.1707 | 0 | 0 | 314.4653 | 0 | 0 | 0 | 16.412 | 0 | 0 | 0 | 0 | 0 | 480.0504 | 0 | 0 | 0 | 0 | 0 | 0 | 0 | 0 | 0 | 0 | 0 | 0 | 0 | 0 | 0 | 0 | 0 | 0 | 0 | 2890.853 | 2890.853 | 2890.853 | 2890.853 | 0 | 0 | 0 | 526.6035 | 0 | 0 | 0 | 1264.4423 | 0 | 0 | 0 | 1092.4473 | 0 | 0 | 0 | 1310.4669 | 0 | 0 | 0 | 526.6035 | 1264.4423 | 1092.4473 | 1310.4669
24978 | 242.131 | 1690 | 4 | Standard Efficiency | Electric, 80% Usage | EnergyStar, 80% Usage | Gas, 80% Usage | None | 400%+ | None | None | Single-Family Detached | Single-Family Detached | Single-Family Detached | 1500-1999 | 1500-2499 | 2 | Natural Gas | 100% Conditioned | Central AC | None | Natural Gas Fuel Furnace | None | 80000-99999 | 100% Incandescent | Occupied | 1990s | Natural Gas | Yes | 67.9925 | 320.0336 | 18.7565 | 526.6487 | 2397.9075 | 0 | 319.7405 | 54.5112 | 0 | 0 | 0 | 0 | 0 | 184.6348 | 99.9372 | 1938.9582 | 21.9803 | 1191.3339 | 0 | 0 | 0 | 22.2734 | 434.0383 | 0 | 0 | 0 | 0 | 0 | 0 | 0 | 0 | 5437.0545 | 0 | 2711.4935 | 0 | 0 | 650.9108 | 0 | 0 | 0 | 0 | 0 | 16397.9125 | 16397.9125 | 7598.4536 | 7598.4536 | 0 | 8799.1658 | 0 | 1336.9912 | 0 | 2006.0485 | 0 | 2875.2222 | 0 | 2006.0485 | 0 | 2547.4197 | 0 | 2006.0485 | 0 | 3017.242 | 0 | 2006.0485 | 0 | 3343.0397 | 4881.2708 | 4553.4682 | 5023.2906
25089 | 242.131 | 853 | 2 | None | Electric, 120% Usage | EnergyStar, 120% Usage | Electric, 120% Usage | None | 200-300% | 6 | None | 5 to 9 Unit | Multifamily with 5+ units, 1-3 stories | Multi-Family with 5+ Units | 750-999 | 0-1499 | 3 | Electricity | 100% Conditioned | Heat Pump | None | Electricity ASHP | None | 35000-39999 | 100% CFL | Occupied | 1960s | Electricity | No | 0 | 444.0027 | 25.7903 | 323.2574 | 1248.7758 | 0 | 0 | 526.0626 | 1882.9816 | 4398.4106 | 0 | 0 | 3480.8051 | 35.7547 | 0 | 390.3707 | 16.412 | 3323.1329 | 0 | 0 | 0 | 467.4484 | 480.0504 | 0 | 0 | 0 | 0 | 0 | 0 | 0 | 0 | 0 | 0 | 0 | 0 | 0 | 0 | 0 | 0 | 0 | 0 | 0 | 17043.5481 | 17043.5481 | 17043.5481 | 17043.5481 | 0 | 0 | 0 | 2954.287 | 0 | 0 | 0 | 6804.5909 | 0 | 0 | 0 | 5934.647 | 0 | 0 | 0 | 7160.9249 | 0 | 0 | 0 | 2954.287 | 6804.5909 | 5934.647 | 7160.9249
25151 | 242.131 | 1220 | 3 | None | Electric, 120% Usage | EnergyStar, 120% Usage | Electric, 120% Usage | 318 Rated kWh, 120% Usage | 400%+ | None | None | Single-Family Detached | Single-Family Detached | Single-Family Detached | 1000-1499 | 0-1499 | 1 | Natural Gas | 100% Conditioned | Central AC | None | Natural Gas Fuel Furnace | None | 50000-59999 | 100% CFL | Occupied | <1940 | Natural Gas | Yes | 0 | 330.8772 | 19.3427 | 1100.7749 | 3675.6974 | 72.6816 | 0 | 369.5626 | 0 | 0 | 0 | 0 | 0 | 40.1507 | 0 | 491.1871 | 21.9803 | 3836.8864 | 0 | 0 | 0 | 407.3688 | 914.0887 | 0 | 0 | 0 | 0 | 0 | 0 | 0 | 0 | 29971.7922 | 0 | 3614.7386 | 0 | 0 | 0 | 0 | 0 | 0 | 0 | 0 | 44867.4224 | 44867.4224 | 11280.8916 | 11280.8916 | 0 | 33586.5308 | 0 | 1925.5327 | 0 | 7657.0356 | 0 | 4118.1878 | 0 | 7657.0356 | 0 | 3656.4879 | 0 | 7657.0356 | 0 | 4356.7062 | 0 | 7657.0356 | 0 | 9582.5684 | 11775.2235 | 11313.5236 | 12013.7418
25319 | 242.131 | 853 | 3 | None | Electric, 100% Usage | EnergyStar, 100% Usage | Gas, 100% Usage | None | 400%+ | 2 | None | 2 Unit | Multifamily with 2-4 Units | Multi-Family with 2 - 4 Units | 750-999 | 0-1499 | 2 | Natural Gas | 20% Conditioned | Room AC | None | Natural Gas Fuel Furnace | None | 80000-99999 | 100% CFL | Occupied | <1940 | Natural Gas | Yes | 0 | 450.1572 | 26.3764 | 0 | 639.188 | 0 | 0 | 279.0037 | 0 | 0 | 0 | 0 | 0 | 35.7547 | 0 | 390.3707 | 21.9803 | 1436.3413 | 0 | 0 | 0 | 29.6002 | 434.0383 | 0 | 0 | 0 | 0 | 0 | 0 | 0 | 0 | 11189.7465 | 0 | 4241.0315 | 0 | 0 | 867.1973 | 0 | 0 | 0 | 0 | 0 | 20040.7859 | 20040.7859 | 3742.8106 | 3742.8106 | 0 | 16298.2683 | 0 | 626.0908 | 0 | 3715.6386 | 0 | 1387.4692 | 0 | 3715.6386 | 0 | 1222.5262 | 0 | 3715.6386 | 0 | 1476.684 | 0 | 3715.6386 | 0 | 4341.7295 | 5103.1078 | 4938.1649 | 5192.3227
25322 | 242.131 | 885 | 2 | Standard Efficiency, No usage | Electric, 80% Usage | Standard, 80% Usage | Electric, 80% Usage | 318 Rated kWh, 80% Usage | 400%+ | None | None | Single-Family Detached | Single-Family Detached | Single-Family Detached | 750-999 | 0-1499 | 1 | Natural Gas | 60% Conditioned | Room AC | None | Natural Gas Fuel Wall/Floor Furnace | None | 100000-119999 | 100% CFL | Vacant | 1940s | Natural Gas | Yes | 0 | 0 | 0 | 0 | 1888.2569 | 0 | 0 | 0 | 0 | 0 | 0 | 0 | 0 | 0 | 0 | 0 | 16.412 | 0 | 0 | 0 | 0 | 0 | 434.0383 | 0 | 0 | 0 | 0 | 0 | 0 | 0 | 0 | 6606.7011 | 0 | 1669.0397 | 0 | 0 | 0 | 0 | 0 | 0 | 0 | 0 | 10614.448 | 10614.448 | 2338.7071 | 2338.7071 | 0 | 8275.4478 | 0 | 453.8713 | 0 | 1886.663 | 0 | 918.4914 | 0 | 1886.663 | 0 | 821.8014 | 0 | 1886.663 | 0 | 946.9217 | 0 | 1886.663 | 0 | 2340.5344 | 2805.1545 | 2708.4645 | 2833.5847
25331 | 242.131 | 2176 | 3 | None | Gas, 100% Usage | Standard, 100% Usage | Electric, 100% Usage | 290 Rated kWh, 100% Usage | 100-150% | None | None | Single-Family Detached | Single-Family Detached | Single-Family Detached | 2000-2499 | 1500-2499 | 1 | Electricity | 100% Conditioned | Central AC | None | Electricity Electric Furnace | None | 30000-34999 | 100% Incandescent | Occupied | 2010s | Natural Gas | Yes | 0 | 89.3867 | 37.5131 | 629.5167 | 3275.9484 | 125.7275 | 0 | 211.8904 | 0 | 9090.7715 | 0 | 0 | 0 | 208.6666 | 99.9372 | 2355.9983 | 21.9803 | 2851.8746 | 0 | 0 | 0 | 471.2583 | 727.1093 | 0 | 0 | 0 | 0 | 1187.2309 | 0 | 0 | 0 | 0 | 0 | 4947.6258 | 0 | 0 | 0 | 0 | 0 | 0 | 0 | 0 | 26333.0218 | 26333.0218 | 20198.1651 | 20198.1651 | 0 | 6135.1498 | 0 | 3547.7482 | 0 | 1398.6621 | 0 | 8149.1557 | 0 | 1398.6621 | 0 | 7109.2566 | 0 | 1398.6621 | 0 | 8507.3975 | 0 | 1398.6621 | 0 | 4946.4103 | 9547.8177 | 8507.9187 | 9906.0596
25334 | 242.131 | 1138 | 3 | Standard Efficiency | None | None | Electric, 100% Usage | None | 300-400% | 323 | None | 50 or more Unit | Multifamily with 5+ units, 1-3 stories | Multi-Family with 5+ Units | 1000-1499 | 0-1499 | 3 | Natural Gas | 100% Conditioned | Central AC | None | Natural Gas Fuel Furnace | None | 80000-99999 | 100% Incandescent | Occupied | 1990s | Electricity | Yes | 67.9925 | 0 | 0 | 321.499 | 2289.1781 | 0 | 0 | 7.9129 | 0 | 0 | 0 | 0 | 2387.3569 | 156.793 | 0 | 1465.0623 | 21.9803 | 1971.4891 | 0 | 0 | 0 | 431.9868 | 1356.0398 | 0 | 0 | 0 | 0 | 0 | 0 | 0 | 0 | 1406.7411 | 0 | 0 | 0 | 0 | 0 | 0 | 0 | 0 | 0 | 0 | 11883.7388 | 11883.7388 | 10476.9977 | 10476.9977 | 0 | 1406.7411 | 0 | 1819.9142 | 0 | 320.6794 | 0 | 3980.7969 | 0 | 320.6794 | 0 | 3510.3817 | 0 | 320.6794 | 0 | 4240.7253 | 0 | 320.6794 | 0 | 2140.5936 | 4301.4763 | 3831.0611 | 4561.4047
25348 | 242.131 | 2152 | 3 | Standard Efficiency | Electric, 120% Usage | Standard, 120% Usage | Electric, 120% Usage | 318 Rated kWh, 120% Usage | 400%+ | None | 20 | Single-Family Attached | Single-Family Attached | Single-Family Attached | 2000-2499 | 1500-2499 | 2 | Natural Gas | 100% Conditioned | Central AC | None | Natural Gas Fuel Furnace | None | 140000-159999 | 100% LED | Occupied | 1990s | Natural Gas | Yes | 67.9925 | 1029.8517 | 38.6854 | 720.9548 | 3252.5027 | 135.1058 | 319.7405 | 55.9766 | 0 | 0 | 0 | 0 | 0 | 34.5824 | 0 | 570.6094 | 21.9803 | 4127.6129 | 0 | 0 | 0 | 518.4427 | 434.0383 | 0 | 0 | 0 | 0 | 0 | 0 | 0 | 0 | 9403.1853 | 0 | 7379.2365 | 0 | 0 | 0 | 0 | 0 | 0 | 0 | 0 | 28110.2048 | 28110.2048 | 11327.783 | 11327.783 | 0 | 16782.4218 | 0 | 1822.9728 | 0 | 3826.0281 | 0 | 3977.7914 | 0 | 3826.0281 | 0 | 3522.9757 | 0 | 3826.0281 | 0 | 4259.8066 | 0 | 3826.0281 | 0 | 5649.0008 | 7803.8195 | 7349.0038 | 8085.8347
25357 | 242.131 | 2663 | 4 | None | Electric, 80% Usage | EnergyStar, 80% Usage | Electric, 80% Usage | 290 Rated kWh, 80% Usage | 400%+ | None | None | Single-Family Detached | Single-Family Detached | Single-Family Detached | 2500-2999 | 2500-3999 | 2 | Electricity | 100% Conditioned | Central AC | None | Electricity Electric Furnace | None | 140000-159999 | 100% CFL | Occupied | 1960s | Natural Gas | Yes | 0 | 320.0336 | 18.7565 | 495.8763 | 3137.3258 | 72.9747 | 319.7405 | 565.6272 | 0 | 38103.049 | 0 | 0 | 0 | 58.3211 | 24.911 | 887.4192 | 21.9803 | 1346.0754 | 0 | 0 | 0 | 324.4297 | 868.0765 | 0 | 0 | 0 | 0 | 0 | 0 | 0 | 0 | 0 | 0 | 2651.1209 | 0 | 0 | 0 | 0 | 0 | 0 | 0 | 0 | 49215.4248 | 49215.4248 | 46564.3039 | 46564.3039 | 0 | 2651.1209 | 0 | 8166.1636 | 0 | 604.4096 | 0 | 19256.5714 | 0 | 604.4096 | 0 | 16706.2402 | 0 | 604.4096 | 0 | 20325.9295 | 0 | 604.4096 | 0 | 8770.5732 | 19860.981 | 17310.6497 | 20930.3391
25470 | 242.131 | 1202 | 3 | None | Electric, 100% Usage | Standard, 100% Usage | Electric, 100% Usage | 318 Rated kWh, 100% Usage | 300-400% | None | 5 | Single-Family Attached | Single-Family Attached | Single-Family Attached | 1000-1499 | 0-1499 | 1 | Electricity | 100% Conditioned | Heat Pump | None | Electricity ASHP | None | 40000-44999 | 100% Incandescent | Occupied | 1960s | Electricity | Yes | 0 | 552.439 | 20.808 | 519.0289 | 2215.9104 | 64.7687 | 0 | 255.2649 | 451.6225 | 2542.0985 | 0 | 0 | 1418.757 | 160.0168 | 0 | 1519.8666 | 21.9803 | 1655.5585 | 0 | 0 | 0 | 346.9961 | 434.0383 | 0 | 0 | 0 | 0 | 0 | 0 | 0 | 0 | 0 | 0 | 0 | 371.028 | 0 | 0 | 0 | 0 | 0 | 0 | 0 | 12549.8894 | 12549.8894 | 12178.8614 | 12178.8614 | 0 | 371.028 | 0 | 2098.2489 | 0 | 84.6022 | 0 | 4771.2837 | 0 | 84.6022 | 0 | 4186.834 | 0 | 84.6022 | 0 | 4961.1434 | 0 | 84.6022 | 0 | 2182.8511 | 4855.8859 | 4271.4363 | 5045.7456
25489 | 242.131 | 853 | 2 | Standard Efficiency | Electric, 100% Usage | EnergyStar, 100% Usage | Electric, 100% Usage | None | 150-200% | 10 | None | 10 to 19 Unit | Multifamily with 5+ units, 1-3 stories | Multi-Family with 5+ Units | 750-999 | 0-1499 | 3 | Natural Gas | 80% Conditioned | Room AC | None | Natural Gas Fuel Boiler | None | 15000-19999 | 100% Incandescent | Occupied | 2000s | Natural Gas | Yes | 67.9925 | 289.8473 | 16.9981 | 0 | 587.9006 | 0 | 0 | 16.9981 | 0 | 0 | 0 | 0 | 0 | 142.7256 | 0 | 1220.3479 | 16.412 | 1466.5276 | 0 | 0 | 0 | 346.9961 | 434.0383 | 0 | 0 | 0 | 0 | 0 | 0 | 0 | 0 | 413.2302 | 0 | 2629.7267 | 0 | 0 | 0 | 0 | 0 | 0 | 0 | 0 | 7649.448 | 7649.448 | 4606.4911 | 4606.4911 | 0 | 3042.9569 | 0 | 755.3932 | 0 | 693.7273 | 0 | 1688.5942 | 0 | 693.7273 | 0 | 1560.6358 | 0 | 693.7273 | 0 | 1867.829 | 0 | 693.7273 | 0 | 1449.1206 | 2382.3216 | 2254.3632 | 2561.5563
25647 | 242.131 | 2663 | 4 | Standard Efficiency | None | Standard, 100% Usage | Electric, 100% Usage | None | 400%+ | None | None | Single-Family Detached | Single-Family Detached | Single-Family Detached | 2500-2999 | 2500-3999 | 2 | Fuel Oil | 100% Conditioned | Central AC | None | Fuel Oil Fuel Furnace | None | 100000-119999 | 100% LED | Occupied | 1980s | Electricity | Yes | 67.9925 | 0 | 28.4279 | 764.9155 | 2511.0329 | 0 | 319.7405 | 868.6627 | 0 | 0 | 0 | 0 | 2291.5227 | 38.9785 | 0 | 677.8734 | 21.9803 | 2692.1508 | 0 | 2279.2137 | 0 | 405.6104 | 434.0383 | 0 | 0 | 34264.4041 | 0 | 0 | 0 | 0 | 0 | 0 | 0 | 0 | 0 | 0 | 0 | 0 | 0 | 0 | 0 | 0 | 47666.5442 | 47666.5442 | 13401.847 | 13401.847 | 34264.4041 | 0 | 0 | 2165.8206 | 10388.9418 | 0 | 0 | 4787.5237 | 10388.9418 | 0 | 0 | 4461.3359 | 10388.9418 | 0 | 0 | 5304.9188 | 10388.9418 | 0 | 0 | 12554.7623 | 15176.4654 | 14850.2776 | 15693.8606
25673 | 242.131 | 1690 | 3 | Standard Efficiency | Electric, 100% Usage | EnergyStar, 100% Usage | Gas, 100% Usage | None | 200-300% | None | None | Single-Family Detached | Single-Family Detached | Single-Family Detached | 1500-1999 | 1500-2499 | 1 | Natural Gas | 80% Conditioned | Central AC | None | Natural Gas Fuel Furnace | None | 40000-44999 | 100% CFL | Occupied | 1950s | Electricity | Yes | 67.9925 | 524.5972 | 30.7725 | 440.4858 | 4300.5249 | 0 | 0 | 971.8237 | 0 | 0 | 0 | 0 | 2929.5384 | 46.0122 | 0 | 620.1384 | 21.9803 | 2697.4261 | 0 | 0 | 0 | 32.2378 | 434.0383 | 407.9549 | 0 | 0 | 0 | 0 | 0 | 0 | 0 | 38983.4345 | 0 | 0 | 0 | 0 | 947.2057 | 0 | 0 | 0 | 0 | 0 | 53456.4562 | 53456.4562 | 13525.816 | 13525.816 | 0 | 39930.6402 | 0 | 2292.7675 | 0 | 9103.3508 | 0 | 4960.3909 | 0 | 9103.3508 | 0 | 4390.3314 | 0 | 9103.3508 | 0 | 5275.4017 | 0 | 9103.3508 | 0 | 11396.1182 | 14063.7417 | 13493.6822 | 14378.7525
25713 | 242.131 | 1202 | 3 | Standard Efficiency | Electric, 100% Usage | EnergyStar, 100% Usage | Electric, 100% Usage | None | 400%+ | None | 8 | Single-Family Attached | Single-Family Attached | Single-Family Attached | 1000-1499 | 0-1499 | 2 | Electricity | 100% Conditioned | Heat Pump | None | Electricity ASHP | None | 80000-99999 | 100% Incandescent | Occupied | 1970s | Electricity | Yes | 67.9925 | 289.8473 | 16.9981 | 466.8622 | 1924.0116 | 0 | 0 | 552.439 | 1729.7055 | 5917.691 | 0 | 0 | 1283.9444 | 160.0168 | 0 | 1519.8666 | 21.9803 | 1655.5585 | 0 | 0 | 0 | 346.9961 | 914.0887 | 0 | 0 | 0 | 0 | 0 | 0 | 0 | 0 | 0 | 0 | 0 | 0 | 0 | 0 | 0 | 0 | 0 | 0 | 0 | 16867.9985 | 16867.9985 | 16867.9985 | 16867.9985 | 0 | 0 | 0 | 2997.743 | 0 | 0 | 0 | 6875.8571 | 0 | 0 | 0 | 5998.7836 | 0 | 0 | 0 | 7202.2467 | 0 | 0 | 0 | 2997.743 | 6875.8571 | 5998.7836 | 7202.2467
25902 | 242.131 | 1675 | 3 | None | Electric, 120% Usage | Standard, 120% Usage | Gas, 120% Usage | None | 400%+ | None | 7 | Single-Family Attached | Single-Family Attached | Single-Family Attached | 1500-1999 | 1500-2499 | 2 | Electricity | 60% Conditioned | Central AC | None | Electricity Electric Furnace | None | 80000-99999 | 100% CFL | Occupied | 1970s | Electricity | Yes | 0 | 662.9268 | 24.911 | 93.1966 | 1274.5661 | 0 | 0 | 87.9213 | 0 | 3771.5316 | 0 | 0 | 2289.4712 | 46.0122 | 0 | 616.0354 | 21.9803 | 3456.7733 | 0 | 0 | 0 | 28.4279 | 434.0383 | 300.984 | 0 | 0 | 0 | 0 | 0 | 0 | 0 | 0 | 0 | 0 | 0 | 0 | 833.7872 | 0 | 0 | 0 | 0 | 0 | 13942.27 | 13942.27 | 13108.4828 | 13108.4828 | 0 | 833.7872 | 0 | 2297.2018 | 0 | 190.0756 | 0 | 5250.1067 | 0 | 190.0756 | 0 | 4582.0459 | 0 | 190.0756 | 0 | 5518.1961 | 0 | 190.0756 | 0 | 2487.2774 | 5440.1823 | 4772.1215 | 5708.2717
25979 | 242.131 | 866 | 2 | Standard Efficiency | Electric, 100% Usage | Standard, 100% Usage | Electric, 100% Usage | None | 400%+ | None | 8 | Single-Family Attached | Single-Family Attached | Single-Family Attached | 750-999 | 0-1499 | 2 | Electricity | 100% Conditioned | Heat Pump | None | Electricity ASHP | None | 50000-59999 | 100% CFL | Occupied | 1970s | Electricity | Yes | 67.9925 | 552.439 | 20.808 | 594.0551 | 2498.1378 | 0 | 0 | 521.0804 | 2922.5047 | 5069.2503 | 0 | 0 | 1421.3947 | 35.7547 | 0 | 393.8875 | 16.412 | 1603.978 | 0 | 0 | 0 | 346.9961 | 400.042 | 0 | 0 | 0 | 0 | 0 | 0 | 568.8509 | 0 | 0 | 0 | 0 | 0 | 0 | 0 | 0 | 0 | 0 | 0 | 0 | 17033.5837 | 17033.5837 | 16464.7327 | 16464.7327 | 0 | 568.8509 | 0 | 2915.1456 | 0 | 129.6716 | 0 | 6680.0548 | 0 | 129.6716 | 0 | 5829.0661 | 0 | 129.6716 | 0 | 6993.1728 | 0 | 129.6716 | 0 | 3044.8173 | 6809.7265 | 5958.7377 | 7122.8444
25994 | 242.131 | 1202 | 2 | None | Electric, 100% Usage | Standard, 100% Usage | Gas, 100% Usage | None | 400%+ | None | 5 | Single-Family Attached | Single-Family Attached | Single-Family Attached | 1000-1499 | 0-1499 | 2 | Natural Gas | None | None | Heating Only | Natural Gas Shared Heating | Boiler Baseboards Heating Only, Natural Gas | 80000-99999 | 100% Incandescent | Occupied | 1950s | Natural Gas | Yes | 0 | 552.439 | 20.808 | 0 | 0 | 0 | 0 | 98.4719 | 0 | 0 | 0 | 0 | 0 | 160.0168 | 0 | 1519.8666 | 16.412 | 1655.5585 | 0 | 0 | 0 | 23.7388 | 434.0383 | 0 | 0 | 0 | 0 | 0 | 0 | 607.2433 | 0 | 17673.6509 | 0 | 2091.9413 | 0 | 0 | 694.8715 | 0 | 0 | 0 | 0 | 0 | 25548.7636 | 25548.7636 | 4481.3497 | 4481.3497 | 0 | 21067.7069 | 0 | 779.6051 | 0 | 4802.9889 | 0 | 1738.7901 | 0 | 4802.9889 | 0 | 1526.5715 | 0 | 4802.9889 | 0 | 1851.9659 | 0 | 4802.9889 | 0 | 5582.594 | 6541.779 | 6329.5604 | 6654.9548
26030 | 242.131 | 1220 | 2 | Standard Efficiency | Electric, 80% Usage | EnergyStar, 80% Usage | Electric, 80% Usage | 318 Rated kWh, 80% Usage | 400%+ | None | None | Single-Family Detached | Single-Family Detached | Single-Family Detached | 1000-1499 | 0-1499 | 2 | Electricity | 100% Conditioned | Heat Pump | None | Electricity ASHP | None | 200000+ | 100% CFL | Occupied | <1940 | Electricity | Yes | 67.9925 | 220.6825 | 12.8951 | 1190.1616 | 3754.2404 | 48.3567 | 319.7405 | 450.1572 | 3081.6423 | 7174.3798 | 0 | 0 | 825.2881 | 40.1507 | 0 | 491.1871 | 16.412 | 959.2216 | 0 | 0 | 0 | 271.6769 | 914.0887 | 270.7977 | 0 | 0 | 0 | 0 | 0 | 0 | 0 | 0 | 0 | 0 | 0 | 0 | 0 | 0 | 0 | 0 | 0 | 0 | 20109.0715 | 20109.0715 | 20109.0715 | 20109.0715 | 0 | 0 | 0 | 3564.4722 | 0 | 0 | 0 | 8106.7988 | 0 | 0 | 0 | 7079.203 | 0 | 0 | 0 | 8489.2878 | 0 | 0 | 0 | 3564.4722 | 8106.7988 | 7079.203 | 8489.2878
26192 | 242.131 | 866 | 2 | Standard Efficiency | Electric, 80% Usage | Standard, 80% Usage | Electric, 80% Usage | 318 Rated kWh, 80% Usage | 150-200% | None | 8 | Single-Family Attached | Single-Family Attached | Single-Family Attached | 750-999 | 0-1499 | 2 | Fuel Oil | 20% Conditioned | Room AC | None | Fuel Oil Fuel Boiler | None | 20000-24999 | 100% Incandescent | Occupied | <1940 | Electricity | Yes | 67.9925 | 441.9512 | 16.412 | 0 | 384.8023 | 51.5805 | 319.7405 | 170.2743 | 0 | 0 | 0 | 0 | 970.6514 | 143.3118 | 0 | 1231.4846 | 16.412 | 802.1355 | 0 | 0 | 0 | 277.5383 | 434.0383 | 0 | 0 | 12117.6095 | 0 | 0 | 1155.2862 | 0 | 0 | 0 | 0 | 0 | 0 | 0 | 0 | 0 | 0 | 0 | 0 | 0 | 18601.5139 | 18601.5139 | 5328.6182 | 5328.6182 | 12117.6095 | 1155.2862 | 0 | 881.0302 | 3674.0125 | 263.3943 | 0 | 1969.0399 | 3674.0125 | 263.3943 | 0 | 1731.7522 | 3674.0125 | 263.3943 | 0 | 2109.6545 | 3674.0125 | 263.3943 | 0 | 4818.4369 | 5906.4467 | 5669.1589 | 6047.0612
26193 | 242.131 | 3301 | 4 | None | Electric, 100% Usage | Standard, 100% Usage | Electric, 100% Usage | None | 400%+ | None | None | Single-Family Detached | Single-Family Detached | Single-Family Detached | 3000-3999 | 2500-3999 | 2 | Natural Gas | 100% Conditioned | Central AC | None | Natural Gas Fuel Furnace | None | 200000+ | 100% LED | Occupied | 1990s | Natural Gas | Yes | 0 | 525.7695 | 19.6358 | 1032.1963 | 6144.8211 | 0 | 0 | 703.9567 | 0 | 0 | 0 | 0 | 0 | 44.2537 | 16.7051 | 811.5138 | 21.9803 | 2580.1977 | 0 | 0 | 0 | 339.6694 | 434.0383 | 379.234 | 0 | 0 | 0 | 0 | 0 | 0 | 0 | 32656.6163 | 0 | 2613.3147 | 0 | 0 | 0 | 0 | 0 | 0 | 0 | 0 | 48323.6095 | 48323.6095 | 13053.9716 | 13053.9716 | 0 | 35269.6379 | 0 | 2244.7692 | 0 | 8040.782 | 0 | 4765.7617 | 0 | 8040.782 | 0 | 4242.6046 | 0 | 8040.782 | 0 | 4986.0266 | 0 | 8040.782 | 0 | 10285.5513 | 12806.5437 | 12283.3866 | 13026.8086
26203 | 242.131 | 1138 | 2 | None | Electric, 100% Usage | EnergyStar, 100% Usage | Electric, 100% Usage | 318 Rated kWh, 100% Usage | 400%+ | 16 | None | 10 to 19 Unit | Multifamily with 5+ units, 1-3 stories | Multi-Family with 5+ Units | 1000-1499 | 0-1499 | 1 | Electricity | 100% Conditioned | Room AC | None | Electricity Baseboard | None | 160000-179999 | 100% CFL | Occupied | 1960s | Electricity | No | 0 | 450.1572 | 26.3764 | 0 | 1985.5565 | 112.5393 | 0 | 0 | 0 | 3706.4698 | 0 | 0 | 2436.5929 | 39.2715 | 0 | 468.6206 | 16.412 | 1971.4891 | 0 | 0 | 0 | 431.9868 | 434.0383 | 0 | 0 | 0 | 0 | 0 | 0 | 0 | 0 | 0 | 0 | 0 | 0 | 0 | 0 | 0 | 0 | 0 | 0 | 0 | 12079.8034 | 12079.8034 | 12079.8034 | 12079.8034 | 0 | 0 | 0 | 2001.5544 | 0 | 0 | 0 | 4571.3574 | 0 | 0 | 0 | 4002.1421 | 0 | 0 | 0 | 4865.8414 | 0 | 0 | 0 | 2001.5544 | 4571.3574 | 4002.1421 | 4865.8414
26249 | 242.131 | 1675 | 3 | Standard Efficiency | Electric, 100% Usage | Standard, 100% Usage | Gas, 100% Usage | 318 Rated kWh, 100% Usage | 400%+ | None | 36 | Single-Family Attached | Single-Family Attached | Single-Family Attached | 1500-1999 | 1500-2499 | 3 | Natural Gas | 100% Conditioned | Central AC | None | Natural Gas Fuel Furnace | None | 200000+ | 100% Incandescent | Occupied | 1990s | Natural Gas | Yes | 67.9925 | 705.129 | 26.3764 | 261.7125 | 1845.4685 | 88.5075 | 0 | 226.5439 | 0 | 0 | 0 | 0 | 0 | 183.7556 | 0 | 1926.0631 | 21.9803 | 1859.5359 | 0 | 0 | 0 | 26.6695 | 434.0383 | 0 | 0 | 0 | 0 | 0 | 0 | 0 | 0 | 10482.566 | 0 | 3860.3321 | 0 | 0 | 781.0344 | 0 | 0 | 0 | 0 | 0 | 22797.7055 | 22797.7055 | 7673.4798 | 7673.4798 | 0 | 15124.2256 | 0 | 1297.8802 | 0 | 3447.9919 | 0 | 2850.3354 | 0 | 3447.9919 | 0 | 2517.5433 | 0 | 3447.9919 | 0 | 3024.5607 | 0 | 3447.9919 | 0 | 4745.8721 | 6298.3274 | 5965.5353 | 6472.5527
26256 | 242.131 | 1690 | 3 | Standard Efficiency | Electric, 120% Usage | EnergyStar, 120% Usage | Electric, 120% Usage | None | 400%+ | None | None | Single-Family Detached | Single-Family Detached | Single-Family Detached | 1500-1999 | 1500-2499 | 3 | Natural Gas | 40% Conditioned | Room AC | None | Natural Gas Fuel Wall/Floor Furnace | None | 200000+ | 100% CFL | Occupied | 1950s | Natural Gas | Yes | 67.9925 | 481.8088 | 28.1348 | 0 | 2499.3101 | 0 | 0 | 0 | 0 | 0 | 0 | 0 | 0 | 46.0122 | 0 | 620.1384 | 21.9803 | 4765.3356 | 0 | 0 | 0 | 486.498 | 434.0383 | 0 | 0 | 0 | 0 | 0 | 0 | 0 | 0 | 45266.5852 | 0 | 5803.3933 | 0 | 0 | 0 | 0 | 0 | 0 | 0 | 0 | 60521.5205 | 60521.5205 | 9451.542 | 9451.542 | 0 | 51069.9785 | 0 | 1611.1007 | 0 | 11642.8892 | 0 | 3512.9559 | 0 | 11642.8892 | 0 | 3107.6951 | 0 | 11642.8892 | 0 | 3708.2147 | 0 | 11642.8892 | 0 | 13253.9899 | 15155.8451 | 14750.5844 | 15351.1039
26278 | 242.131 | 1202 | 3 | Standard Efficiency | Electric, 80% Usage | EnergyStar, 80% Usage | Gas, 80% Usage | 318 Rated kWh, 80% Usage | 0-100% | None | 8 | Single-Family Attached | Single-Family Attached | Single-Family Attached | 1000-1499 | 0-1499 | 2 | Natural Gas | 20% Conditioned | Room AC | None | Natural Gas Fuel Boiler | None | <10000 | 100% Incandescent | Occupied | <1940 | Natural Gas | Yes | 67.9925 | 231.8192 | 13.4813 | 0 | 416.7471 | 51.5805 | 319.7405 | 83.2322 | 0 | 0 | 0 | 0 | 0 | 160.0168 | 0 | 1519.8666 | 21.9803 | 827.9258 | 0 | 0 | 0 | 19.0496 | 914.0887 | 0 | 0 | 0 | 0 | 0 | 0 | 0 | 0 | 7174.0867 | 0 | 2218.8411 | 0 | 0 | 555.9558 | 0 | 0 | 0 | 0 | 0 | 14596.4046 | 14596.4046 | 4647.521 | 4647.521 | 0 | 9948.8836 | 0 | 776.6604 | 0 | 2268.1229 | 0 | 1733.0717 | 0 | 2268.1229 | 0 | 1528.443 | 0 | 2268.1229 | 0 | 1837.2074 | 0 | 2268.1229 | 0 | 3044.7832 | 4001.1945 | 3796.5659 | 4105.3303
26376 | 242.131 | 885 | 3 | Standard Efficiency | Electric, 100% Usage | EnergyStar, 100% Usage | Electric, 100% Usage | 318 Rated kWh, 100% Usage | 200-300% | None | None | Single-Family Detached | Single-Family Detached | Single-Family Detached | 750-999 | 0-1499 | 1 | Natural Gas | 100% Conditioned | Central AC | None | Natural Gas Fuel Furnace | None | 35000-39999 | 100% Incandescent | Occupied | 1960s | Electricity | Yes | 67.9925 | 400.042 | 23.4457 | 371.321 | 1521.3319 | 97.5927 | 0 | 335.8594 | 0 | 0 | 0 | 0 | 2324.9328 | 144.191 | 0 | 1247.8966 | 21.9803 | 2126.8168 | 0 | 0 | 0 | 405.6104 | 434.0383 | 0 | 0 | 0 | 0 | 0 | 0 | 0 | 0 | 12994.7712 | 0 | 0 | 0 | 0 | 0 | 0 | 0 | 0 | 0 | 0 | 22517.5295 | 22517.5295 | 9522.4652 | 9522.4652 | 0 | 12994.7712 | 0 | 1662.2201 | 0 | 2962.551 | 0 | 3642.9505 | 0 | 2962.551 | 0 | 3343.4847 | 0 | 2962.551 | 0 | 4022.9733 | 0 | 2962.551 | 0 | 4624.7711 | 6605.5015 | 6306.0357 | 6985.5243
26409 | 242.131 | 1220 | 3 | None | Electric, 80% Usage | Standard, 80% Usage | Electric, 80% Usage | None | 150-200% | None | None | Single-Family Detached | Single-Family Detached | Single-Family Detached | 1000-1499 | 0-1499 | 2 | Electricity | 40% Conditioned | Room AC | None | Electricity Baseboard | None | 25000-29999 | 100% CFL | Occupied | <1940 | Electricity | Yes | 0 | 610.174 | 22.8595 | 0 | 949.8433 | 0 | 0 | 0 | 0 | 18154.5805 | 0 | 0 | 1352.523 | 40.1507 | 0 | 491.1871 | 21.9803 | 1116.6008 | 0 | 0 | 0 | 324.4297 | 434.0383 | 0 | 0 | 0 | 0 | 0 | 0 | 0 | 0 | 0 | 0 | 0 | 0 | 0 | 0 | 0 | 0 | 0 | 0 | 0 | 23518.3672 | 23518.3672 | 23518.3672 | 23518.3672 | 0 | 0 | 0 | 4276.1777 | 0 | 0 | 0 | 9917.0909 | 0 | 0 | 0 | 8601.4199 | 0 | 0 | 0 | 10463.3336 | 0 | 0 | 0 | 4276.1777 | 9917.0909 | 8601.4199 | 10463.3336
26425 | 242.131 | 853 | 1 | Standard Efficiency, No usage | Electric, 80% Usage | EnergyStar, 80% Usage | Electric, 80% Usage | None | 400%+ | 323 | None | 50 or more Unit | Multifamily with 5+ units, 4-7 stories | Multi-Family with 5+ Units | 750-999 | 0-1499 | 4 | Electricity | 100% Conditioned | Heat Pump | None | Electricity ASHP | None | 80000-99999 | 100% CFL | Vacant | 1970s | Electricity | No | 0 | 0 | 0 | 276.0729 | 995.8555 | 0 | 0 | 53.0459 | 18.4635 | 531.3378 | 0 | 0 | 229.4746 | 0 | 0 | 0 | 16.412 | 0 | 0 | 0 | 0 | 0 | 434.0383 | 0 | 0 | 0 | 0 | 0 | 0 | 0 | 0 | 0 | 0 | 0 | 0 | 0 | 0 | 0 | 0 | 0 | 0 | 0 | 2554.7005 | 2554.7005 | 2554.7005 | 2554.7005 | 0 | 0 | 0 | 434.2181 | 0 | 0 | 0 | 960.9037 | 0 | 0 | 0 | 849.4179 | 0 | 0 | 0 | 993.9062 | 0 | 0 | 0 | 434.2181 | 960.9037 | 849.4179 | 993.9062
26520 | 242.131 | 1675 | 2 | Standard Efficiency | Electric, 100% Usage | EnergyStar, 100% Usage | Electric, 100% Usage | 318 Rated kWh, 100% Usage | 400%+ | None | 12 | Single-Family Attached | Single-Family Attached | Single-Family Attached | 1500-1999 | 1500-2499 | 1 | Electricity | 100% Conditioned | Heat Pump | None | Electricity ASHP | None | 100000-119999 | 100% LED | Occupied | 1990s | Electricity | No | 67.9925 | 289.8473 | 16.9981 | 399.4559 | 1386.2262 | 64.7687 | 319.7405 | 86.1629 | 181.9971 | 1395.0183 | 0 | 0 | 1313.5445 | 30.4794 | 0 | 470.6721 | 16.412 | 1728.2401 | 0 | 0 | 0 | 346.9961 | 434.0383 | 0 | 0 | 0 | 0 | 0 | 0 | 0 | 0 | 0 | 0 | 0 | 0 | 0 | 0 | 0 | 0 | 0 | 0 | 0 | 8548.59 | 8548.59 | 8548.59 | 8548.59 | 0 | 0 | 0 | 1453.27 | 0 | 0 | 0 | 3243.6182 | 0 | 0 | 0 | 2849.3466 | 0 | 0 | 0 | 3430.8135 | 0 | 0 | 0 | 1453.27 | 3243.6182 | 2849.3466 | 3430.8135
26544 | 242.131 | 1138 | 1 | Standard Efficiency | Electric, 100% Usage | EnergyStar, 100% Usage | Gas, 100% Usage | 318 Rated kWh, 100% Usage | 400%+ | 20 | None | 20 to 49 Unit | Multifamily with 5+ units, 1-3 stories | Multi-Family with 5+ Units | 1000-1499 | 0-1499 | 2 | Electricity | 100% Conditioned | Central AC | None | Electricity Electric Furnace | None | 50000-59999 | 100% CFL | Occupied | 2000s | Electricity | Yes | 67.9925 | 289.8473 | 16.9981 | 391.836 | 2170.4843 | 64.7687 | 0 | 111.9531 | 0 | 4786.4367 | 0 | 0 | 1392.3807 | 39.2715 | 0 | 468.6206 | 16.412 | 1581.1184 | 0 | 0 | 0 | 23.7388 | 434.0383 | 0 | 0 | 0 | 0 | 0 | 0 | 0 | 0 | 0 | 0 | 0 | 0 | 0 | 694.8715 | 0 | 0 | 0 | 0 | 0 | 12550.4755 | 12550.4755 | 11855.604 | 11855.604 | 0 | 694.8715 | 0 | 2014.6736 | 0 | 158.3963 | 0 | 4666.8368 | 0 | 158.3963 | 0 | 4078.889 | 0 | 158.3963 | 0 | 4852.7421 | 0 | 158.3963 | 0 | 2173.0699 | 4825.2331 | 4237.2853 | 5011.1384
26585 | 242.131 | 617 | 1 | Standard Efficiency | Electric, 80% Usage | Standard, 80% Usage | Electric, 80% Usage | None | 0-100% | 30 | None | 20 to 49 Unit | Multifamily with 5+ units, 1-3 stories | Multi-Family with 5+ Units | 500-749 | 0-1499 | 2 | Electricity | 100% Conditioned | Heat Pump | None | Electricity ASHP | None | <10000 | 100% CFL | Occupied | 2000s | Electricity | Yes | 67.9925 | 564.1618 | 21.1011 | 188.7378 | 755.8303 | 0 | 0 | 266.9877 | 821.7713 | 2567.0095 | 0 | 0 | 1321.7505 | 32.824 | 0 | 325.602 | 16.412 | 783.379 | 0 | 0 | 0 | 311.5345 | 434.0383 | 282.2274 | 0 | 0 | 0 | 0 | 0 | 0 | 0 | 0 | 0 | 0 | 0 | 0 | 0 | 0 | 0 | 0 | 0 | 0 | 8761.0666 | 8761.0666 | 8761.0666 | 8761.0666 | 0 | 0 | 0 | 1559.4537 | 0 | 0 | 0 | 3489.419 | 0 | 0 | 0 | 3158.1305 | 0 | 0 | 0 | 3832.3253 | 0 | 0 | 0 | 1559.4537 | 3489.419 | 3158.1305 | 3832.3253
26601 | 242.131 | 1138 | 2 | Standard Efficiency | None | None | Electric, 120% Usage | None | 400%+ | 24 | None | 20 to 49 Unit | Multifamily with 5+ units, 1-3 stories | Multi-Family with 5+ Units | 1000-1499 | 0-1499 | 2 | Natural Gas | 100% Conditioned | Central AC | None | Natural Gas Fuel Furnace | None | 200000+ | 100% Incandescent | Occupied | 1990s | Natural Gas | Yes | 67.9925 | 0 | 0 | 392.1291 | 2342.224 | 0 | 0 | 256.4372 | 0 | 0 | 0 | 0 | 0 | 156.793 | 0 | 1465.0623 | 16.412 | 3552.9006 | 0 | 0 | 0 | 467.4484 | 434.0383 | 0 | 0 | 0 | 0 | 0 | 0 | 0 | 0 | 12739.5063 | 0 | 5392.5077 | 0 | 0 | 0 | 0 | 0 | 0 | 0 | 0 | 27283.4513 | 27283.4513 | 9151.4372 | 9151.4372 | 0 | 18132.014 | 0 | 1567.2818 | 0 | 4133.7134 | 0 | 3399.4253 | 0 | 4133.7134 | 0 | 3003.5698 | 0 | 4133.7134 | 0 | 3627.7733 | 0 | 4133.7134 | 0 | 5700.9952 | 7533.1387 | 7137.2832 | 7761.4866
26649 | 242.131 | 1690 | 3 | Standard Efficiency | Electric, 120% Usage | EnergyStar, 120% Usage | Electric, 120% Usage | None | 300-400% | None | None | Single-Family Detached | Single-Family Detached | Single-Family Detached | 1500-1999 | 1500-2499 | 2 | Natural Gas | 100% Conditioned | Central AC | None | Natural Gas Fuel Furnace | None | 50000-59999 | 100% CFL | Occupied | 1950s | Natural Gas | Yes | 67.9925 | 480.0504 | 28.1348 | 865.1458 | 3783.2544 | 0 | 0 | 813.8584 | 0 | 0 | 0 | 0 | 0 | 46.0122 | 24.911 | 620.1384 | 21.9803 | 4765.3356 | 0 | 0 | 0 | 486.498 | 434.0383 | 0 | 0 | 0 | 0 | 0 | 0 | 0 | 0 | 41791.9346 | 0 | 5883.6948 | 0 | 0 | 0 | 0 | 0 | 0 | 0 | 0 | 60113.2725 | 60113.2725 | 12437.6431 | 12437.6431 | 0 | 47675.6294 | 0 | 2133.0934 | 0 | 10869.0321 | 0 | 4609.9178 | 0 | 10869.0321 | 0 | 4083.7624 | 0 | 10869.0321 | 0 | 4866.3027 | 0 | 10869.0321 | 0 | 13002.1255 | 15478.9498 | 14952.7945 | 15735.3348
26842 | 242.131 | 853 | 2 | Standard Efficiency | None | None | Electric, 120% Usage | 318 Rated kWh, 120% Usage | 200-300% | 12 | None | 10 to 19 Unit | Multifamily with 5+ units, 1-3 stories | Multi-Family with 5+ Units | 750-999 | 0-1499 | 3 | Electricity | 100% Conditioned | Central AC | None | Electricity Electric Furnace | None | 45000-49999 | 100% LED | Occupied | 1970s | Electricity | No | 67.9925 | 0 | 0 | 461.5869 | 2778.0207 | 106.3848 | 0 | 272.263 | 0 | 12208.1685 | 0 | 0 | 3544.1084 | 23.7388 | 0 | 298.0533 | 16.412 | 3323.1329 | 0 | 0 | 0 | 467.4484 | 480.0504 | 0 | 0 | 0 | 0 | 0 | 0 | 0 | 0 | 0 | 0 | 0 | 0 | 0 | 0 | 0 | 0 | 0 | 0 | 0 | 24047.6536 | 24047.6536 | 24047.6536 | 24047.6536 | 0 | 0 | 0 | 4263.7089 | 0 | 0 | 0 | 9754.6391 | 0 | 0 | 0 | 8506.7829 | 0 | 0 | 0 | 10294.4253 | 0 | 0 | 0 | 4263.7089 | 9754.6391 | 8506.7829 | 10294.4253
26933 | 242.131 | 2631 | 3 | None | Gas, 100% Usage | Standard, 100% Usage | Electric, 100% Usage | 318 Rated kWh, 100% Usage | 300-400% | None | 20 | Single-Family Attached | Single-Family Attached | Single-Family Attached | 2500-2999 | 2500-3999 | 3 | Natural Gas | 20% Conditioned | Room AC | None | Natural Gas Fuel Furnace | None | 40000-44999 | 100% Incandescent | Vacant | <1940 | Natural Gas | Yes | 0 | 0 | 0 | 0 | 342.6001 | 0 | 0 | 297.4671 | 0 | 0 | 0 | 0 | 0 | 0 | 0 | 0 | 21.9803 | 0 | 0 | 0 | 0 | 0 | 434.0383 | 0 | 0 | 0 | 0 | 0 | 0 | 0 | 0 | 13757.3422 | 0 | 1372.7449 | 0 | 0 | 0 | 0 | 0 | 0 | 0 | 0 | 16225.5867 | 16225.5867 | 1095.7927 | 1095.7927 | 0 | 15129.794 | 0 | 189.6356 | 0 | 3449.2906 | 0 | 412.2279 | 0 | 3449.2906 | 0 | 364.3054 | 0 | 3449.2906 | 0 | 433.4556 | 0 | 3449.2906 | 0 | 3638.9262 | 3861.5185 | 3813.596 | 3882.7462
26957 | 242.131 | 8194 | 5 | Standard Efficiency | Electric, 120% Usage | EnergyStar, 120% Usage | Electric, 120% Usage | None | 400%+ | None | None | Single-Family Detached | Single-Family Detached | Single-Family Detached | 4000+ | 4000+ | 2 | Natural Gas | 80% Conditioned | Central AC | None | Natural Gas Fuel Furnace | None | 200000+ | 100% Incandescent | Occupied | 2000s | Natural Gas | Yes | 67.9925 | 927.863 | 54.2181 | 734.4361 | 3258.9503 | 0 | 319.7405 | 198.7022 | 0 | 0 | 0 | 0 | 0 | 509.6506 | 99.9372 | 7521.669 | 27.2556 | 10790.5837 | 0 | 0 | 0 | 723.8855 | 1790.0781 | 0 | 0 | 0 | 0 | 0 | 0 | 0 | 0 | 14474.194 | 0 | 12005.6564 | 0 | 0 | 0 | 0 | 0 | 0 | 0 | 0 | 53505.3991 | 53505.3991 | 27025.2556 | 27025.2556 | 0 | 26479.8504 | 0 | 4593.0464 | 0 | 6036.8708 | 0 | 10124.5917 | 0 | 6036.8708 | 0 | 8921.1409 | 0 | 6036.8708 | 0 | 10778.4438 | 0 | 6036.8708 | 0 | 10629.9172 | 16161.4626 | 14958.0117 | 16815.3146
27012 | 242.131 | 1220 | 2 | Standard Efficiency | Electric, 100% Usage | Standard, 100% Usage | Propane, 100% Usage | 318 Rated kWh, 100% Usage | 300-400% | None | None | Single-Family Detached | Single-Family Detached | Single-Family Detached | 1000-1499 | 0-1499 | 1 | Propane | 100% Conditioned | Central AC | None | Propane Fuel Wall/Floor Furnace | None | 50000-59999 | 100% Incandescent | Occupied | 1960s | Propane | Yes | 81.7668 | 762.864 | 28.4279 | 1108.9809 | 4405.1513 | 97.5927 | 0 | 0 | 0 | 0 | 0 | 0 | 0 | 160.896 | 99.9372 | 1535.3993 | 16.412 | 2233.2016 | 0 | 0 | 0 | 27.8418 | 1160.8545 | 0 | 0 | 0 | 0 | 0 | 0 | 0 | 0 | 0 | 0 | 0 | 0 | 0 | 0 | 0 | 0 | 19061.6355 | 2576.9739 | 813.5653 | 34171.7937 | 34171.7937 | 11719.619 | 11719.619 | 0 | 0 | 22452.1747 | 2078.7576 | 0 | 0 | 6178.5109 | 4477.2116 | 0 | 0 | 6178.5109 | 3973.4569 | 0 | 0 | 6178.5109 | 4642.2943 | 0 | 0 | 6178.5109 | 8257.2685 | 10655.7226 | 10151.9679 | 10820.8052
27018 | 242.131 | 1138 | 2 | Standard Efficiency | Electric, 80% Usage | Standard, 80% Usage | Electric, 80% Usage | 318 Rated kWh, 80% Usage | 400%+ | 12 | None | 10 to 19 Unit | Multifamily with 5+ units, 1-3 stories | Multi-Family with 5+ Units | 1000-1499 | 0-1499 | 3 | Electricity | 100% Conditioned | Central AC | Heating and Cooling | Electricity Shared Heating | Fan Coil Heating and Cooling, Electricity | 140000-159999 | 100% Incandescent | Occupied | 1980s | Electricity | Yes | 67.9925 | 441.9512 | 16.412 | 9.9644 | 914.9679 | 51.5805 | 0 | 196.0645 | 0 | 4166.2983 | 0 | 0 | 962.1523 | 156.793 | 0 | 1465.0623 | 16.412 | 790.7057 | 0 | 0 | 0 | 277.5383 | 480.0504 | 0 | 0 | 0 | 0 | 0 | 0 | 0 | 0 | 0 | 0 | 0 | 0 | 0 | 0 | 0 | 0 | 0 | 0 | 0 | 10013.9454 | 10013.9454 | 10013.9454 | 10013.9454 | 0 | 0 | 0 | 1742.8561 | 0 | 0 | 0 | 3989.6701 | 0 | 0 | 0 | 3481.3487 | 0 | 0 | 0 | 4227.4487 | 0 | 0 | 0 | 1742.8561 | 3989.6701 | 3481.3487 | 4227.4487
27043 | 242.131 | 1202 | 3 | Standard Efficiency | Electric, 120% Usage | EnergyStar, 120% Usage | Electric, 120% Usage | 318 Rated kWh, 120% Usage | 100-150% | None | 60 | Single-Family Attached | Single-Family Attached | Single-Family Attached | 1000-1499 | 0-1499 | 1 | Electricity | 100% Conditioned | Heat Pump | None | Electricity ASHP | None | 25000-29999 | 100% CFL | Occupied | 1990s | Natural Gas | Yes | 67.9925 | 636.5504 | 37.22 | 726.8163 | 2841.324 | 163.8267 | 0 | 248.8173 | 671.7189 | 2589.2829 | 0 | 0 | 0 | 40.1507 | 0 | 486.2049 | 21.9803 | 4097.7197 | 0 | 0 | 0 | 569.4371 | 434.0383 | 385.3885 | 0 | 0 | 0 | 0 | 0 | 0 | 0 | 0 | 0 | 8504.0432 | 0 | 0 | 0 | 0 | 0 | 0 | 0 | 0 | 22522.2187 | 22522.2187 | 14018.1754 | 14018.1754 | 0 | 8504.0432 | 0 | 2463.9927 | 0 | 1938.7445 | 0 | 5543.2185 | 0 | 1938.7445 | 0 | 4864.8807 | 0 | 1938.7445 | 0 | 5772.3811 | 0 | 1938.7445 | 0 | 4402.7372 | 7481.9631 | 6803.6252 | 7711.1256
27136 | 242.131 | 2663 | 4 | None | Gas, 120% Usage | EnergyStar, 120% Usage | Electric, 120% Usage | None | 200-300% | None | None | Single-Family Detached | Single-Family Detached | Single-Family Detached | 2500-2999 | 2500-3999 | 2 | Natural Gas | 20% Conditioned | Room AC | None | Natural Gas Fuel Wall/Floor Furnace | None | 45000-49999 | 100% LED | Occupied | 1950s | Electricity | Yes | 0 | 42.7884 | 28.1348 | 0 | 1110.1532 | 0 | 0 | 0 | 0 | 0 | 0 | 0 | 3855.643 | 38.9785 | 16.7051 | 677.8734 | 21.9803 | 5384.3017 | 0 | 2279.2137 | 0 | 486.498 | 434.0383 | 0 | 0 | 0 | 0 | 570.3163 | 0 | 0 | 0 | 43145.9229 | 0 | 0 | 0 | 0 | 0 | 0 | 0 | 0 | 0 | 0 | 58091.9614 | 58091.9614 | 14375.7221 | 14375.7221 | 0 | 43715.9462 | 0 | 2298.7535 | 0 | 9966.3665 | 0 | 5197.3203 | 0 | 9966.3665 | 0 | 4572.7608 | 0 | 9966.3665 | 0 | 5558.3014 | 0 | 9966.3665 | 0 | 12265.12 | 15163.6868 | 14539.1273 | 15524.6679
27173 | 242.131 | 2631 | 3 | None | Electric, 100% Usage | EnergyStar, 100% Usage | Electric, 100% Usage | None | 400%+ | None | 60 | Single-Family Attached | Single-Family Attached | Single-Family Attached | 2500-2999 | 2500-3999 | 2 | Electricity | 100% Conditioned | Heat Pump | None | Electricity ASHP | None | 100000-119999 | 100% Incandescent | Occupied | 1980s | Electricity | Yes | 0 | 530.4586 | 31.0655 | 296.2949 | 1262.8432 | 0 | 319.7405 | 101.1095 | 616.6215 | 1164.6644 | 0 | 0 | 2790.0366 | 231.5261 | 0 | 2746.6621 | 21.9803 | 2268.3701 | 0 | 0 | 0 | 474.4821 | 480.0504 | 0 | 0 | 0 | 0 | 0 | 0 | 0 | 0 | 0 | 0 | 0 | 0 | 0 | 0 | 0 | 0 | 0 | 0 | 0 | 13335.6129 | 13335.6129 | 13335.6129 | 13335.6129 | 0 | 0 | 0 | 2324.9412 | 0 | 0 | 0 | 5199.581 | 0 | 0 | 0 | 4560.4712 | 0 | 0 | 0 | 5505.7423 | 0 | 0 | 0 | 2324.9412 | 5199.581 | 4560.4712 | 5505.7423
27246 | 242.131 | 853 | 2 | Standard Efficiency | None | Standard, 100% Usage | Electric, 100% Usage | 318 Rated kWh, 100% Usage | 300-400% | 6 | None | 5 to 9 Unit | Multifamily with 5+ units, 1-3 stories | Multi-Family with 5+ Units | 750-999 | 0-1499 | 3 | Electricity | 60% Conditioned | Room AC | Heating Only | Electricity Shared Heating | Boiler Baseboards Heating Only, Electricity | 60000-69999 | 100% Incandescent | Occupied | 1950s | Electricity | No | 67.9925 | 0 | 32.2378 | 0 | 1055.9351 | 112.5393 | 0 | 114.2977 | 0 | 10809.6333 | 0 | 0 | 2743.7314 | 142.7256 | 0 | 1220.3479 | 16.412 | 1856.8983 | 0 | 0 | 0 | 431.9868 | 727.1093 | 330.8772 | 0 | 0 | 0 | 0 | 0 | 0 | 0 | 0 | 0 | 0 | 0 | 0 | 0 | 0 | 0 | 0 | 0 | 0 | 19662.4312 | 19662.4312 | 19662.4312 | 19662.4312 | 0 | 0 | 0 | 3457.5927 | 0 | 0 | 0 | 7978.2679 | 0 | 0 | 0 | 6943.7471 | 0 | 0 | 0 | 8457.5772 | 0 | 0 | 0 | 3457.5927 | 7978.2679 | 6943.7471 | 8457.5772
27352 | 242.131 | 617 | 1 | Standard Efficiency | Gas, 80% Usage | EnergyStar, 80% Usage | Electric, 80% Usage | None | 400%+ | None | 12 | Single-Family Attached | Single-Family Attached | Single-Family Attached | 500-749 | 0-1499 | 1 | Electricity | 100% Conditioned | Central AC | None | Electricity Baseboard | None | 100000-119999 | 100% LED | Occupied | 1950s | Electricity | No | 67.9925 | 26.3764 | 17.2912 | 208.0805 | 947.4988 | 0 | 0 | 0 | 0 | 2129.7475 | 0 | 0 | 1158.5099 | 21.6873 | 0 | 248.8173 | 16.412 | 848.4407 | 0 | 0 | 0 | 311.5345 | 434.0383 | 282.2274 | 0 | 0 | 0 | 351.3922 | 0 | 0 | 0 | 0 | 0 | 0 | 0 | 0 | 0 | 0 | 0 | 0 | 0 | 0 | 7070.0465 | 7070.0465 | 6718.6543 | 6718.6543 | 0 | 351.3922 | 0 | 1203.4214 | 0 | 80.1244 | 0 | 2652.5256 | 0 | 80.1244 | 0 | 2415.6379 | 0 | 80.1244 | 0 | 2914.3763 | 0 | 80.1244 | 0 | 1283.5458 | 2732.65 | 2495.7623 | 2994.5007
27446 | 242.131 | 2176 | 3 | None | Electric, 80% Usage | Standard, 80% Usage | Electric, 80% Usage | 318 Rated kWh, 80% Usage | 400%+ | None | None | Single-Family Detached | Single-Family Detached | Single-Family Detached | 2000-2499 | 1500-2499 | 1 | Fuel Oil | 100% Conditioned | Central AC | None | Fuel Oil Fuel Furnace | None | 100000-119999 | 100% Incandescent | Occupied | 1950s | Electricity | Yes | 0 | 989.701 | 36.927 | 623.6552 | 5580.9524 | 137.4503 | 319.7405 | 1130.9613 | 0 | 0 | 0 | 0 | 2364.4974 | 208.6666 | 0 | 2355.9983 | 21.9803 | 1583.463 | 0 | 0 | 0 | 429.9353 | 434.0383 | 0 | 0 | 45364.764 | 0 | 0 | 0 | 0 | 0 | 0 | 0 | 0 | 0 | 0 | 0 | 0 | 0 | 0 | 0 | 0 | 61582.4378 | 61582.4378 | 16217.6738 | 16217.6738 | 45364.764 | 0 | 0 | 2817.4858 | 13754.5504 | 0 | 0 | 6024.3789 | 13754.5504 | 0 | 0 | 5339.7937 | 13754.5504 | 0 | 0 | 6394.2957 | 13754.5504 | 0 | 0 | 16572.0362 | 19778.9293 | 19094.3441 | 20148.8461
27454 | 242.131 | 1202 | 3 | Standard Efficiency | Electric, 100% Usage | EnergyStar, 100% Usage | Electric, 100% Usage | None | 400%+ | None | 7 | Single-Family Attached | Single-Family Attached | Single-Family Attached | 1000-1499 | 0-1499 | 1 | Electricity | 100% Conditioned | Heat Pump | None | Electricity ASHP | None | 50000-59999 | 100% CFL | Occupied | 1990s | Electricity | Yes | 67.9925 | 289.8473 | 16.9981 | 318.8613 | 1126.2721 | 0 | 0 | 137.7434 | 286.0374 | 1259.3264 | 0 | 0 | 1306.5108 | 40.1507 | 0 | 486.2049 | 21.9803 | 1655.5585 | 0 | 0 | 0 | 346.9961 | 880.0924 | 0 | 0 | 0 | 0 | 0 | 1233.5361 | 0 | 0 | 0 | 0 | 0 | 0 | 0 | 0 | 0 | 0 | 0 | 0 | 0 | 9473.2293 | 9473.2293 | 8239.6931 | 8239.6931 | 0 | 1233.5361 | 0 | 1461.065 | 0 | 281.2069 | 0 | 3278.3184 | 0 | 281.2069 | 0 | 2875.611 | 0 | 281.2069 | 0 | 3443.4927 | 0 | 281.2069 | 0 | 1742.2719 | 3559.5253 | 3156.8178 | 3724.6996
27605 | 242.131 | 853 | 1 | None | Electric, 100% Usage | EnergyStar, 100% Usage | Electric, 100% Usage | 318 Rated kWh, 100% Usage | 400%+ | 323 | None | 50 or more Unit | Multifamily with 5+ units, 8+ stories | Multi-Family with 5+ Units | 750-999 | 0-1499 | 20 | Electricity | 100% Conditioned | Heat Pump | None | Electricity ASHP | None | 120000-139999 | 100% LED | Occupied | 2010s | Electricity | Yes | 0 | 289.8473 | 16.9981 | 399.7489 | 1271.3423 | 64.7687 | 0 | 42.4953 | 38.0992 | 766.0878 | 0 | 0 | 1405.5689 | 23.7388 | 0 | 298.0533 | 16.412 | 1466.5276 | 0 | 0 | 0 | 346.9961 | 480.0504 | 0 | 0 | 0 | 0 | 0 | 0 | 0 | 0 | 0 | 0 | 0 | 0 | 0 | 0 | 0 | 0 | 0 | 0 | 0 | 6926.4417 | 6926.4417 | 6926.4417 | 6926.4417 | 0 | 0 | 0 | 1212.7699 | 0 | 0 | 0 | 2668.1551 | 0 | 0 | 0 | 2348.5838 | 0 | 0 | 0 | 2822.1361 | 0 | 0 | 0 | 1212.7699 | 2668.1551 | 2348.5838 | 2822.1361
27618 | 242.131 | 866 | 3 | Standard Efficiency | Electric, 80% Usage | Standard, 80% Usage | Electric, 80% Usage | None | 200-300% | None | 50 | Single-Family Attached | Single-Family Attached | Single-Family Attached | 750-999 | 0-1499 | 1 | Natural Gas | 100% Conditioned | Central AC | None | Natural Gas Fuel Furnace | None | 35000-39999 | 100% Incandescent | Occupied | <1940 | Natural Gas | Yes | 67.9925 | 441.9512 | 16.412 | 100.8164 | 1199.5399 | 0 | 0 | 401.5074 | 0 | 0 | 0 | 0 | 0 | 143.3118 | 0 | 1231.4846 | 21.9803 | 802.1355 | 0 | 0 | 0 | 277.5383 | 434.0383 | 0 | 0 | 0 | 0 | 0 | 0 | 0 | 0 | 18372.6254 | 0 | 2153.7793 | 0 | 0 | 0 | 0 | 0 | 0 | 0 | 0 | 25665.1128 | 25665.1128 | 5138.7081 | 5138.7081 | 0 | 20526.4047 | 0 | 850.2212 | 0 | 4679.6254 | 0 | 1882.1888 | 0 | 4679.6254 | 0 | 1663.5691 | 0 | 4679.6254 | 0 | 1992.8377 | 0 | 4679.6254 | 0 | 5529.8466 | 6561.8142 | 6343.1945 | 6672.4631
27631 | 242.131 | 3301 | 4 | Standard Efficiency | Electric, 100% Usage | Standard, 100% Usage | Electric, 100% Usage | None | 400%+ | None | None | Single-Family Detached | Single-Family Detached | Single-Family Detached | 3000-3999 | 2500-3999 | 1 | Natural Gas | 100% Conditioned | Central AC | None | Natural Gas Fuel Boiler | None | 200000+ | 100% CFL | Occupied | 1960s | Natural Gas | Yes | 67.9925 | 999.9585 | 37.5131 | 1258.1541 | 5425.0386 | 0 | 0 | 87.3352 | 0 | 0 | 0 | 0 | 0 | 66.2341 | 24.911 | 1062.6757 | 21.9803 | 3209.7144 | 0 | 0 | 0 | 471.2583 | 400.042 | 0 | 0 | 0 | 0 | 0 | 0 | 0 | 0 | 31686.2579 | 0 | 4823.0706 | 0 | 0 | 0 | 0 | 0 | 0 | 0 | 0 | 49642.1363 | 49642.1363 | 13132.8077 | 13132.8077 | 0 | 36509.6216 | 0 | 2332.2386 | 0 | 8323.4073 | 0 | 4913.5321 | 0 | 8323.4073 | 0 | 4375.6174 | 0 | 8323.4073 | 0 | 5116.091 | 0 | 8323.4073 | 0 | 10655.6459 | 13236.9394 | 12699.0246 | 13439.4983
27632 | 242.131 | 853 | 1 | Standard Efficiency | Electric, 100% Usage | EnergyStar, 100% Usage | Electric, 100% Usage | 318 Rated kWh, 100% Usage | 300-400% | 183 | None | 50 or more Unit | Multifamily with 5+ units, 8+ stories | Multi-Family with 5+ Units | 750-999 | 0-1499 | 14 | Natural Gas | 100% Conditioned | Central AC | Heating and Cooling | Natural Gas Shared Heating | Fan Coil Heating and Cooling, Natural Gas | 45000-49999 | 100% CFL | Occupied | 1970s | Electricity | No | 67.9925 | 289.8473 | 16.9981 | 14.3605 | 1292.1503 | 64.7687 | 0 | 232.4054 | 0 | 0 | 0 | 0 | 1300.3563 | 35.7547 | 0 | 390.3707 | 16.412 | 1466.5276 | 0 | 0 | 0 | 346.9961 | 400.042 | 0 | 0 | 0 | 0 | 0 | 0 | 0 | 0 | 8664.06 | 0 | 0 | 0 | 0 | 0 | 0 | 0 | 0 | 0 | 0 | 14598.4561 | 14598.4561 | 5934.3961 | 5934.3961 | 0 | 8664.06 | 0 | 949.1888 | 0 | 1975.2328 | 0 | 2125.6926 | 0 | 1975.2328 | 0 | 1875.4679 | 0 | 1975.2328 | 0 | 2251.7858 | 0 | 1975.2328 | 0 | 2924.4216 | 4100.9254 | 3850.7008 | 4227.0187
27659 | 242.131 | 1202 | 2 | Standard Efficiency | Gas, 120% Usage | EnergyStar, 120% Usage | Electric, 120% Usage | 318 Rated kWh, 120% Usage | 400%+ | None | 5 | Single-Family Attached | Single-Family Attached | Single-Family Attached | 1000-1499 | 0-1499 | 2 | Natural Gas | 100% Conditioned | Central AC | None | Natural Gas Fuel Wall/Floor Furnace | None | 50000-59999 | 100% CFL | Occupied | 1950s | Natural Gas | Yes | 67.9925 | 31.0655 | 20.2219 | 923.76 | 4792.0051 | 77.6638 | 0 | 0 | 0 | 0 | 0 | 0 | 0 | 40.1507 | 0 | 486.2049 | 16.412 | 3311.41 | 0 | 0 | 0 | 416.454 | 400.042 | 276.366 | 0 | 0 | 0 | 412.9371 | 0 | 0 | 0 | 24154.9176 | 0 | 4206.7421 | 0 | 0 | 0 | 0 | 0 | 0 | 0 | 0 | 39633.7592 | 39633.7592 | 10859.4554 | 10859.4554 | 0 | 28774.3038 | 0 | 1841.3351 | 0 | 6559.9499 | 0 | 3996.6042 | 0 | 6559.9499 | 0 | 3552.8688 | 0 | 6559.9499 | 0 | 4144.3243 | 0 | 6559.9499 | 0 | 8401.285 | 10556.5541 | 10112.8188 | 10704.2742
27803 | 242.131 | 1220 | 2 | Standard Efficiency, No usage | Electric, 100% Usage | Standard, 100% Usage | Electric, 100% Usage | None | 0-100% | None | None | Mobile Home | Mobile Home | Mobile Home | 1000-1499 | 0-1499 | 1 | Fuel Oil | 60% Conditioned | Room AC | None | Fuel Oil Fuel Furnace | None | 10000-14999 | 100% Incandescent | Vacant | 1950s | Electricity | Yes | 0 | 0 | 0 | 0 | 1226.7955 | 0 | 319.7405 | 106.0917 | 0 | 0 | 0 | 0 | 353.4437 | 0 | 0 | 0 | 16.412 | 0 | 0 | 0 | 0 | 0 | 480.0504 | 0 | 0 | 4923.887 | 0 | 0 | 0 | 0 | 0 | 0 | 0 | 0 | 0 | 0 | 0 | 0 | 0 | 0 | 0 | 0 | 7426.4209 | 7426.4209 | 2502.5339 | 2502.5339 | 4923.887 | 0 | 0 | 441.4075 | 1492.9195 | 0 | 0 | 943.8903 | 1492.9195 | 0 | 0 | 839.3378 | 1492.9195 | 0 | 0 | 975.1932 | 1492.9195 | 0 | 0 | 1934.327 | 2436.8098 | 2332.2572 | 2468.1127
27859 | 242.131 | 1138 | 2 | None | Electric, 80% Usage | Standard, 80% Usage | Electric, 80% Usage | 290 Rated kWh, 80% Usage | 400%+ | 67 | None | 50 or more Unit | Multifamily with 5+ units, 4-7 stories | Multi-Family with 5+ Units | 1000-1499 | 0-1499 | 6 | Natural Gas | 100% Conditioned | Central AC | None | Natural Gas Fuel Furnace | None | 120000-139999 | 100% Incandescent | Occupied | 2000s | Electricity | Yes | 0 | 564.1618 | 21.1011 | 442.2442 | 2335.1903 | 66.2341 | 0 | 30.4794 | 0 | 0 | 0 | 0 | 1331.1288 | 156.793 | 0 | 1465.0623 | 16.412 | 888.2984 | 0 | 0 | 0 | 311.5345 | 434.0383 | 0 | 0 | 0 | 0 | 0 | 0 | 0 | 0 | 2227.9263 | 0 | 0 | 0 | 0 | 0 | 0 | 0 | 0 | 0 | 0 | 10290.6045 | 10290.6045 | 8062.3851 | 8062.3851 | 0 | 2227.9263 | 0 | 1295.3546 | 0 | 507.9531 | 0 | 2864.3655 | 0 | 507.9531 | 0 | 2531.6437 | 0 | 507.9531 | 0 | 3065.0774 | 0 | 507.9531 | 0 | 1803.3077 | 3372.3187 | 3039.5969 | 3573.0306
27863 | 242.131 | 853 | 1 | Standard Efficiency | Electric, 80% Usage | Standard, 80% Usage | Electric, 80% Usage | None | 400%+ | 67 | None | 50 or more Unit | Multifamily with 5+ units, 1-3 stories | Multi-Family with 5+ Units | 750-999 | 0-1499 | 2 | Natural Gas | 100% Conditioned | Central AC | None | Natural Gas Fuel Furnace | None | 60000-69999 | 100% Incandescent | Occupied | 1990s | Natural Gas | Yes | 67.9925 | 441.9512 | 16.412 | 344.0654 | 1646.4733 | 0 | 0 | 32.5309 | 0 | 0 | 0 | 0 | 0 | 142.7256 | 0 | 1220.3479 | 16.412 | 733.2638 | 0 | 0 | 0 | 277.5383 | 434.0383 | 258.1956 | 0 | 0 | 0 | 0 | 0 | 0 | 0 | 4215.2412 | 0 | 2186.8963 | 0 | 0 | 0 | 0 | 0 | 0 | 0 | 0 | 12034.6704 | 12034.6704 | 5632.2398 | 5632.2398 | 0 | 6402.4306 | 0 | 923.3766 | 0 | 1459.5927 | 0 | 2001.6995 | 0 | 1459.5927 | 0 | 1774.5795 | 0 | 1459.5927 | 0 | 2143.2729 | 0 | 1459.5927 | 0 | 2382.9693 | 3461.2922 | 3234.1721 | 3602.8656
27921 | 242.131 | 1690 | 3 | Standard Efficiency | Electric, 100% Usage | EnergyStar, 100% Usage | Electric, 100% Usage | 290 Rated kWh, 100% Usage | 400%+ | None | None | Single-Family Detached | Single-Family Detached | Single-Family Detached | 1500-1999 | 1500-2499 | 2 | Fuel Oil | 20% Conditioned | Room AC | None | Fuel Oil Fuel Boiler | None | 80000-99999 | 100% CFL | Occupied | <1940 | Electricity | Yes | 67.9925 | 524.5972 | 30.7725 | 0 | 528.7002 | 125.7275 | 0 | 194.013 | 0 | 0 | 0 | 0 | 3044.4223 | 46.0122 | 0 | 620.1384 | 21.9803 | 2697.4261 | 0 | 0 | 0 | 471.2583 | 868.0765 | 0 | 0 | 32540.8532 | 0 | 0 | 0 | 0 | 0 | 0 | 0 | 0 | 0 | 0 | 0 | 0 | 0 | 0 | 0 | 0 | 41781.9702 | 41781.9702 | 9241.117 | 9241.117 | 32540.8532 | 0 | 0 | 1534.9049 | 9866.3163 | 0 | 0 | 3422.4229 | 9866.3163 | 0 | 0 | 3009.9446 | 9866.3163 | 0 | 0 | 3674.8344 | 9866.3163 | 0 | 0 | 11401.2211 | 13288.7392 | 12876.2609 | 13541.1506
27925 | 242.131 | 853 | 1 | Standard Efficiency | Electric, 100% Usage | Standard, 100% Usage | Electric, 100% Usage | 290 Rated kWh, 100% Usage | 200-300% | 6 | None | 5 to 9 Unit | Multifamily with 5+ units, 1-3 stories | Multi-Family with 5+ Units | 750-999 | 0-1499 | 3 | Electricity | 100% Conditioned | Heat Pump | None | Electricity ASHP | None | 30000-34999 | 100% Incandescent | Occupied | 1970s | Electricity | Yes | 67.9925 | 552.439 | 20.808 | 437.8482 | 1258.4472 | 60.3726 | 319.7405 | 171.4466 | 400.3351 | 2646.7248 | 0 | 0 | 1470.6306 | 142.7256 | 0 | 1220.3479 | 16.412 | 1466.5276 | 0 | 0 | 0 | 346.9961 | 434.0383 | 0 | 0 | 0 | 0 | 0 | 0 | 0 | 0 | 0 | 0 | 0 | 0 | 0 | 0 | 0 | 0 | 0 | 0 | 0 | 11033.8327 | 11033.8327 | 11033.8327 | 11033.8327 | 0 | 0 | 0 | 1965.095 | 0 | 0 | 0 | 4388.1388 | 0 | 0 | 0 | 3844.5133 | 0 | 0 | 0 | 4636.809 | 0 | 0 | 0 | 1965.095 | 4388.1388 | 3844.5133 | 4636.809
27931 | 242.131 | 1202 | 3 | Standard Efficiency | Electric, 120% Usage | Standard, 120% Usage | Electric, 120% Usage | 318 Rated kWh, 120% Usage | 300-400% | None | 8 | Single-Family Attached | Single-Family Attached | Single-Family Attached | 1000-1499 | 0-1499 | 1 | Electricity | 100% Conditioned | Central AC | None | Electricity Electric Furnace | None | 70000-79999 | 100% CFL | Occupied | 1960s | Electricity | Yes | 67.9925 | 1032.4894 | 38.6854 | 226.5439 | 1870.0865 | 135.1058 | 0 | 22.8595 | 0 | 1256.6887 | 0 | 0 | 4622.3169 | 40.1507 | 0 | 486.2049 | 21.9803 | 3835.7142 | 0 | 0 | 0 | 518.4427 | 434.0383 | 0 | 0 | 0 | 0 | 0 | 0 | 0 | 0 | 0 | 0 | 0 | 0 | 0 | 0 | 0 | 0 | 0 | 0 | 0 | 14609.0067 | 14609.0067 | 14609.0067 | 14609.0067 | 0 | 0 | 0 | 2467.7489 | 0 | 0 | 0 | 5531.7567 | 0 | 0 | 0 | 4855.7571 | 0 | 0 | 0 | 5882.3233 | 0 | 0 | 0 | 2467.7489 | 5531.7567 | 4855.7571 | 5882.3233
27951 | 242.131 | 1220 | 3 | None | Gas, 100% Usage | EnergyStar, 100% Usage | Electric, 100% Usage | 318 Rated kWh, 100% Usage | 300-400% | None | None | Single-Family Detached | Single-Family Detached | Single-Family Detached | 1000-1499 | 0-1499 | 1 | Natural Gas | 100% Conditioned | Central AC | None | Natural Gas Fuel Furnace | None | 80000-99999 | 100% Incandescent | Occupied | 1950s | Natural Gas | Yes | 0 | 58.0281 | 37.8062 | 428.1768 | 2048.2737 | 171.7396 | 0 | 187.5655 | 0 | 0 | 0 | 0 | 0 | 160.896 | 0 | 1535.3993 | 21.9803 | 2862.7182 | 0 | 0 | 0 | 537.1993 | 400.042 | 0 | 0 | 0 | 0 | 770.4838 | 0 | 0 | 0 | 14101.4076 | 0 | 5987.442 | 0 | 0 | 0 | 0 | 0 | 0 | 0 | 0 | 29309.4516 | 29309.4516 | 8450.1182 | 8450.1182 | 0 | 20859.3334 | 0 | 1455.196 | 0 | 4755.5055 | 0 | 3134.9901 | 0 | 4755.5055 | 0 | 2774.2861 | 0 | 4755.5055 | 0 | 3337.3154 | 0 | 4755.5055 | 0 | 6210.7015 | 7890.4956 | 7529.7916 | 8092.8209
27953 | 242.131 | 1690 | 3 | Standard Efficiency | Electric, 100% Usage | EnergyStar, 100% Usage | Electric, 100% Usage | 290 Rated kWh, 100% Usage | 400%+ | None | None | Single-Family Detached | Single-Family Detached | Single-Family Detached | 1500-1999 | 1500-2499 | 1 | Electricity | 100% Conditioned | Central AC | None | Electricity Electric Furnace | None | 200000+ | 100% Incandescent | Occupied | 2000s | Electricity | Yes | 67.9925 | 400.042 | 23.4457 | 418.5055 | 2085.4937 | 91.1451 | 319.7405 | 260.2471 | 0 | 12170.6554 | 0 | 0 | 2190.9993 | 184.6348 | 99.9372 | 1938.9582 | 21.9803 | 2382.6678 | 0 | 0 | 0 | 405.6104 | 434.0383 | 0 | 0 | 0 | 0 | 0 | 0 | 0 | 0 | 0 | 0 | 0 | 0 | 0 | 0 | 0 | 0 | 0 | 0 | 0 | 23495.5077 | 23495.5077 | 23495.5077 | 23495.5077 | 0 | 0 | 0 | 4022.2072 | 0 | 0 | 0 | 9320.9975 | 0 | 0 | 0 | 8126.8834 | 0 | 0 | 0 | 9860.7339 | 0 | 0 | 0 | 4022.2072 | 9320.9975 | 8126.8834 | 9860.7339
28058 | 242.131 | 3301 | 4 | None | Electric, 120% Usage | Standard, 120% Usage | Electric, 120% Usage | 318 Rated kWh, 120% Usage | 400%+ | None | None | Single-Family Detached | Single-Family Detached | Single-Family Detached | 3000-3999 | 2500-3999 | 2 | Electricity | 100% Conditioned | Heat Pump | None | Electricity ASHP | None | 200000+ | 100% LED | Occupied | 2000s | Electricity | Yes | 0 | 2053.549 | 76.7846 | 980.9089 | 3629.0991 | 295.4156 | 0 | 432.866 | 3030.941 | 5402.7652 | 0 | 0 | 10711.7476 | 44.2537 | 16.7051 | 811.5138 | 21.9803 | 8307.9787 | 0 | 0 | 0 | 803.0147 | 960.1008 | 660.8753 | 0 | 0 | 0 | 0 | 0 | 0 | 0 | 0 | 0 | 0 | 0 | 0 | 0 | 0 | 0 | 0 | 0 | 0 | 38240.2063 | 38240.2063 | 38240.2063 | 38240.2063 | 0 | 0 | 0 | 6485.1231 | 0 | 0 | 0 | 14724.5799 | 0 | 0 | 0 | 12899.6009 | 0 | 0 | 0 | 15562.0915 | 0 | 0 | 0 | 6485.1231 | 14724.5799 | 12899.6009 | 15562.0915
28123 | 242.131 | 3301 | 4 | Standard Efficiency | Gas, 120% Usage | Standard, 120% Usage | Electric, 120% Usage | None | 400%+ | None | None | Single-Family Detached | Single-Family Detached | Single-Family Detached | 3000-3999 | 2500-3999 | 2 | Natural Gas | 80% Conditioned | Room AC | None | Natural Gas Fuel Wall/Floor Furnace | None | 160000-179999 | 100% CFL | Occupied | <1940 | Natural Gas | Yes | 67.9925 | 81.7668 | 34.2893 | 0 | 7172.9144 | 0 | 319.7405 | 0 | 0 | 0 | 0 | 0 | 0 | 66.2341 | 0 | 1062.6757 | 21.9803 | 5789.9121 | 0 | 0 | 0 | 486.498 | 400.042 | 0 | 0 | 0 | 0 | 1087.0006 | 0 | 0 | 0 | 59245.196 | 0 | 6003.2678 | 0 | 0 | 0 | 0 | 0 | 0 | 0 | 0 | 81839.8032 | 81839.8032 | 15504.3388 | 15504.3388 | 0 | 66335.4644 | 0 | 2659.9237 | 0 | 15123.1035 | 0 | 5678.3074 | 0 | 15123.1035 | 0 | 5052.007 | 0 | 15123.1035 | 0 | 5943.7433 | 0 | 15123.1035 | 0 | 17783.0272 | 20801.4109 | 20175.1105 | 21066.8468
28396 | 242.131 | 2176 | 3 | None | Electric, 100% Usage | EnergyStar, 100% Usage | Electric, 100% Usage | None | 400%+ | None | None | Single-Family Detached | Single-Family Detached | Single-Family Detached | 2000-2499 | 1500-2499 | 1 | Other Fuel | 100% Conditioned | Central AC | None | None | None | 200000+ | 100% CFL | Occupied | 1980s | Electricity | Yes | 0 | 1146.494 | 66.8202 | 957.1701 | 4886.0809 | 0 | 319.7405 | 0 | 0 | 0 | 0 | 0 | 6665.0223 | 52.1667 | 0 | 753.7788 | 21.9803 | 4425.6662 | 0 | 0 | 0 | 800.9632 | 480.0504 | 0 | 0 | 0 | 0 | 0 | 0 | 0 | 0 | 0 | 0 | 0 | 0 | 0 | 0 | 0 | 0 | 0 | 0 | 0 | 20575.9337 | 20575.9337 | 20575.9337 | 20575.9337 | 0 | 0 | 0 | 3438.4007 | 0 | 0 | 0 | 7609.6756 | 0 | 0 | 0 | 6721.0832 | 0 | 0 | 0 | 8028.8893 | 0 | 0 | 0 | 3438.4007 | 7609.6756 | 6721.0832 | 8028.8893
28397 | 242.131 | 1202 | 2 | Standard Efficiency | Electric, 100% Usage | Standard, 100% Usage | Gas, 100% Usage | None | 150-200% | None | 36 | Single-Family Attached | Single-Family Attached | Single-Family Attached | 1000-1499 | 0-1499 | 2 | Electricity | 100% Conditioned | Heat Pump | None | Electricity ASHP | None | 50000-59999 | 100% CFL | Occupied | 1980s | Electricity | Yes | 67.9925 | 1164.0783 | 43.3745 | 523.4249 | 2030.9825 | 0 | 0 | 170.2743 | 444.0027 | 2004.02 | 0 | 0 | 3680.3865 | 40.1507 | 0 | 486.2049 | 16.412 | 2179.8626 | 0 | 0 | 0 | 35.4616 | 434.0383 | 0 | 0 | 0 | 0 | 0 | 0 | 0 | 0 | 0 | 0 | 0 | 0 | 0 | 1039.8162 | 0 | 0 | 0 | 0 | 0 | 14360.4824 | 14360.4824 | 13320.6663 | 13320.6663 | 0 | 1039.8162 | 0 | 2238.0606 | 0 | 237.0501 | 0 | 5028.4665 | 0 | 237.0501 | 0 | 4414.1482 | 0 | 237.0501 | 0 | 5322.9922 | 0 | 237.0501 | 0 | 2475.1107 | 5265.5166 | 4651.1983 | 5560.0423
28423 | 242.131 | 2176 | 4 | Standard Efficiency | Electric, 100% Usage | EnergyStar, 100% Usage | Electric, 100% Usage | 290 Rated kWh, 100% Usage | 200-300% | None | None | Single-Family Detached | Single-Family Detached | Single-Family Detached | 2000-2499 | 1500-2499 | 2 | Fuel Oil | 100% Conditioned | Central AC | None | Fuel Oil Fuel Furnace | None | 40000-44999 | 100% LED | Occupied | 1980s | Electricity | Yes | 67.9925 | 400.042 | 23.4457 | 263.1778 | 3065.2303 | 91.1451 | 319.7405 | 946.9126 | 0 | 0 | 0 | 0 | 2352.7745 | 34.8755 | 16.7051 | 575.5916 | 21.9803 | 2537.1163 | 0 | 0 | 0 | 405.6104 | 434.0383 | 0 | 0 | 39602.9868 | 0 | 0 | 1683.1072 | 0 | 0 | 0 | 0 | 0 | 0 | 0 | 0 | 0 | 0 | 0 | 0 | 0 | 52843.0585 | 52843.0585 | 11556.6715 | 11556.6715 | 39602.9868 | 1683.1072 | 0 | 1964.612 | 12007.6138 | 383.736 | 0 | 4284.8395 | 12007.6138 | 383.736 | 0 | 3785.6919 | 12007.6138 | 383.736 | 0 | 4546.9229 | 12007.6138 | 383.736 | 0 | 14355.9617 | 16676.1892 | 16177.0417 | 16938.2726
28504 | 242.131 | 866 | 3 | Standard Efficiency | Electric, 100% Usage | EnergyStar, 100% Usage | Electric, 100% Usage | 318 Rated kWh, 100% Usage | 150-200% | None | 6 | Single-Family Attached | Single-Family Attached | Single-Family Attached | 750-999 | 0-1499 | 2 | Natural Gas | 100% Conditioned | Central AC | Cooling Only | Natural Gas Fuel Furnace | Fan Coil Cooling Only | 50000-59999 | 100% CFL | Occupied | <1940 | Natural Gas | Yes | 67.9925 | 690.7685 | 40.4438 | 26.6695 | 2390.2876 | 184.3417 | 0 | 638.0157 | 0 | 0 | 0 | 0 | 0 | 35.7547 | 0 | 393.8875 | 21.9803 | 2259.5779 | 0 | 0 | 0 | 559.4727 | 434.0383 | 0 | 0 | 0 | 0 | 0 | 0 | 0 | 0 | 25593.6035 | 0 | 6398.0345 | 0 | 0 | 0 | 0 | 0 | 0 | 0 | 0 | 39735.1618 | 39735.1618 | 7743.5238 | 7743.5238 | 0 | 31991.638 | 0 | 1298.4104 | 0 | 7293.4287 | 0 | 2825.2137 | 0 | 7293.4287 | 0 | 2502.0654 | 0 | 7293.4287 | 0 | 2996.2058 | 0 | 7293.4287 | 0 | 8591.8392 | 10118.6424 | 9795.4942 | 10289.6345
28529 | 242.131 | 2152 | 2 | Standard Efficiency | Electric, 120% Usage | EnergyStar, 120% Usage | Gas, 120% Usage | 290 Rated kWh, 120% Usage | 400%+ | None | 7 | Single-Family Attached | Single-Family Attached | Single-Family Attached | 2000-2499 | 1500-2499 | 2 | Natural Gas | 100% Conditioned | Central AC | None | Natural Gas Fuel Furnace | None | 200000+ | 100% CFL | Occupied | 2010s | Natural Gas | Yes | 67.9925 | 444.0027 | 25.7903 | 502.91 | 2020.725 | 99.3511 | 0 | 28.721 | 0 | 0 | 0 | 0 | 0 | 51.8736 | 0 | 747.0382 | 16.412 | 3865.3143 | 0 | 2050.9113 | 0 | 31.9447 | 400.042 | 0 | 0 | 0 | 0 | 0 | 0 | 0 | 0 | 4965.2101 | 0 | 5401.5929 | 0 | 0 | 937.2413 | 0 | 0 | 0 | 0 | 0 | 21657.0729 | 21657.0729 | 10353.0286 | 10353.0286 | 0 | 11304.0442 | 0 | 1636.5821 | 0 | 2577.0701 | 0 | 3669.0243 | 0 | 2577.0701 | 0 | 3242.3427 | 0 | 2577.0701 | 0 | 3892.4526 | 0 | 2577.0701 | 0 | 4213.6522 | 6246.0944 | 5819.4128 | 6469.5227
28552 | 242.131 | 1138 | 3 | Standard Efficiency | None | None | Electric, 100% Usage | 318 Rated kWh, 100% Usage | 200-300% | 30 | None | 20 to 49 Unit | Multifamily with 5+ units, 1-3 stories | Multi-Family with 5+ Units | 1000-1499 | 0-1499 | 3 | Natural Gas | 100% Conditioned | Central AC | None | Natural Gas Fuel Furnace | None | 40000-44999 | 100% Incandescent | Occupied | 1990s | Natural Gas | Yes | 67.9925 | 0 | 0 | 409.7134 | 1832.8665 | 112.5393 | 0 | 31.6517 | 0 | 0 | 0 | 0 | 0 | 156.793 | 0 | 1465.0623 | 21.9803 | 1971.4891 | 0 | 0 | 0 | 431.9868 | 434.0383 | 0 | 0 | 0 | 0 | 0 | 0 | 0 | 0 | 2285.6613 | 0 | 4313.42 | 0 | 0 | 0 | 0 | 0 | 0 | 0 | 0 | 13535.1943 | 13535.1943 | 6936.113 | 6936.113 | 0 | 6599.0813 | 0 | 1214.421 | 0 | 1504.4611 | 0 | 2640.2845 | 0 | 1504.4611 | 0 | 2330.0659 | 0 | 1504.4611 | 0 | 2801.1248 | 0 | 1504.4611 | 0 | 2718.8821 | 4144.7456 | 3834.527 | 4305.5859
28557 | 242.131 | 2176 | 3 | Standard Efficiency | Electric, 120% Usage | EnergyStar, 120% Usage | Gas, 120% Usage | 290 Rated kWh, 120% Usage | 400%+ | None | None | Single-Family Detached | Single-Family Detached | Single-Family Detached | 2000-2499 | 1500-2499 | 2 | Natural Gas | 100% Conditioned | Central AC | None | Natural Gas Fuel Furnace | None | 100000-119999 | 100% CFL | Occupied | 1950s | Natural Gas | Yes | 67.9925 | 480.0504 | 28.1348 | 1882.6886 | 7167.9322 | 109.3155 | 0 | 586.7283 | 0 | 0 | 0 | 0 | 0 | 52.1667 | 0 | 753.7788 | 21.9803 | 5074.5256 | 0 | 0 | 0 | 33.4101 | 434.0383 | 0 | 0 | 0 | 0 | 0 | 0 | 0 | 0 | 32156.0509 | 0 | 5954.3249 | 0 | 0 | 976.2197 | 0 | 0 | 0 | 0 | 0 | 55779.0445 | 55779.0445 | 16692.4489 | 16692.4489 | 0 | 39086.5955 | 0 | 2977.2415 | 0 | 8910.9582 | 0 | 6320.6477 | 0 | 8910.9582 | 0 | 5620.7212 | 0 | 8910.9582 | 0 | 6573.8226 | 0 | 8910.9582 | 0 | 11888.1997 | 15231.6059 | 14531.6793 | 15484.7808
28586 | 242.131 | 2631 | 3 | None | None | Standard, 120% Usage | Electric, 120% Usage | None | 400%+ | None | 8 | Single-Family Attached | Single-Family Attached | Single-Family Attached | 2500-2999 | 2500-3999 | 3 | Natural Gas | 100% Conditioned | Central AC | None | Natural Gas Fuel Furnace | None | 140000-159999 | 100% CFL | Occupied | 2010s | Natural Gas | Yes | 0 | 0 | 38.6854 | 1150.597 | 5333.6004 | 0 | 0 | 475.9474 | 0 | 0 | 0 | 0 | 0 | 58.0281 | 0 | 878.6271 | 21.9803 | 4274.7346 | 0 | 0 | 0 | 518.4427 | 834.0803 | 0 | 0 | 0 | 0 | 0 | 0 | 0 | 0 | 19092.1149 | 0 | 7336.4481 | 0 | 0 | 0 | 0 | 0 | 0 | 0 | 0 | 40012.7001 | 40012.7001 | 13584.4302 | 13584.4302 | 0 | 26428.563 | 0 | 2305.7388 | 0 | 6025.1496 | 0 | 5003.2159 | 0 | 6025.1496 | 0 | 4441.8387 | 0 | 6025.1496 | 0 | 5220.7198 | 0 | 6025.1496 | 0 | 8330.8884 | 11028.3655 | 10466.9882 | 11245.8694
28701 | 242.131 | 2663 | 4 | None | Electric, 80% Usage | EnergyStar, 80% Usage | Gas, 80% Usage | 290 Rated kWh, 80% Usage | 300-400% | None | None | Single-Family Detached | Single-Family Detached | Single-Family Detached | 2500-2999 | 2500-3999 | 2 | Natural Gas | 80% Conditioned | Central AC | None | Natural Gas Fuel Furnace | None | 100000-119999 | 100% Incandescent | Occupied | 2000s | Natural Gas | Yes | 0 | 618.673 | 36.0477 | 652.9623 | 2860.3736 | 156.2069 | 0 | 112.2462 | 0 | 0 | 0 | 0 | 0 | 233.2846 | 99.9372 | 2774.2107 | 21.9803 | 1818.2129 | 0 | 0 | 0 | 33.117 | 434.0383 | 0 | 0 | 0 | 0 | 0 | 0 | 0 | 0 | 8989.3689 | 0 | 4206.4491 | 0 | 0 | 971.8237 | 0 | 0 | 0 | 0 | 0 | 24018.0534 | 24018.0534 | 9850.7048 | 9850.7048 | 0 | 14167.3486 | 0 | 1712.7671 | 0 | 3229.8657 | 0 | 3708.407 | 0 | 3229.8657 | 0 | 3281.8937 | 0 | 3229.8657 | 0 | 3904.6429 | 0 | 3229.8657 | 0 | 4942.6328 | 6938.2727 | 6511.7594 | 7134.5086
28726 | 242.131 | 853 | 2 | Standard Efficiency | Electric, 100% Usage | Standard, 100% Usage | Electric, 100% Usage | 318 Rated kWh, 100% Usage | 0-100% | 8 | None | 5 to 9 Unit | Multifamily with 5+ units, 1-3 stories | Multi-Family with 5+ Units | 750-999 | 0-1499 | 2 | Electricity | None | None | Heating Only | Electricity Shared Heating | Boiler Baseboards Heating Only, Electricity | <10000 | 100% Incandescent | Occupied | 1940s | Electricity | No | 67.9925 | 1317.0614 | 49.2359 | 0 | 0 | 184.3417 | 0 | 84.9906 | 0 | 8283.0677 | 0 | 0 | 4339.5033 | 142.7256 | 0 | 1220.3479 | 16.412 | 2442.1612 | 0 | 0 | 0 | 559.4727 | 434.0383 | 439.8997 | 0 | 0 | 0 | 0 | 0 | 0 | 0 | 0 | 0 | 0 | 0 | 0 | 0 | 0 | 0 | 0 | 0 | 0 | 19581.5435 | 19581.5435 | 19581.5435 | 19581.5435 | 0 | 0 | 0 | 3324.8693 | 0 | 0 | 0 | 7654.4561 | 0 | 0 | 0 | 6658.1631 | 0 | 0 | 0 | 8212.4314 | 0 | 0 | 0 | 3324.8693 | 7654.4561 | 6658.1631 | 8212.4314
28736 | 242.131 | 2663 | 4 | None | Electric, 80% Usage | Standard, 80% Usage | Electric, 80% Usage | 290 Rated kWh, 80% Usage | 300-400% | None | None | Single-Family Detached | Single-Family Detached | Single-Family Detached | 2500-2999 | 2500-3999 | 1 | Electricity | 100% Conditioned | Central AC | None | Electricity Electric Furnace | None | 70000-79999 | 100% Incandescent | Occupied | 1970s | Electricity | Yes | 0 | 799.791 | 29.8932 | 1022.818 | 4638.4358 | 100.5234 | 0 | 275.7799 | 0 | 24464.4006 | 0 | 0 | 1783.9236 | 233.2846 | 99.9372 | 2774.2107 | 21.9803 | 1503.4546 | 0 | 2598.075 | 0 | 377.1825 | 727.1093 | 0 | 0 | 0 | 0 | 0 | 0 | 0 | 0 | 0 | 0 | 0 | 0 | 0 | 0 | 0 | 0 | 0 | 0 | 0 | 41450.5068 | 41450.5068 | 41450.5068 | 41450.5068 | 0 | 0 | 0 | 7182.3943 | 0 | 0 | 0 | 16675.9493 | 0 | 0 | 0 | 14521.4731 | 0 | 0 | 0 | 17571.4259 | 0 | 0 | 0 | 7182.3943 | 16675.9493 | 14521.4731 | 17571.4259
28771 | 242.131 | 1138 | 2 | None | Electric, 100% Usage | Standard, 100% Usage | Electric, 100% Usage | 290 Rated kWh, 100% Usage | 100-150% | 6 | None | 5 to 9 Unit | Multifamily with 5+ units, 1-3 stories | Multi-Family with 5+ Units | 1000-1499 | 0-1499 | 2 | Electricity | 100% Conditioned | Heat Pump | None | Electricity ASHP | None | 30000-34999 | 100% LED | Occupied | 1980s | Electricity | Yes | 0 | 1011.0952 | 37.8062 | 394.4737 | 1382.1232 | 127.4859 | 0 | 155.3277 | 524.0111 | 2305.297 | 0 | 0 | 3297.6357 | 26.0833 | 0 | 357.8398 | 16.412 | 2166.6744 | 0 | 0 | 0 | 474.4821 | 480.0504 | 0 | 0 | 0 | 0 | 0 | 0 | 0 | 0 | 0 | 0 | 0 | 0 | 0 | 0 | 0 | 0 | 0 | 0 | 0 | 12756.7975 | 12756.7975 | 12756.7975 | 12756.7975 | 0 | 0 | 0 | 2198.1458 | 0 | 0 | 0 | 4969.7227 | 0 | 0 | 0 | 4353.5927 | 0 | 0 | 0 | 5263.4088 | 0 | 0 | 0 | 2198.1458 | 4969.7227 | 4353.5927 | 5263.4088
28985 | 242.131 | 2663 | 4 | Standard Efficiency | Electric, 120% Usage | EnergyStar, 120% Usage | Electric, 120% Usage | 318 Rated kWh, 120% Usage | 400%+ | None | None | Single-Family Detached | Single-Family Detached | Single-Family Detached | 2500-2999 | 2500-3999 | 2 | Natural Gas | 60% Conditioned | Room AC | None | Natural Gas Fuel Furnace | None | 200000+ | 100% LED | Occupied | 1990s | Natural Gas | Yes | 67.9925 | 927.863 | 54.2181 | 0 | 2042.4123 | 250.8688 | 0 | 414.9886 | 0 | 0 | 0 | 0 | 0 | 38.9785 | 16.7051 | 677.8734 | 21.9803 | 7272.8517 | 0 | 0 | 0 | 723.8855 | 960.1008 | 0 | 0 | 0 | 0 | 0 | 0 | 0 | 0 | 19204.9472 | 0 | 12355.8763 | 0 | 0 | 0 | 0 | 0 | 0 | 0 | 0 | 45031.2491 | 45031.2491 | 13470.1325 | 13470.1325 | 0 | 31561.1166 | 0 | 2284.3016 | 0 | 7195.2514 | 0 | 5044.0147 | 0 | 7195.2514 | 0 | 4446.6522 | 0 | 7195.2514 | 0 | 5359.5513 | 0 | 7195.2514 | 0 | 9479.553 | 12239.2661 | 11641.9036 | 12554.8027
29137 | 242.131 | 2176 | 4 | Standard Efficiency | Gas, 100% Usage | EnergyStar, 100% Usage | Electric, 100% Usage | 290 Rated kWh, 100% Usage | 400%+ | None | None | Single-Family Detached | Single-Family Detached | Single-Family Detached | 2000-2499 | 1500-2499 | 2 | Natural Gas | 100% Conditioned | Central AC | None | Natural Gas Fuel Furnace | None | 200000+ | 100% CFL | Occupied | 1990s | Natural Gas | Yes | 67.9925 | 35.7547 | 23.4457 | 518.1497 | 1850.7438 | 91.1451 | 0 | 249.9896 | 0 | 0 | 0 | 0 | 0 | 52.1667 | 24.911 | 753.7788 | 21.9803 | 2537.1163 | 0 | 0 | 0 | 405.6104 | 434.0383 | 0 | 0 | 0 | 0 | 475.0682 | 0 | 0 | 0 | 21933.7319 | 0 | 3790.5812 | 0 | 0 | 0 | 0 | 0 | 0 | 0 | 0 | 33266.4972 | 33266.4972 | 7066.8227 | 7066.8227 | 0 | 26199.3814 | 0 | 1172.759 | 0 | 5972.9225 | 0 | 2607.1233 | 0 | 5972.9225 | 0 | 2307.0211 | 0 | 5972.9225 | 0 | 2711.0508 | 0 | 5972.9225 | 0 | 7145.6815 | 8580.0458 | 8279.9436 | 8683.9733
29197 | 242.131 | 2176 | 4 | Standard Efficiency | Electric, 80% Usage | Standard, 80% Usage | Electric, 80% Usage | None | 300-400% | None | None | Single-Family Detached | Single-Family Detached | Single-Family Detached | 2000-2499 | 1500-2499 | 1 | Natural Gas | 60% Conditioned | Central AC | None | Natural Gas Fuel Wall/Floor Furnace | None | 50000-59999 | 100% Incandescent | Occupied | 1950s | Electricity | Yes | 67.9925 | 610.174 | 22.8595 | 483.5673 | 1941.3028 | 0 | 0 | 0 | 0 | 0 | 0 | 0 | 1281.3067 | 208.6666 | 0 | 2355.9983 | 21.9803 | 1268.7047 | 0 | 0 | 0 | 324.4297 | 868.0765 | 0 | 0 | 0 | 0 | 0 | 0 | 0 | 0 | 45285.3417 | 0 | 0 | 0 | 0 | 0 | 0 | 0 | 0 | 0 | 0 | 54739.8145 | 54739.8145 | 9454.7658 | 9454.7658 | 0 | 45285.3417 | 0 | 1564.0613 | 0 | 10324.0953 | 0 | 3436.1477 | 0 | 10324.0953 | 0 | 3040.0114 | 0 | 10324.0953 | 0 | 3644.0268 | 0 | 10324.0953 | 0 | 11888.1566 | 13760.243 | 13364.1067 | 13968.1221
29246 | 242.131 | 885 | 2 | Standard Efficiency | Electric, 80% Usage | EnergyStar, 80% Usage | Electric, 80% Usage | None | 300-400% | None | None | Mobile Home | Mobile Home | Mobile Home | 750-999 | 0-1499 | 1 | Fuel Oil | 60% Conditioned | Room AC | None | Fuel Oil Fuel Furnace | None | 45000-49999 | 100% CFL | Occupied | 1970s | Electricity | Yes | 67.9925 | 220.6825 | 12.8951 | 0 | 1695.4161 | 0 | 319.7405 | 403.2658 | 0 | 0 | 0 | 0 | 755.2441 | 36.0477 | 0 | 399.1628 | 16.412 | 940.172 | 0 | 0 | 0 | 271.6769 | 434.0383 | 0 | 0 | 16252.5493 | 0 | 0 | 0 | 0 | 0 | 0 | 0 | 0 | 0 | 0 | 0 | 0 | 0 | 0 | 0 | 0 | 21825.5887 | 21825.5887 | 5573.0395 | 5573.0395 | 16252.5493 | 0 | 0 | 945.99 | 4927.7599 | 0 | 0 | 2075.3194 | 4927.7599 | 0 | 0 | 1835.183 | 4927.7599 | 0 | 0 | 2186.5221 | 4927.7599 | 0 | 0 | 5873.7499 | 7003.0793 | 6762.9429 | 7114.282
29296 | 242.131 | 1690 | 3 | None | Electric, 100% Usage | Standard, 100% Usage | Electric, 100% Usage | 290 Rated kWh, 100% Usage | 150-200% | None | None | Single-Family Detached | Single-Family Detached | Single-Family Detached | 1500-1999 | 1500-2499 | 2 | Fuel Oil | 40% Conditioned | Room AC | None | Fuel Oil Fuel Boiler | None | 20000-24999 | 100% Incandescent | Occupied | <1940 | Electricity | Yes | 0 | 525.7695 | 19.6358 | 0 | 1900.2728 | 56.5627 | 319.7405 | 172.0327 | 0 | 0 | 0 | 0 | 1335.2318 | 184.6348 | 0 | 1938.9582 | 21.9803 | 2067.9095 | 0 | 0 | 0 | 339.6694 | 868.0765 | 0 | 0 | 18743.3603 | 0 | 0 | 0 | 0 | 0 | 0 | 0 | 0 | 0 | 0 | 0 | 0 | 0 | 0 | 0 | 0 | 28493.5417 | 28493.5417 | 9750.1814 | 9750.1814 | 18743.3603 | 0 | 0 | 1614.2894 | 5683.0003 | 0 | 0 | 3555.4362 | 5683.0003 | 0 | 0 | 3139.3545 | 5683.0003 | 0 | 0 | 3797.8337 | 5683.0003 | 0 | 0 | 7297.2897 | 9238.4365 | 8822.3548 | 9480.8339
29419 | 242.131 | 1675 | 2 | Standard Efficiency | Electric, 120% Usage | EnergyStar, 120% Usage | Electric, 120% Usage | None | 150-200% | None | 12 | Single-Family Attached | Single-Family Attached | Single-Family Attached | 1500-1999 | 1500-2499 | 1 | Natural Gas | 100% Conditioned | Central AC | None | Natural Gas Fuel Furnace | None | 20000-24999 | 100% CFL | Occupied | <1940 | Natural Gas | Yes | 67.9925 | 347.5823 | 20.2219 | 643.8771 | 2770.987 | 0 | 0 | 471.5514 | 0 | 0 | 0 | 0 | 0 | 46.0122 | 0 | 616.0354 | 16.412 | 3456.7733 | 0 | 0 | 0 | 416.454 | 434.0383 | 0 | 0 | 0 | 0 | 0 | 0 | 0 | 0 | 19922.9713 | 0 | 3916.3087 | 0 | 0 | 0 | 0 | 0 | 0 | 0 | 0 | 33147.5103 | 33147.5103 | 9308.2303 | 9308.2303 | 0 | 23839.28 | 0 | 1617.5793 | 0 | 5434.8639 | 0 | 3665.6473 | 0 | 5434.8639 | 0 | 3240.2026 | 0 | 5434.8639 | 0 | 3714.7301 | 0 | 5434.8639 | 0 | 7052.4433 | 9100.5113 | 8675.0666 | 9149.594
29440 | 242.131 | 1690 | 3 | Standard Efficiency | Electric, 120% Usage | Standard, 120% Usage | Electric, 120% Usage | 290 Rated kWh, 120% Usage | 400%+ | None | None | Single-Family Detached | Single-Family Detached | Single-Family Detached | 1500-1999 | 1500-2499 | 1 | Electricity | 100% Conditioned | Heat Pump | None | Electricity ASHP | None | 100000-119999 | 100% CFL | Occupied | 1980s | Electricity | Yes | 67.9925 | 1199.833 | 44.8399 | 919.0709 | 3807.2863 | 150.9316 | 0 | 902.6589 | 1954.784 | 9555.2892 | 0 | 0 | 5873.7304 | 46.0122 | 24.911 | 620.1384 | 21.9803 | 5394.8523 | 0 | 2311.1585 | 0 | 565.6272 | 480.0504 | 0 | 0 | 0 | 0 | 0 | 0 | 0 | 0 | 0 | 0 | 0 | 0 | 0 | 0 | 0 | 0 | 0 | 0 | 0 | 33941.4398 | 33941.4398 | 33941.4398 | 33941.4398 | 0 | 0 | 0 | 5790.0767 | 0 | 0 | 0 | 13272.4275 | 0 | 0 | 0 | 11601.2499 | 0 | 0 | 0 | 13983.8636 | 0 | 0 | 0 | 5790.0767 | 13272.4275 | 11601.2499 | 13983.8636
29456 | 242.131 | 2176 | 3 | None | Electric, 100% Usage | Standard, 100% Usage | Gas, 100% Usage | None | 200-300% | None | None | Single-Family Detached | Single-Family Detached | Single-Family Detached | 2000-2499 | 1500-2499 | 2 | Natural Gas | 100% Conditioned | Central AC | None | Natural Gas Fuel Furnace | None | 60000-69999 | 100% CFL | Occupied | 2000s | Natural Gas | Yes | 0 | 1237.053 | 46.3052 | 970.9445 | 3715.262 | 0 | 319.7405 | 126.8998 | 0 | 0 | 0 | 0 | 0 | 52.1667 | 24.911 | 753.7788 | 21.9803 | 3166.6329 | 0 | 0 | 0 | 36.927 | 834.0803 | 489.7218 | 0 | 0 | 0 | 0 | 0 | 0 | 0 | 14177.8992 | 0 | 5847.6471 | 0 | 0 | 1080.8461 | 0 | 0 | 0 | 0 | 0 | 32902.5029 | 32902.5029 | 11796.1106 | 11796.1106 | 0 | 21106.3923 | 0 | 2039.4828 | 0 | 4811.8122 | 0 | 4424.3554 | 0 | 4811.8122 | 0 | 3923.1068 | 0 | 4811.8122 | 0 | 4618.3464 | 0 | 4811.8122 | 0 | 6851.295 | 9236.1676 | 8734.919 | 9430.1586
29580 | 242.131 | 2663 | 3 | None | Gas, 80% Usage | Standard, 80% Usage | Electric, 80% Usage | None | 400%+ | None | None | Single-Family Detached | Single-Family Detached | Single-Family Detached | 2500-2999 | 2500-3999 | 2 | Natural Gas | None | None | None | Natural Gas Fuel Furnace | None | 200000+ | 100% Incandescent | Occupied | 1990s | Natural Gas | Yes | 0 | 88.5075 | 36.927 | 0 | 0 | 0 | 319.7405 | 508.7714 | 0 | 0 | 0 | 0 | 0 | 233.2846 | 99.9372 | 2773.9177 | 21.9803 | 1660.8338 | 0 | 0 | 0 | 429.9353 | 400.042 | 0 | 0 | 0 | 0 | 1175.215 | 0 | 0 | 0 | 20458.9983 | 0 | 2374.7549 | 0 | 0 | 0 | 0 | 0 | 0 | 0 | 0 | 30582.8454 | 30582.8454 | 6573.8772 | 6573.8772 | 0 | 24008.9682 | 0 | 1119.1231 | 0 | 5473.5667 | 0 | 2507.5679 | 0 | 5473.5667 | 0 | 2198.3985 | 0 | 5473.5667 | 0 | 2692.1451 | 0 | 5473.5667 | 0 | 6592.6898 | 7981.1347 | 7671.9652 | 8165.7118
29606 | 242.131 | 2176 | 4 | None | Electric, 100% Usage | EnergyStar, 100% Usage | Electric, 100% Usage | 290 Rated kWh, 100% Usage | 400%+ | None | None | Single-Family Detached | Single-Family Detached | Single-Family Detached | 2000-2499 | 1500-2499 | 2 | Fuel Oil | 100% Conditioned | Central AC | None | Fuel Oil Fuel Boiler | None | 200000+ | 100% CFL | Occupied | 1980s | Electricity | Yes | 0 | 648.8593 | 37.8062 | 768.1393 | 4014.1944 | 160.6029 | 319.7405 | 202.219 | 0 | 0 | 0 | 0 | 3642.5803 | 52.1667 | 0 | 753.7788 | 21.9803 | 3166.6329 | 0 | 0 | 0 | 537.1993 | 880.0924 | 0 | 0 | 33888.9801 | 0 | 0 | 0 | 0 | 0 | 0 | 0 | 0 | 0 | 0 | 0 | 0 | 0 | 0 | 0 | 0 | 49095.2656 | 49095.2656 | 15205.9925 | 15205.9925 | 33888.9801 | 0 | 0 | 2585.9369 | 10275.1268 | 0 | 0 | 5556.5528 | 10275.1268 | 0 | 0 | 4921.4133 | 10275.1268 | 0 | 0 | 5939.0105 | 10275.1268 | 0 | 0 | 12861.0637 | 15831.6796 | 15196.5401 | 16214.1374
29645 | 242.131 | 853 | 1 | Standard Efficiency | None | None | Gas, 120% Usage | None | 100-150% | 10 | None | 10 to 19 Unit | Multifamily with 5+ units, 1-3 stories | Multi-Family with 5+ Units | 750-999 | 0-1499 | 3 | Natural Gas | 100% Conditioned | Central AC | None | Natural Gas Fuel Furnace | None | 10000-14999 | 100% CFL | Occupied | 1960s | Electricity | Yes | 67.9925 | 0 | 0 | 288.675 | 2393.8045 | 0 | 0 | 267.867 | 0 | 0 | 0 | 0 | 2230.5639 | 35.7547 | 0 | 390.3707 | 16.412 | 2933.0553 | 0 | 0 | 0 | 28.4279 | 480.0504 | 0 | 0 | 0 | 0 | 0 | 0 | 0 | 0 | 10709.6961 | 0 | 0 | 0 | 0 | 833.7872 | 0 | 0 | 0 | 0 | 0 | 20676.164 | 20676.164 | 9132.6807 | 9132.6807 | 0 | 11543.4833 | 0 | 1592.9329 | 0 | 2631.6821 | 0 | 3511.7616 | 0 | 2631.6821 | 0 | 3098.5226 | 0 | 2631.6821 | 0 | 3685.4493 | 0 | 2631.6821 | 0 | 4224.6151 | 6143.4437 | 5730.2047 | 6317.1315
29666 | 242.131 | 1690 | 3 | Standard Efficiency | Electric, 100% Usage | Standard, 100% Usage | Electric, 100% Usage | None | 400%+ | None | None | Single-Family Detached | Single-Family Detached | Single-Family Detached | 1500-1999 | 1500-2499 | 1 | Natural Gas | None | None | None | Natural Gas Fuel Furnace | None | 120000-139999 | 100% LED | Occupied | 1990s | Natural Gas | Yes | 67.9925 | 1237.053 | 46.3052 | 0 | 0 | 0 | 0 | 328.2396 | 0 | 0 | 0 | 0 | 0 | 30.7725 | 16.7051 | 473.6028 | 21.9803 | 3012.1845 | 0 | 2630.3129 | -7288.0914 | 537.1993 | 868.0765 | 0 | 0 | 0 | 0 | 0 | 0 | 0 | 0 | 13230.1073 | 0 | 5740.9692 | 0 | 0 | 0 | 0 | 0 | 0 | 0 | 0 | 20953.4092 | 28241.2075 | 1982.3327 | 9270.4241 | 0 | 18970.7834 | 0 | 633.1365 | 0 | 4324.9801 | 0 | 1479.7154 | 0 | 4324.9801 | 0 | 1267.3049 | 0 | 4324.9801 | 0 | 1454.2131 | 0 | 4324.9801 | 0 | 4958.1166 | 5804.6955 | 5592.285 | 5779.1932
29676 | 242.131 | 1138 | 1 | Standard Efficiency | Electric, 100% Usage | EnergyStar, 100% Usage | Electric, 100% Usage | 318 Rated kWh, 100% Usage | 300-400% | 10 | None | 10 to 19 Unit | Multifamily with 5+ units, 1-3 stories | Multi-Family with 5+ Units | 1000-1499 | 0-1499 | 1 | Electricity | 100% Conditioned | Central AC | None | Electricity Electric Furnace | None | 40000-44999 | 100% Incandescent | Occupied | 1990s | Electricity | Yes | 67.9925 | 289.8473 | 16.9981 | 143.8979 | 1351.6438 | 64.7687 | 0 | 341.4278 | 0 | 14604.9037 | 0 | 0 | 1349.0061 | 156.793 | 0 | 1465.0623 | 16.412 | 1581.4115 | 0 | 0 | 0 | 346.9961 | 434.0383 | 0 | 0 | 0 | 0 | 0 | 0 | 0 | 0 | 0 | 0 | 0 | 0 | 0 | 0 | 0 | 0 | 0 | 0 | 0 | 22231.1991 | 22231.1991 | 22231.1991 | 22231.1991 | 0 | 0 | 0 | 3906.2731 | 0 | 0 | 0 | 9112.3827 | 0 | 0 | 0 | 7921.4882 | 0 | 0 | 0 | 9610.0738 | 0 | 0 | 0 | 3906.2731 | 9112.3827 | 7921.4882 | 9610.0738
29865 | 242.131 | 2176 | 3 | None | Electric, 100% Usage | Standard, 100% Usage | Electric, 100% Usage | 290 Rated kWh, 100% Usage | 400%+ | None | None | Single-Family Detached | Single-Family Detached | Single-Family Detached | 2000-2499 | 1500-2499 | 2 | Fuel Oil | 100% Conditioned | Central AC | None | Fuel Oil Fuel Furnace | None | 200000+ | 100% Incandescent | Occupied | <1940 | Electricity | Yes | 0 | 762.864 | 28.4279 | 553.0251 | 2801.4664 | 91.1451 | 319.7405 | 897.3836 | 0 | 0 | 0 | 0 | 2216.4965 | 208.6666 | 99.9372 | 2355.9983 | 21.9803 | 2537.1163 | 0 | 0 | 0 | 405.6104 | 400.042 | 0 | 0 | 36115.148 | 0 | 0 | 0 | 0 | 0 | 0 | 0 | 0 | 0 | 0 | 0 | 0 | 0 | 0 | 0 | 0 | 49815.3413 | 49815.3413 | 13700.1933 | 13700.1933 | 36115.148 | 0 | 0 | 2252.8463 | 10950.0836 | 0 | 0 | 4934.8237 | 10950.0836 | 0 | 0 | 4356.3179 | 10950.0836 | 0 | 0 | 5287.8823 | 10950.0836 | 0 | 0 | 13202.9299 | 15884.9073 | 15306.4015 | 16237.9659
30050 | 242.131 | 853 | 2 | Standard Efficiency | Electric, 80% Usage | Standard, 80% Usage | Electric, 80% Usage | None | 400%+ | 116 | None | 50 or more Unit | Multifamily with 5+ units, 8+ stories | Multi-Family with 5+ Units | 750-999 | 0-1499 | 21 | Electricity | 100% Conditioned | Heat Pump | None | Electricity ASHP | None | 50000-59999 | 100% Incandescent | Occupied | 1990s | Electricity | Yes | 67.9925 | 441.9512 | 16.412 | 279.0037 | 946.9126 | 0 | 0 | 176.4288 | 267.867 | 2952.691 | 0 | 0 | 896.7975 | 142.7256 | 0 | 1220.3479 | 16.412 | 733.2638 | 0 | 0 | 0 | 277.5383 | 434.0383 | 0 | 0 | 0 | 0 | 0 | 0 | 0 | 0 | 0 | 0 | 0 | 0 | 0 | 0 | 0 | 0 | 0 | 0 | 0 | 8870.089 | 8870.089 | 8870.089 | 8870.089 | 0 | 0 | 0 | 1562.0841 | 0 | 0 | 0 | 3533.6043 | 0 | 0 | 0 | 3089.7156 | 0 | 0 | 0 | 3726.3579 | 0 | 0 | 0 | 1562.0841 | 3533.6043 | 3089.7156 | 3726.3579
30079 | 242.131 | 1220 | 3 | Standard Efficiency | Gas, 100% Usage | EnergyStar, 100% Usage | Electric, 100% Usage | None | 100-150% | None | None | Mobile Home | Mobile Home | Mobile Home | 1000-1499 | 0-1499 | 1 | Natural Gas | 100% Conditioned | Central AC | None | Natural Gas Fuel Furnace | None | 20000-24999 | 100% Incandescent | Occupied | 1990s | Natural Gas | Yes | 67.9925 | 35.7547 | 23.4457 | 522.5457 | 1691.3131 | 0 | 0 | 78.8361 | 0 | 0 | 0 | 0 | 0 | 160.896 | 0 | 1535.3993 | 21.9803 | 2317.606 | 0 | 0 | 0 | 405.6104 | 727.1093 | 0 | 0 | 0 | 0 | 475.0682 | 0 | 0 | 0 | 10692.4049 | 0 | 3850.0746 | 0 | 0 | 0 | 0 | 0 | 0 | 0 | 0 | 22605.4508 | 22605.4508 | 7588.1961 | 7588.1961 | 0 | 15017.5478 | 0 | 1283.7943 | 0 | 3423.6748 | 0 | 2777.3982 | 0 | 3423.6748 | 0 | 2458.1341 | 0 | 3423.6748 | 0 | 2958.0868 | 0 | 3423.6748 | 0 | 4707.4692 | 6201.0731 | 5881.8089 | 6381.7616
30313 | 242.131 | 2176 | 4 | Standard Efficiency | Propane, 120% Usage | Standard, 120% Usage | Electric, 120% Usage | 318 Rated kWh, 120% Usage | 400%+ | None | None | Single-Family Detached | Single-Family Detached | Single-Family Detached | 2000-2499 | 1500-2499 | 2 | Electricity | 100% Conditioned | Central AC | None | Electricity Baseboard | None | 200000+ | 100% LED | Occupied | 1990s | Electricity | Yes | 81.7668 | 133.0543 | 55.6835 | 429.9353 | 2273.0592 | 206.322 | 0 | 0 | 0 | 7128.6607 | 0 | 0 | 6998.8302 | 34.8755 | 16.7051 | 575.5916 | 21.9803 | 6333.5589 | 0 | 0 | 0 | 644.7564 | 914.0887 | 0 | 0 | 0 | 0 | 0 | 0 | 0 | 0 | 0 | 0 | 0 | 0 | 0 | 0 | 1767.8047 | 0 | 0 | 0 | 0 | 27615.7939 | 27615.7939 | 25847.9892 | 25847.9892 | 0 | 0 | 1767.8047 | 4436.9684 | 0 | 0 | 486.4347 | 10113.2719 | 0 | 0 | 486.4347 | 8837.3474 | 0 | 0 | 486.4347 | 10703.3466 | 0 | 0 | 486.4347 | 4923.4032 | 10599.7066 | 9323.7821 | 11189.7813
30376 | 242.131 | 2176 | 2 | Standard Efficiency | Electric, 80% Usage | EnergyStar, 80% Usage | Gas, 80% Usage | 290 Rated kWh, 80% Usage | 400%+ | None | None | Single-Family Detached | Single-Family Detached | Single-Family Detached | 2000-2499 | 1500-2499 | 1 | Natural Gas | 100% Conditioned | Central AC | None | Natural Gas Fuel Furnace | None | 140000-159999 | 100% CFL | Occupied | 1990s | Natural Gas | Yes | 67.9925 | 320.0336 | 18.7565 | 786.0166 | 4575.1325 | 72.9747 | 319.7405 | 490.894 | 0 | 0 | 0 | 0 | 0 | 52.1667 | 24.911 | 753.7788 | 16.412 | 1268.7047 | 0 | 0 | 0 | 22.2734 | 400.042 | 0 | 0 | 0 | 0 | 0 | 0 | 0 | 0 | 29126.2821 | 0 | 2684.8241 | 0 | 0 | 650.9108 | 0 | 0 | 0 | 0 | 0 | 41651.5535 | 41651.5535 | 9189.8295 | 9189.8295 | 0 | 32462.0171 | 0 | 1629.2172 | 0 | 7400.6417 | 0 | 3468.194 | 0 | 7400.6417 | 0 | 3086.0053 | 0 | 7400.6417 | 0 | 3582.5174 | 0 | 7400.6417 | 0 | 9029.8588 | 10868.8357 | 10486.6469 | 10983.1591
30522 | 242.131 | 1675 | 3 | Standard Efficiency | Electric, 120% Usage | EnergyStar, 120% Usage | Electric, 120% Usage | 318 Rated kWh, 120% Usage | 400%+ | None | 10 | Single-Family Attached | Single-Family Attached | Single-Family Attached | 1500-1999 | 1500-2499 | 2 | Electricity | 100% Conditioned | Heat Pump | None | Electricity ASHP | None | 70000-79999 | 100% LED | Occupied | 1980s | Electricity | Yes | 67.9925 | 444.0027 | 25.7903 | 323.8435 | 1297.1326 | 106.3848 | 0 | 329.998 | 1341.9724 | 3714.3827 | 0 | 0 | 3532.9717 | 30.4794 | 0 | 470.6721 | 21.9803 | 3718.7788 | 0 | 0 | 0 | 467.4484 | 434.0383 | 0 | 0 | 0 | 0 | 0 | 0 | 0 | 0 | 0 | 0 | 0 | 0 | 0 | 0 | 0 | 0 | 0 | 0 | 0 | 16328.1616 | 16328.1616 | 16328.1616 | 16328.1616 | 0 | 0 | 0 | 2884.3871 | 0 | 0 | 0 | 6524.8763 | 0 | 0 | 0 | 5704.8376 | 0 | 0 | 0 | 6899.7945 | 0 | 0 | 0 | 2884.3871 | 6524.8763 | 5704.8376 | 6899.7945
30597 | 242.131 | 617 | 1 | Standard Efficiency, No usage | None | None | Electric, 80% Usage | None | 400%+ | 12 | None | 10 to 19 Unit | Multifamily with 5+ units, 1-3 stories | Multi-Family with 5+ Units | 500-749 | 0-1499 | 3 | Electricity | 100% Conditioned | Heat Pump | None | Electricity ASHP | None | 70000-79999 | 100% Incandescent | Vacant | 1980s | Electricity | Yes | 0 | 0 | 0 | 332.6357 | 1043.333 | 0 | 0 | 14.3605 | 11.1367 | 362.2358 | 0 | 0 | 348.7546 | 0 | 0 | 0 | 16.412 | 0 | 0 | 0 | 0 | 0 | 0 | 0 | 0 | 0 | 0 | 0 | 0 | 0 | 0 | 0 | 0 | 0 | 0 | 0 | 0 | 0 | 0 | 0 | 0 | 0 | 2129.1613 | 2129.1613 | 2129.1613 | 2129.1613 | 0 | 0 | 0 | 361.4138 | 0 | 0 | 0 | 788.0133 | 0 | 0 | 0 | 738.1141 | 0 | 0 | 0 | 856.4155 | 0 | 0 | 0 | 361.4138 | 788.0133 | 738.1141 | 856.4155
30638 | 242.131 | 1202 | 2 | Standard Efficiency | Electric, 100% Usage | EnergyStar, 100% Usage | Electric, 100% Usage | None | 400%+ | None | 60 | Single-Family Attached | Single-Family Attached | Single-Family Attached | 1000-1499 | 0-1499 | 2 | Electricity | 100% Conditioned | Central AC | None | Electricity Electric Furnace | None | 180000-199999 | 100% LED | Occupied | 1990s | Electricity | Yes | 67.9925 | 369.8557 | 21.6873 | 302.4493 | 2346.0339 | 0 | 0 | 181.9971 | 0 | 9959.4342 | 0 | 0 | 1884.1539 | 26.6695 | 0 | 371.321 | 16.412 | 1786.8543 | 0 | 0 | 0 | 389.4915 | 434.0383 | 0 | 0 | 0 | 0 | 0 | 0 | 0 | 0 | 0 | 0 | 0 | 0 | 0 | 0 | 0 | 0 | 0 | 0 | 0 | 18158.3904 | 18158.3904 | 18158.3904 | 18158.3904 | 0 | 0 | 0 | 3074.1692 | 0 | 0 | 0 | 7150.7472 | 0 | 0 | 0 | 6234.6439 | 0 | 0 | 0 | 7551.0166 | 0 | 0 | 0 | 3074.1692 | 7150.7472 | 6234.6439 | 7551.0166
30670 | 242.131 | 2176 | 3 | Standard Efficiency | Electric, 80% Usage | Standard, 80% Usage | Electric, 80% Usage | None | 400%+ | None | None | Single-Family Detached | Single-Family Detached | Single-Family Detached | 2000-2499 | 1500-2499 | 2 | Electricity | 100% Conditioned | Heat Pump | None | Electricity ASHP | None | 120000-139999 | 100% Incandescent | Occupied | 1990s | Electricity | Yes | 67.9925 | 799.791 | 29.8932 | 841.114 | 3655.7685 | 0 | 0 | 697.5091 | 2382.3747 | 6409.7574 | 0 | 0 | 1821.1436 | 208.6666 | 99.9372 | 2355.9983 | 21.9803 | 1426.0838 | 0 | 0 | 0 | 377.1825 | 434.0383 | 0 | 0 | 0 | 0 | 0 | 0 | 0 | 0 | 0 | 0 | 0 | 0 | 0 | 0 | 0 | 0 | 0 | 0 | 0 | 21629.2311 | 21629.2311 | 21629.2311 | 21629.2311 | 0 | 0 | 0 | 3850.2957 | 0 | 0 | 0 | 8765.0833 | 0 | 0 | 0 | 7654.5187 | 0 | 0 | 0 | 9131.0108 | 0 | 0 | 0 | 3850.2957 | 8765.0833 | 7654.5187 | 9131.0108
30671 | 242.131 | 2663 | 3 | Standard Efficiency | Electric, 100% Usage | Standard, 100% Usage | Propane, 100% Usage | 318 Rated kWh, 100% Usage | 400%+ | None | None | Single-Family Detached | Single-Family Detached | Single-Family Detached | 2500-2999 | 2500-3999 | 1 | Other Fuel | 100% Conditioned | Central AC | None | None | None | 200000+ | 100% LED | Occupied | 1960s | Electricity | Yes | 67.9925 | 1237.053 | 46.3052 | 697.8022 | 2434.8344 | 171.7396 | 0 | 0 | 0 | 0 | 0 | 0 | 4160.1438 | 38.9785 | 16.7051 | 677.8734 | 21.9803 | 3321.6675 | 0 | 0 | 0 | 36.927 | 434.0383 | 0 | 0 | 0 | 0 | 0 | 0 | 0 | 0 | 0 | 0 | 0 | 0 | 0 | 0 | 0 | 0 | 0 | 0 | 1080.8461 | 14444.5938 | 14444.5938 | 13363.4546 | 13363.4546 | 0 | 0 | 1080.8461 | 2205.0223 | 0 | 0 | 297.4568 | 4806.7007 | 0 | 0 | 297.4568 | 4249.8471 | 0 | 0 | 297.4568 | 5143.708 | 0 | 0 | 297.4568 | 2502.4791 | 5104.1575 | 4547.3039 | 5441.1648
30738 | 242.131 | 1202 | 4 | Standard Efficiency | Electric, 100% Usage | EnergyStar, 100% Usage | Gas, 100% Usage | 290 Rated kWh, 100% Usage | 150-200% | None | 30 | Single-Family Attached | Single-Family Attached | Single-Family Attached | 1000-1499 | 0-1499 | 2 | Natural Gas | 100% Conditioned | Central AC | None | Natural Gas Fuel Furnace | None | 25000-29999 | 100% Incandescent | Occupied | <1940 | Natural Gas | Yes | 67.9925 | 369.8557 | 21.6873 | 245.5936 | 1289.5127 | 82.646 | 0 | 133.3473 | 0 | 0 | 0 | 0 | 0 | 160.0168 | 0 | 1519.8666 | 21.9803 | 1786.8543 | 0 | 0 | 0 | 26.6695 | 400.042 | 0 | 0 | 0 | 0 | 0 | 0 | 0 | 0 | 5351.1847 | 0 | 3677.4558 | 0 | 0 | 781.0344 | 0 | 0 | 0 | 0 | 0 | 15935.7394 | 15935.7394 | 6126.0646 | 6126.0646 | 0 | 9809.6749 | 0 | 1033.0036 | 0 | 2236.4131 | 0 | 2272.1136 | 0 | 2236.4131 | 0 | 2006.6264 | 0 | 2236.4131 | 0 | 2405.7655 | 0 | 2236.4131 | 0 | 3269.4167 | 4508.5267 | 4243.0396 | 4642.1786
30825 | 242.131 | 1202 | 3 | Standard Efficiency | Electric, 100% Usage | EnergyStar, 100% Usage | Gas, 100% Usage | 290 Rated kWh, 100% Usage | 200-300% | None | 5 | Single-Family Attached | Single-Family Attached | Single-Family Attached | 1000-1499 | 0-1499 | 2 | Natural Gas | 80% Conditioned | Room AC | None | Natural Gas Fuel Boiler | None | 70000-79999 | 100% Incandescent | Occupied | 1950s | Natural Gas | Yes | 67.9925 | 610.7601 | 35.7547 | 0 | 1717.1034 | 149.7593 | 0 | 95.2481 | 0 | 0 | 0 | 0 | 0 | 160.0168 | 0 | 1519.8666 | 21.9803 | 2179.8626 | 0 | 0 | 0 | 35.4616 | 434.0383 | 0 | 0 | 0 | 0 | 0 | 0 | 0 | 0 | 11597.4084 | 0 | 5614.3625 | 0 | 0 | 1039.8162 | 0 | 0 | 0 | 0 | 0 | 25279.7244 | 25279.7244 | 7028.1373 | 7028.1373 | 0 | 18251.587 | 0 | 1219.2889 | 0 | 4160.987 | 0 | 2655.0626 | 0 | 4160.987 | 0 | 2344.8961 | 0 | 4160.987 | 0 | 2807.5531 | 0 | 4160.987 | 0 | 5380.2759 | 6816.0495 | 6505.8831 | 6968.54
30894 | 242.131 | 2663 | 3 | Standard Efficiency | Electric, 120% Usage | Standard, 120% Usage | Gas, 120% Usage | 290 Rated kWh, 120% Usage | 400%+ | None | None | Single-Family Detached | Single-Family Detached | Single-Family Detached | 2500-2999 | 2500-3999 | 1 | Natural Gas | 100% Conditioned | Central AC | None | Natural Gas Fuel Boiler | None | 100000-119999 | 100% CFL | Occupied | 1960s | Natural Gas | Yes | 67.9925 | 912.0372 | 34.2893 | 1865.1043 | 5884.574 | 109.3155 | 319.7405 | 100.8164 | 0 | 0 | 0 | 0 | 0 | 58.3211 | 24.911 | 887.4192 | 21.9803 | 5384.3017 | 0 | 0 | 0 | 33.4101 | 434.0383 | 402.3866 | 0 | 0 | 0 | 0 | 0 | 0 | 0 | 31590.1306 | 0 | 6441.7021 | 0 | 0 | 976.2197 | 0 | 0 | 0 | 0 | 0 | 55548.3975 | 55548.3975 | 16540.345 | 16540.345 | 0 | 39008.0525 | 0 | 2773.1807 | 0 | 8893.0127 | 0 | 5919.6068 | 0 | 8893.0127 | 0 | 5265.1515 | 0 | 8893.0127 | 0 | 6254.0218 | 0 | 8893.0127 | 0 | 11666.1935 | 14812.6195 | 14158.1642 | 15147.0345
30929 | 242.131 | 2663 | 5 | Standard Efficiency | Electric, 120% Usage | Standard, 120% Usage | Gas, 120% Usage | None | 400%+ | None | None | Single-Family Detached | Single-Family Detached | Single-Family Detached | 2500-2999 | 2500-3999 | 2 | Natural Gas | 100% Conditioned | Central AC | None | Natural Gas Fuel Furnace | None | 160000-179999 | 100% CFL | Occupied | 2010s | Electricity | Yes | 67.9925 | 915.261 | 34.2893 | 1205.6944 | 4011.5568 | 0 | 0 | 109.9017 | 0 | 0 | 0 | 0 | 4030.0203 | 58.3211 | 24.911 | 887.4192 | 27.2556 | 5384.3017 | 0 | 0 | 0 | 33.4101 | 1790.0781 | 0 | 0 | 0 | 0 | 0 | 0 | 0 | 0 | 16802.9367 | 0 | 0 | 0 | 0 | 976.2197 | 0 | 0 | 0 | 0 | 0 | 36359.5692 | 36359.5692 | 18580.4128 | 18580.4128 | 0 | 17779.1565 | 0 | 3123.7342 | 0 | 4053.262 | 0 | 6844.6535 | 0 | 4053.262 | 0 | 6054.9996 | 0 | 4053.262 | 0 | 7232.1294 | 0 | 4053.262 | 0 | 7176.9961 | 10897.9155 | 10108.2615 | 11285.3913
30935 | 242.131 | 1675 | 3 | Standard Efficiency | Electric, 120% Usage | EnergyStar, 120% Usage | Gas, 120% Usage | None | 400%+ | None | 6 | Single-Family Attached | Single-Family Attached | Single-Family Attached | 1500-1999 | 1500-2499 | 2 | Natural Gas | 100% Conditioned | Central AC | None | Natural Gas Fuel Furnace | None | 140000-159999 | 100% Incandescent | Occupied | 1990s | Natural Gas | Yes | 67.9925 | 347.5823 | 20.2219 | 277.5383 | 1429.8938 | 0 | 0 | 244.4213 | 0 | 0 | 0 | 0 | 0 | 183.7556 | 0 | 1926.0631 | 21.9803 | 3456.7733 | 0 | 0 | 0 | 28.4279 | 434.0383 | 0 | 0 | 0 | 0 | 0 | 0 | 0 | 0 | 20728.6237 | 0 | 3903.9997 | 0 | 0 | 833.7872 | 0 | 0 | 0 | 0 | 0 | 33905.3921 | 33905.3921 | 8438.9815 | 8438.9815 | 0 | 25466.4106 | 0 | 1442.5888 | 0 | 5805.7955 | 0 | 3203.5905 | 0 | 5805.7955 | 0 | 2826.8316 | 0 | 5805.7955 | 0 | 3363.5013 | 0 | 5805.7955 | 0 | 7248.3843 | 9009.3859 | 8632.6271 | 9169.2967
30948 | 242.131 | 1220 | 2 | None | Electric, 80% Usage | EnergyStar, 80% Usage | Electric, 80% Usage | 290 Rated kWh, 80% Usage | 400%+ | None | None | Single-Family Detached | Single-Family Detached | Single-Family Detached | 1000-1499 | 0-1499 | 2 | Natural Gas | 20% Conditioned | Room AC | None | Natural Gas Fuel Furnace | None | 160000-179999 | 100% Incandescent | Occupied | 1940s | Natural Gas | Yes | 0 | 320.0336 | 18.7565 | 0 | 962.7385 | 72.9747 | 0 | 309.19 | 0 | 0 | 0 | 0 | 0 | 160.896 | 0 | 1535.3993 | 16.412 | 1116.6008 | 0 | 0 | 0 | 324.4297 | 480.0504 | 0 | 0 | 0 | 0 | 0 | 0 | 0 | 0 | 14341.4328 | 0 | 2744.0244 | 0 | 0 | 0 | 0 | 0 | 0 | 0 | 0 | 22402.9387 | 22402.9387 | 5317.4815 | 5317.4815 | 0 | 17085.4572 | 0 | 899.1122 | 0 | 3895.1056 | 0 | 1975.1557 | 0 | 3895.1056 | 0 | 1741.2527 | 0 | 3895.1056 | 0 | 2109.3265 | 0 | 3895.1056 | 0 | 4794.2178 | 5870.2614 | 5636.3583 | 6004.4322
31114 | 242.131 | 1138 | 2 | Standard Efficiency | Electric, 80% Usage | EnergyStar, 80% Usage | Electric, 80% Usage | 318 Rated kWh, 80% Usage | 400%+ | 67 | None | 50 or more Unit | Multifamily with 5+ units, 4-7 stories | Multi-Family with 5+ Units | 1000-1499 | 0-1499 | 4 | Electricity | 100% Conditioned | Heat Pump | None | Electricity ASHP | None | 200000+ | 100% Incandescent | Occupied | 2000s | Electricity | Yes | 67.9925 | 296.0018 | 17.2912 | 158.2584 | 587.9006 | 70.9232 | 0 | 139.2088 | 558.5935 | 1381.244 | 0 | 0 | 1173.4566 | 156.793 | 0 | 1465.0623 | 16.412 | 888.2984 | 0 | 0 | 0 | 311.5345 | 480.0504 | 0 | 0 | 0 | 0 | 0 | 0 | 0 | 0 | 0 | 0 | 0 | 0 | 0 | 0 | 0 | 0 | 0 | 0 | 0 | 7769.021 | 7769.021 | 7769.021 | 7769.021 | 0 | 0 | 0 | 1332.1323 | 0 | 0 | 0 | 3018.2431 | 0 | 0 | 0 | 2640.6306 | 0 | 0 | 0 | 3210.7141 | 0 | 0 | 0 | 1332.1323 | 3018.2431 | 2640.6306 | 3210.7141
31158 | 242.131 | 2176 | 5 | None | Electric, 100% Usage | EnergyStar, 100% Usage | Electric, 100% Usage | None | 300-400% | None | None | Single-Family Detached | Single-Family Detached | Single-Family Detached | 2000-2499 | 1500-2499 | 1 | Natural Gas | 20% Conditioned | Room AC | None | Natural Gas Fuel Boiler | None | 50000-59999 | 100% Incandescent | Occupied | 1940s | Natural Gas | Yes | 0 | 400.042 | 23.4457 | 0 | 1081.4322 | 0 | 319.7405 | 102.8679 | 0 | 0 | 0 | 0 | 0 | 208.6666 | 0 | 2355.9983 | 27.2556 | 2537.1163 | 0 | 0 | 0 | 405.6104 | 434.0383 | 0 | 0 | 0 | 0 | 0 | 0 | 0 | 0 | 32627.0161 | 0 | 3774.7554 | 0 | 0 | 0 | 0 | 0 | 0 | 0 | 0 | 44298.2784 | 44298.2784 | 7896.5069 | 7896.5069 | 0 | 36401.7715 | 0 | 1353.5908 | 0 | 8298.8421 | 0 | 2968.0295 | 0 | 8298.8421 | 0 | 2616.4927 | 0 | 8298.8421 | 0 | 3167.4723 | 0 | 8298.8421 | 0 | 9652.4329 | 11266.8716 | 10915.3348 | 11466.3143
31346 | 242.131 | 1220 | 2 | None | Electric, 120% Usage | Standard, 120% Usage | Electric, 120% Usage | 318 Rated kWh, 120% Usage | 300-400% | None | None | Single-Family Detached | Single-Family Detached | Single-Family Detached | 1000-1499 | 0-1499 | 1 | Fuel Oil | 100% Conditioned | Central AC | None | Fuel Oil Fuel Furnace | None | 70000-79999 | 100% LED | Occupied | 1970s | Electricity | Yes | 0 | 1484.405 | 55.6835 | 644.1702 | 3976.0952 | 206.322 | 0 | 408.8341 | 0 | 0 | 0 | 0 | 6978.9014 | 26.9625 | 0 | 375.131 | 16.412 | 5725.4364 | 0 | 0 | 0 | 644.7564 | 400.042 | 0 | 0 | 21364.881 | 0 | 0 | 1963.8692 | 0 | 0 | 0 | 0 | 0 | 0 | 0 | 0 | 0 | 0 | 0 | 0 | 0 | 44271.902 | 44271.902 | 20942.8587 | 20942.8587 | 21364.881 | 1963.8692 | 0 | 3391.9601 | 6477.7907 | 447.7342 | 0 | 7515.4776 | 6477.7907 | 447.7342 | 0 | 6629.9311 | 6477.7907 | 447.7342 | 0 | 8039.5669 | 6477.7907 | 447.7342 | 0 | 10317.4851 | 14441.0026 | 13555.456 | 14965.0918
31463 | 242.131 | 2663 | 4 | None | Electric, 120% Usage | EnergyStar, 120% Usage | Electric, 120% Usage | 318 Rated kWh, 120% Usage | 400%+ | None | None | Single-Family Detached | Single-Family Detached | Single-Family Detached | 2500-2999 | 2500-3999 | 2 | Natural Gas | 100% Conditioned | Central AC | None | Natural Gas Fuel Furnace | None | 200000+ | 100% LED | Occupied | 2000s | Natural Gas | Yes | 0 | 480.0504 | 28.1348 | 1078.2085 | 4022.6935 | 117.2284 | 0 | 84.1114 | 0 | 0 | 1026.921 | 1014.319 | 0 | 38.9785 | 16.7051 | 677.8734 | 21.9803 | 5384.3017 | 0 | 0 | 0 | 486.498 | 1790.0781 | 0 | 0 | 0 | 0 | 0 | 0 | 0 | 0 | 8608.6696 | 0 | 6254.4297 | 0 | 0 | 0 | 0 | 0 | 0 | 0 | 0 | 31130.8883 | 31130.8883 | 16267.789 | 16267.789 | 0 | 14863.0993 | 0 | 2766.6145 | 0 | 3388.477 | 0 | 6017.8635 | 0 | 3388.477 | 0 | 5331.791 | 0 | 3388.477 | 0 | 6337.1807 | 0 | 3388.477 | 0 | 6155.0915 | 9406.3405 | 8720.268 | 9725.6577
31588 | 242.131 | 1690 | 3 | Standard Efficiency | Electric, 120% Usage | EnergyStar, 120% Usage | Electric, 120% Usage | None | 200-300% | None | None | Single-Family Detached | Single-Family Detached | Single-Family Detached | 1500-1999 | 1500-2499 | 2 | Natural Gas | None | None | None | Natural Gas Fuel Wall/Floor Furnace | None | 25000-29999 | 100% Incandescent | Occupied | 1940s | Natural Gas | Yes | 67.9925 | 330.8772 | 19.3427 | 0 | 0 | 0 | 0 | 0 | 0 | 0 | 0 | 0 | 0 | 184.6348 | 0 | 1938.9582 | 21.9803 | 4135.8189 | 0 | 1672.8497 | 0 | 407.3688 | 434.0383 | 0 | 0 | 0 | 0 | 0 | 0 | 0 | 0 | 46363.5502 | 0 | 3511.2845 | 0 | 0 | 0 | 0 | 0 | 0 | 0 | 0 | 59088.6961 | 59088.6961 | 9213.8614 | 9213.8614 | 0 | 49874.8347 | 0 | 1494.8472 | 0 | 11370.4308 | 0 | 3376.2563 | 0 | 11370.4308 | 0 | 2966.4125 | 0 | 11370.4308 | 0 | 3621.4398 | 0 | 11370.4308 | 0 | 12865.278 | 14746.6871 | 14336.8433 | 14991.8706
31590 | 242.131 | 866 | 2 | None | Electric, 100% Usage | EnergyStar, 100% Usage | Electric, 100% Usage | 318 Rated kWh, 100% Usage | 300-400% | None | 90 | Single-Family Attached | Single-Family Attached | Single-Family Attached | 750-999 | 0-1499 | 1 | Electricity | 100% Conditioned | Central AC | None | Electricity Electric Furnace | None | 60000-69999 | 100% LED | Vacant | 1970s | Electricity | Yes | 0 | 0 | 0 | 226.5439 | 1562.948 | 0 | 0 | 9.0852 | 0 | 1660.8338 | 0 | 0 | 332.3426 | 0 | 0 | 0 | 16.412 | 0 | 0 | 0 | 0 | 0 | 2082.8561 | 0 | 0 | 0 | 0 | 0 | 0 | 0 | 0 | 0 | 0 | 0 | 0 | 0 | 0 | 0 | 0 | 0 | 0 | 0 | 5891.0216 | 5891.0216 | 5891.0216 | 5891.0216 | 0 | 0 | 0 | 1050.6569 | 0 | 0 | 0 | 2334.9125 | 0 | 0 | 0 | 2052.5794 | 0 | 0 | 0 | 2428.0795 | 0 | 0 | 0 | 1050.6569 | 2334.9125 | 2052.5794 | 2428.0795
31669 | 242.131 | 2663 | 3 | Standard Efficiency | Electric, 100% Usage | Standard, 100% Usage | Electric, 100% Usage | 318 Rated kWh, 100% Usage | 400%+ | None | None | Single-Family Detached | Single-Family Detached | Single-Family Detached | 2500-2999 | 2500-3999 | 2 | Electricity | 100% Conditioned | Heat Pump | None | Electricity ASHP | None | 50000-59999 | 100% LED | Occupied | 1980s | Natural Gas | Yes | 67.9925 | 525.7695 | 19.6358 | 675.8219 | 3523.8865 | 60.3726 | 0 | 849.613 | 7453.3835 | 14195.4834 | 0 | 0 | 0 | 38.9785 | 16.7051 | 677.8734 | 21.9803 | 2377.3925 | 0 | 0 | 0 | 339.6694 | 868.0765 | 0 | 0 | 0 | 0 | 0 | 0 | 0 | 0 | 0 | 0 | 2688.634 | 0 | 0 | 0 | 0 | 0 | 0 | 0 | 0 | 34400.3891 | 34400.3891 | 31712.0482 | 31712.0482 | 0 | 2688.634 | 0 | 5646.2171 | 0 | 612.9493 | 0 | 13081.7278 | 0 | 612.9493 | 0 | 11375.0942 | 0 | 612.9493 | 0 | 13907.3956 | 0 | 612.9493 | 0 | 6259.1665 | 13694.6771 | 11988.0435 | 14520.345
31702 | 242.131 | 2631 | 2 | Standard Efficiency | None | Standard, 100% Usage | Electric, 100% Usage | 290 Rated kWh, 100% Usage | 400%+ | None | 8 | Single-Family Attached | Single-Family Attached | Single-Family Attached | 2500-2999 | 2500-3999 | 2 | Natural Gas | 100% Conditioned | Room AC | None | Natural Gas Fuel Wall/Floor Furnace | None | 80000-99999 | 100% LED | Occupied | <1940 | Natural Gas | Yes | 67.9925 | 0 | 26.3764 | 0 | 2290.6435 | 82.646 | 0 | 0 | 0 | 0 | 0 | 0 | 0 | 38.6854 | 0 | 671.1328 | 16.412 | 2006.3645 | 0 | 0 | 0 | 389.4915 | 434.0383 | 387.1469 | 0 | 0 | 0 | 0 | 0 | 0 | 0 | 28259.9641 | 0 | 3772.997 | 0 | 0 | 0 | 0 | 0 | 0 | 0 | 0 | 38443.5976 | 38443.5976 | 6410.9297 | 6410.9297 | 0 | 32032.961 | 0 | 1146.5867 | 0 | 7302.8353 | 0 | 2416.659 | 0 | 7302.8353 | 0 | 2145.0075 | 0 | 7302.8353 | 0 | 2558.2787 | 0 | 7302.8353 | 0 | 8449.4221 | 9719.4943 | 9447.8428 | 9861.114
31703 | 242.131 | 1138 | 2 | Standard Efficiency | None | None | Electric, 80% Usage | 318 Rated kWh, 80% Usage | 400%+ | 4 | None | 3 or 4 Unit | Multifamily with 2-4 Units | Multi-Family with 2 - 4 Units | 1000-1499 | 0-1499 | 2 | Electricity | 100% Conditioned | Heat Pump | None | Electricity ASHP | None | 100000-119999 | 100% LED | Occupied | 1960s | Electricity | No | 67.9925 | 0 | 0 | 524.3041 | 1724.7232 | 109.3155 | 0 | 200.7537 | 629.2236 | 3738.4146 | 0 | 0 | 1625.0791 | 26.0833 | 0 | 357.8398 | 16.412 | 838.1833 | 0 | 0 | 0 | 379.527 | 434.0383 | 0 | 0 | 0 | 0 | 0 | 0 | 0 | 0 | 0 | 0 | 0 | 0 | 0 | 0 | 0 | 0 | 0 | 0 | 0 | 10671.8899 | 10671.8899 | 10671.8899 | 10671.8899 | 0 | 0 | 0 | 1858.4655 | 0 | 0 | 0 | 4228.8848 | 0 | 0 | 0 | 3700.114 | 0 | 0 | 0 | 4447.7608 | 0 | 0 | 0 | 1858.4655 | 4228.8848 | 3700.114 | 4447.7608
31711 | 242.131 | 1690 | 3 | Standard Efficiency | Electric, 100% Usage | Standard, 100% Usage | Electric, 100% Usage | 318 Rated kWh, 100% Usage | 150-200% | None | None | Single-Family Detached | Single-Family Detached | Single-Family Detached | 1500-1999 | 1500-2499 | 1 | Fuel Oil | 100% Conditioned | Central AC | None | Fuel Oil Fuel Furnace | None | 60000-69999 | 100% LED | Occupied | 1960s | Electricity | Yes | 67.9925 | 1711.8281 | 64.1826 | 1138.8742 | 6785.1814 | 246.1797 | 319.7405 | 850.7853 | 0 | 0 | 0 | 0 | 5663.3054 | 30.7725 | 0 | 473.6028 | 21.9803 | 3641.7011 | 0 | 0 | 0 | 669.0813 | 880.0924 | 0 | 0 | 53843.3101 | 0 | 0 | 0 | 0 | 0 | 0 | 0 | 0 | 0 | 0 | 0 | 0 | 0 | 0 | 0 | 0 | 76408.6102 | 76408.6102 | 22565.3001 | 22565.3001 | 53843.3101 | 0 | 0 | 3823.2648 | 16325.2557 | 0 | 0 | 8254.4721 | 16325.2557 | 0 | 0 | 7312.9096 | 16325.2557 | 0 | 0 | 8753.8438 | 16325.2557 | 0 | 0 | 20148.5205 | 24579.7278 | 23638.1653 | 25079.0995
31716 | 242.131 | 866 | 3 | Standard Efficiency | Electric, 100% Usage | Standard, 100% Usage | Gas, 100% Usage | 290 Rated kWh, 100% Usage | 0-100% | None | 5 | Single-Family Attached | Single-Family Attached | Single-Family Attached | 750-999 | 0-1499 | 1 | Natural Gas | 20% Conditioned | Room AC | None | Natural Gas Fuel Wall/Floor Furnace | None | <10000 | 100% LED | Occupied | 1950s | Natural Gas | Yes | 67.9925 | 858.1121 | 32.2378 | 0 | 735.9015 | 105.2125 | 0 | 0 | 0 | 0 | 0 | 0 | 0 | 23.7388 | 0 | 300.984 | 21.9803 | 1866.2766 | 0 | 0 | 0 | 29.6002 | 434.0383 | 0 | 0 | 0 | 0 | 0 | 0 | 0 | 0 | 19204.9472 | 0 | 4624.0753 | 0 | 0 | 867.1973 | 0 | 0 | 0 | 0 | 0 | 29172.2943 | 29172.2943 | 4475.7814 | 4475.7814 | 0 | 24696.5129 | 0 | 764.5689 | 0 | 5630.2838 | 0 | 1670.8329 | 0 | 5630.2838 | 0 | 1475.3332 | 0 | 5630.2838 | 0 | 1773.9331 | 0 | 5630.2838 | 0 | 6394.8527 | 7301.1167 | 7105.617 | 7404.2169
31751 | 242.131 | 853 | 1 | Standard Efficiency | Electric, 100% Usage | EnergyStar, 100% Usage | Gas, 100% Usage | 290 Rated kWh, 100% Usage | 100-150% | 6 | None | 5 to 9 Unit | Multifamily with 5+ units, 1-3 stories | Multi-Family with 5+ Units | 750-999 | 0-1499 | 3 | Natural Gas | None | None | None | Natural Gas Fuel Wall/Floor Furnace | None | 15000-19999 | 100% Incandescent | Occupied | 1950s | Natural Gas | No | 67.9925 | 289.8473 | 16.9981 | 0 | 0 | 60.3726 | 0 | 0 | 0 | 0 | 0 | 0 | 0 | 142.7256 | 0 | 1220.3479 | 16.412 | 1466.5276 | 0 | 0 | 0 | 23.7388 | 727.1093 | 0 | 0 | 0 | 0 | 0 | 0 | 0 | 0 | 14972.4148 | 0 | 2598.075 | 0 | 0 | 694.8715 | 0 | 0 | 0 | 0 | 0 | 22296.847 | 22296.847 | 4031.7787 | 4031.7787 | 0 | 18265.0683 | 0 | 699.0008 | 0 | 4164.065 | 0 | 1553.3507 | 0 | 4164.065 | 0 | 1363.6933 | 0 | 4164.065 | 0 | 1660.7954 | 0 | 4164.065 | 0 | 4863.0659 | 5717.4157 | 5527.7583 | 5824.8604
31778 | 242.131 | 1675 | 5 | Standard Efficiency | Electric, 120% Usage | EnergyStar, 120% Usage | Gas, 120% Usage | 318 Rated kWh, 120% Usage | 300-400% | None | 15 | Single-Family Attached | Single-Family Attached | Single-Family Attached | 1500-1999 | 1500-2499 | 2 | Natural Gas | None | None | None | Natural Gas Fuel Furnace | None | 100000-119999 | 100% Incandescent | Occupied | 1980s | Electricity | Yes | 67.9925 | 732.6777 | 42.7884 | 0 | 0 | 192.5477 | 0 | 129.8305 | 0 | 0 | 0 | 0 | 6682.8996 | 183.7556 | 0 | 1926.0631 | 27.2556 | 4505.3816 | 0 | 0 | 0 | 42.4953 | 400.042 | 0 | 0 | 0 | 0 | 0 | 0 | 0 | 0 | 6010.0084 | 0 | 0 | 0 | 0 | 1247.6035 | 0 | 0 | 0 | 0 | 0 | 22191.3414 | 22191.3414 | 14933.7294 | 14933.7294 | 0 | 7257.612 | 0 | 2416.756 | 0 | 1654.5888 | 0 | 5477.1056 | 0 | 1654.5888 | 0 | 4808.7219 | 0 | 1654.5888 | 0 | 5901.8554 | 0 | 1654.5888 | 0 | 4071.3449 | 7131.6945 | 6463.3107 | 7556.4443
31796 | 242.131 | 617 | 1 | Standard Efficiency | Electric, 100% Usage | Standard, 100% Usage | Electric, 100% Usage | None | 400%+ | 10 | None | 10 to 19 Unit | Multifamily with 5+ units, 1-3 stories | Multi-Family with 5+ Units | 500-749 | 0-1499 | 3 | Electricity | 100% Conditioned | Heat Pump | None | Electricity ASHP | None | 80000-99999 | 100% CFL | Occupied | 2010s | Electricity | Yes | 67.9925 | 552.439 | 20.808 | 330.2911 | 1011.6813 | 0 | 319.7405 | 38.3923 | 63.0103 | 763.4501 | 0 | 0 | 1405.5689 | 32.824 | 0 | 325.602 | 16.412 | 1371.2795 | 0 | 0 | 0 | 346.9961 | 434.0383 | 245.8866 | 0 | 0 | 0 | 0 | 0 | 0 | 0 | 0 | 0 | 0 | 0 | 0 | 0 | 0 | 0 | 0 | 0 | 0 | 7346.1194 | 7346.1194 | 7346.1194 | 7346.1194 | 0 | 0 | 0 | 1234.7211 | 0 | 0 | 0 | 2771.9247 | 0 | 0 | 0 | 2438.1715 | 0 | 0 | 0 | 2933.9461 | 0 | 0 | 0 | 1234.7211 | 2771.9247 | 2438.1715 | 2933.9461
31941 | 242.131 | 8194 | 5 | Standard Efficiency | Electric, 120% Usage | EnergyStar, 120% Usage | Electric, 120% Usage | None | 400%+ | None | None | Single-Family Detached | Single-Family Detached | Single-Family Detached | 4000+ | 4000+ | 1 | Fuel Oil | 60% Conditioned | Central AC | None | Fuel Oil Fuel Furnace | None | 200000+ | 100% Incandescent | Occupied | 1970s | Electricity | Yes | 67.9925 | 1226.5024 | 71.5093 | 615.4492 | 3685.6618 | 0 | 0 | 1296.8395 | 0 | 0 | 0 | 0 | 10696.5079 | 509.6506 | 99.9372 | 7521.669 | 27.2556 | 12049.617 | 0 | 0 | 0 | 882.1439 | 400.042 | 972.1167 | 0 | 52159.6168 | 0 | 0 | 0 | 0 | 0 | 0 | 0 | 0 | 0 | 0 | 0 | 0 | 0 | 0 | 0 | 0 | 92282.8047 | 92282.8047 | 40123.1879 | 40123.1879 | 52159.6168 | 0 | 0 | 6690.8762 | 15814.7429 | 0 | 0 | 14888.9328 | 15814.7429 | 0 | 0 | 13094.4823 | 15814.7429 | 0 | 0 | 15957.8332 | 15814.7429 | 0 | 0 | 22505.6191 | 30703.6757 | 28909.2253 | 31772.5761
31944 | 242.131 | 1220 | 2 | Standard Efficiency | Electric, 80% Usage | EnergyStar, 80% Usage | Electric, 80% Usage | None | 150-200% | None | None | Single-Family Detached | Single-Family Detached | Single-Family Detached | 1000-1499 | 0-1499 | 1 | Fuel Oil | 100% Conditioned | Central AC | None | Fuel Oil Fuel Boiler | None | 30000-34999 | 100% Incandescent | Occupied | 1980s | Electricity | Yes | 67.9925 | 320.0336 | 18.7565 | 493.2386 | 2191.2924 | 0 | 319.7405 | 124.5552 | 0 | 0 | 0 | 0 | 1213.6073 | 160.896 | 99.9372 | 1535.3993 | 16.412 | 1116.6008 | 0 | 0 | 0 | 324.4297 | 817.9614 | 0 | 0 | 9113.9241 | 0 | 0 | 0 | 0 | 0 | 0 | 0 | 0 | 0 | 0 | 0 | 0 | 0 | 0 | 0 | 0 | 17935.0703 | 17935.0703 | 8821.1461 | 8821.1461 | 9113.9241 | 0 | 0 | 1500.684 | 2763.3296 | 0 | 0 | 3260.0568 | 2763.3296 | 0 | 0 | 2885.5061 | 2763.3296 | 0 | 0 | 3443.4791 | 2763.3296 | 0 | 0 | 4264.0137 | 6023.3864 | 5648.8357 | 6206.8088
32026 | 242.131 | 2176 | 4 | None | Electric, 80% Usage | EnergyStar, 80% Usage | Electric, 80% Usage | 318 Rated kWh, 80% Usage | 400%+ | None | None | Single-Family Detached | Single-Family Detached | Single-Family Detached | 2000-2499 | 1500-2499 | 1 | Natural Gas | 100% Conditioned | Central AC | None | Natural Gas Fuel Furnace | None | 200000+ | 100% LED | Occupied | 1990s | Natural Gas | Yes | 0 | 817.6683 | 47.7706 | 1228.2609 | 5437.3476 | 226.5439 | 319.7405 | 293.9503 | 0 | 0 | 0 | 0 | 0 | 34.8755 | 0 | 575.5916 | 21.9803 | 2055.6005 | 0 | 0 | 0 | 587.9006 | 727.1093 | 0 | 0 | 0 | 0 | 0 | 0 | 0 | 0 | 26095.6342 | 0 | 5103.8327 | 0 | 0 | 0 | 0 | 0 | 0 | 0 | 0 | 43573.8067 | 43573.8067 | 12374.3398 | 12374.3398 | 0 | 31199.4669 | 0 | 2165.0549 | 0 | 7112.8604 | 0 | 4578.1323 | 0 | 7112.8604 | 0 | 4074.9786 | 0 | 7112.8604 | 0 | 4798.3949 | 0 | 7112.8604 | 0 | 9277.9153 | 11690.9927 | 11187.839 | 11911.2554
32069 | 242.131 | 2176 | 4 | Standard Efficiency | Electric, 80% Usage | EnergyStar, 80% Usage | Electric, 80% Usage | 318 Rated kWh, 80% Usage | 400%+ | None | None | Single-Family Detached | Single-Family Detached | Single-Family Detached | 2000-2499 | 1500-2499 | 1 | Electricity | 100% Conditioned | Central AC | None | Electricity Electric Furnace | None | 120000-139999 | 100% Incandescent | Occupied | 1970s | Electricity | Yes | 81.7668 | 320.0336 | 18.7565 | 821.7713 | 3393.763 | 77.9569 | 0 | 146.8286 | 0 | 31844.8094 | 0 | 0 | 1222.6925 | 208.6666 | 0 | 2355.9983 | 21.9803 | 1268.7047 | 0 | 0 | 0 | 324.4297 | 480.0504 | 0 | 0 | 0 | 0 | 0 | 0 | 0 | 0 | 0 | 0 | 0 | 0 | 0 | 0 | 0 | 0 | 0 | 0 | 0 | 42588.2087 | 42588.2087 | 42588.2087 | 42588.2087 | 0 | 0 | 0 | 7548.4515 | 0 | 0 | 0 | 17574.8133 | 0 | 0 | 0 | 15265.0588 | 0 | 0 | 0 | 18564.448 | 0 | 0 | 0 | 7548.4515 | 17574.8133 | 15265.0588 | 18564.448
32181 | 242.131 | 617 | 2 | Standard Efficiency | Electric, 100% Usage | EnergyStar, 100% Usage | Gas, 100% Usage | 318 Rated kWh, 100% Usage | 0-100% | None | 5 | Single-Family Attached | Single-Family Attached | Single-Family Attached | 500-749 | 0-1499 | 1 | Natural Gas | 100% Conditioned | Central AC | None | Natural Gas Fuel Furnace | None | <10000 | 100% Incandescent | Occupied | 1940s | Natural Gas | Yes | 67.9925 | 289.8473 | 16.9981 | 485.0326 | 2945.0712 | 64.7687 | 0 | 63.5964 | 0 | 0 | 0 | 0 | 0 | 130.7097 | 0 | 1017.8358 | 16.412 | 1565.8787 | 0 | 0 | 0 | 23.7388 | 434.0383 | 0 | 0 | 0 | 0 | 0 | 0 | 0 | 0 | 8733.811 | 0 | 2765.1255 | 0 | 0 | 694.8715 | 0 | 0 | 0 | 0 | 0 | 19315.1419 | 19315.1419 | 7121.627 | 7121.627 | 0 | 12193.808 | 0 | 1208.205 | 0 | 2779.9198 | 0 | 2573.1751 | 0 | 2779.9198 | 0 | 2285.6764 | 0 | 2779.9198 | 0 | 2725.1095 | 0 | 2779.9198 | 0 | 3988.1247 | 5353.0948 | 5065.5962 | 5505.0292
32228 | 242.131 | 1220 | 2 | None | Electric, 120% Usage | EnergyStar, 120% Usage | Electric, 120% Usage | 290 Rated kWh, 120% Usage | 400%+ | None | None | Single-Family Detached | Single-Family Detached | Single-Family Detached | 1000-1499 | 0-1499 | 1 | Natural Gas | 100% Conditioned | Central AC | None | Natural Gas Fuel Furnace | None | 80000-99999 | 100% CFL | Vacant | 2000s | Natural Gas | Yes | 0 | 0 | 0 | 183.4625 | 988.2356 | 0 | 319.7405 | 27.8418 | 0 | 0 | 0 | 0 | 0 | 0 | 0 | 0 | 16.412 | 0 | 0 | 0 | 0 | 0 | 480.0504 | 0 | 0 | 0 | 0 | 0 | 0 | 0 | 0 | 3420.1394 | 0 | 1440.7374 | 0 | 0 | 0 | 0 | 0 | 0 | 0 | 0 | 6876.9127 | 6876.9127 | 2015.7428 | 2015.7428 | 0 | 4860.8768 | 0 | 338.6248 | 0 | 1108.1942 | 0 | 710.8768 | 0 | 1108.1942 | 0 | 634.4052 | 0 | 1108.1942 | 0 | 749.0021 | 0 | 1108.1942 | 0 | 1446.819 | 1819.071 | 1742.5994 | 1857.1963
32307 | 242.131 | 1138 | 2 | Standard Efficiency | Electric, 100% Usage | Standard, 100% Usage | Electric, 100% Usage | 290 Rated kWh, 100% Usage | 300-400% | 11 | None | 10 to 19 Unit | Multifamily with 5+ units, 1-3 stories | Multi-Family with 5+ Units | 1000-1499 | 0-1499 | 2 | Electricity | 100% Conditioned | Central AC | None | Electricity Electric Furnace | None | 80000-99999 | 100% CFL | Occupied | 2000s | Electricity | Yes | 67.9925 | 1011.0952 | 37.8062 | 179.9456 | 1165.8367 | 127.4859 | 0 | 5.2753 | 0 | 392.4222 | 0 | 0 | 3280.9306 | 39.2715 | 0 | 468.6206 | 16.412 | 2166.6744 | 0 | 0 | 0 | 474.4821 | 434.0383 | 0 | 0 | 0 | 0 | 0 | 0 | 0 | 0 | 0 | 0 | 0 | 0 | 0 | 0 | 0 | 0 | 0 | 0 | 0 | 9868.5821 | 9868.5821 | 9868.5821 | 9868.5821 | 0 | 0 | 0 | 1652.9328 | 0 | 0 | 0 | 3695.4883 | 0 | 0 | 0 | 3247.7667 | 0 | 0 | 0 | 3938.8895 | 0 | 0 | 0 | 1652.9328 | 3695.4883 | 3247.7667 | 3938.8895
32559 | 242.131 | 866 | 2 | Standard Efficiency | Gas, 80% Usage | Standard, 80% Usage | Electric, 80% Usage | None | 0-100% | None | 6 | Single-Family Attached | Single-Family Attached | Single-Family Attached | 750-999 | 0-1499 | 2 | Natural Gas | 100% Conditioned | Central AC | None | Natural Gas Fuel Furnace | None | <10000 | 100% CFL | Occupied | 1970s | Natural Gas | Yes | 67.9925 | 39.5646 | 16.412 | 436.3828 | 2176.9319 | 0 | 0 | 121.0384 | 0 | 0 | 0 | 0 | 0 | 35.7547 | 0 | 393.8875 | 16.412 | 802.1355 | 0 | 0 | 0 | 277.5383 | 880.0924 | 0 | 0 | 0 | 0 | 524.5972 | 0 | 0 | 0 | 7199.5839 | 0 | 2263.0948 | 0 | 0 | 0 | 0 | 0 | 0 | 0 | 0 | 15251.7116 | 15251.7116 | 5264.4356 | 5264.4356 | 0 | 9986.9829 | 0 | 910.232 | 0 | 2276.855 | 0 | 1947.1056 | 0 | 2276.855 | 0 | 1730.1097 | 0 | 2276.855 | 0 | 2038.421 | 0 | 2276.855 | 0 | 3187.087 | 4223.9606 | 4006.9647 | 4315.276
32635 | 242.131 | 866 | 1 | Standard Efficiency | Gas, 80% Usage | Standard, 80% Usage | Electric, 80% Usage | None | 400%+ | None | 8 | Single-Family Attached | Single-Family Attached | Single-Family Attached | 750-999 | 0-1499 | 2 | Natural Gas | None | None | None | Natural Gas Fuel Wall/Floor Furnace | None | 80000-99999 | 100% Incandescent | Occupied | 1950s | Natural Gas | Yes | 67.9925 | 39.5646 | 16.412 | 0 | 0 | 0 | 319.7405 | 0 | 0 | 0 | 0 | 0 | 0 | 143.3118 | 0 | 1231.4846 | 16.412 | 802.1355 | 0 | 0 | 0 | 277.5383 | 434.0383 | 0 | 0 | 0 | 0 | 524.5972 | 0 | 0 | 0 | 12203.7724 | 0 | 1460.3731 | 0 | 0 | 0 | 0 | 0 | 0 | 0 | 0 | 17537.6659 | 17537.6659 | 3348.63 | 3348.63 | 0 | 14189.0359 | 0 | 579.911 | 0 | 3234.7822 | 0 | 1281.7014 | 0 | 3234.7822 | 0 | 1126.503 | 0 | 3234.7822 | 0 | 1374.1418 | 0 | 3234.7822 | 0 | 3814.6932 | 4516.4836 | 4361.2852 | 4608.9239
32724 | 242.131 | 1138 | 2 | None | Electric, 80% Usage | EnergyStar, 80% Usage | Electric, 80% Usage | 318 Rated kWh, 80% Usage | 400%+ | 67 | None | 50 or more Unit | Multifamily with 5+ units, 4-7 stories | Multi-Family with 5+ Units | 1000-1499 | 0-1499 | 6 | Electricity | 100% Conditioned | Heat Pump | None | Electricity ASHP | None | 80000-99999 | 100% Incandescent | Occupied | 1980s | Electricity | Yes | 0 | 231.8192 | 13.4813 | 264.057 | 1538.9162 | 51.5805 | 0 | 67.9925 | 127.779 | 892.4014 | 0 | 0 | 837.5971 | 156.793 | 0 | 1465.0623 | 16.412 | 790.7057 | 0 | 0 | 0 | 277.5383 | 480.0504 | 0 | 0 | 0 | 0 | 0 | 0 | 0 | 0 | 0 | 0 | 0 | 0 | 0 | 0 | 0 | 0 | 0 | 0 | 0 | 7212.186 | 7212.186 | 7212.186 | 7212.186 | 0 | 0 | 0 | 1225.5707 | 0 | 0 | 0 | 2727.0803 | 0 | 0 | 0 | 2399.2138 | 0 | 0 | 0 | 2888.9915 | 0 | 0 | 0 | 1225.5707 | 2727.0803 | 2399.2138 | 2888.9915
32729 | 242.131 | 1690 | 3 | Standard Efficiency | Gas, 120% Usage | EnergyStar, 120% Usage | Electric, 120% Usage | 290 Rated kWh, 120% Usage | 400%+ | None | None | Single-Family Detached | Single-Family Detached | Single-Family Detached | 1500-1999 | 1500-2499 | 2 | Natural Gas | 20% Conditioned | Room AC | None | Natural Gas Fuel Furnace | None | 140000-159999 | 100% Incandescent | Occupied | 1960s | Natural Gas | Yes | 67.9925 | 42.7884 | 28.1348 | 0 | 1381.244 | 109.3155 | 319.7405 | 515.512 | 0 | 0 | 0 | 0 | 0 | 184.6348 | 99.9372 | 1938.9582 | 21.9803 | 4765.3356 | 0 | 0 | 0 | 486.498 | 400.042 | 0 | 0 | 0 | 0 | 570.3163 | 0 | 0 | 0 | 23914.0132 | 0 | 5722.5057 | 0 | 0 | 0 | 0 | 0 | 0 | 0 | 0 | 40568.6559 | 40568.6559 | 10362.1138 | 10362.1138 | 0 | 30206.5421 | 0 | 1752.5934 | 0 | 6886.4947 | 0 | 3899.9214 | 0 | 6886.4947 | 0 | 3432.1933 | 0 | 6886.4947 | 0 | 4142.0109 | 0 | 6886.4947 | 0 | 8639.0881 | 10786.4161 | 10318.688 | 11028.5056
32742 | 242.131 | 1220 | 3 | None | Electric, 100% Usage | Standard, 100% Usage | Electric, 100% Usage | None | 200-300% | None | None | Single-Family Detached | Single-Family Detached | Single-Family Detached | 1000-1499 | 0-1499 | 1 | Natural Gas | 100% Conditioned | Central AC | None | Natural Gas Fuel Furnace | None | 50000-59999 | 100% CFL | Occupied | 1950s | Natural Gas | Yes | 0 | 1237.053 | 46.3052 | 1232.6569 | 3675.6974 | 0 | 0 | 121.9176 | 0 | 0 | 0 | 0 | 0 | 40.1507 | 24.911 | 491.1871 | 21.9803 | 2862.7182 | 0 | 2491.6902 | 0 | 537.1993 | 480.0504 | 0 | 0 | 0 | 0 | 0 | 0 | 0 | 0 | 16703.2926 | 0 | 5876.368 | 0 | 0 | 0 | 0 | 0 | 0 | 0 | 0 | 35843.178 | 35843.178 | 13263.5174 | 13263.5174 | 0 | 22579.6606 | 0 | 2035.9249 | 0 | 5147.686 | 0 | 4516.0818 | 0 | 5147.686 | 0 | 4009.3832 | 0 | 5147.686 | 0 | 4793.7111 | 0 | 5147.686 | 0 | 7183.6109 | 9663.7678 | 9157.0692 | 9941.3971
32823 | 242.131 | 1675 | 3 | Standard Efficiency | Gas, 120% Usage | EnergyStar, 120% Usage | Electric, 120% Usage | None | 400%+ | None | 12 | Single-Family Attached | Single-Family Attached | Single-Family Attached | 1500-1999 | 1500-2499 | 2 | Natural Gas | 100% Conditioned | Central AC | None | Natural Gas Fuel Furnace | None | 180000-199999 | 100% CFL | Occupied | 1950s | Natural Gas | Yes | 67.9925 | 48.3567 | 31.6517 | 1669.919 | 5596.4852 | 0 | 0 | 422.9016 | 0 | 0 | 0 | 0 | 0 | 46.0122 | 0 | 616.0354 | 21.9803 | 3981.0774 | 0 | 2115.9731 | 0 | 518.4427 | 1790.0781 | 0 | 0 | 0 | 0 | 641.5326 | 0 | 0 | 0 | 42990.0091 | 0 | 6966.0063 | 0 | 0 | 0 | 0 | 0 | 0 | 0 | 0 | 67523.5745 | 67523.5745 | 16926.3196 | 16926.3196 | 0 | 50597.2549 | 0 | 2785.8065 | 0 | 11535.1579 | 0 | 6029.7122 | 0 | 11535.1579 | 0 | 5357.3768 | 0 | 11535.1579 | 0 | 6368.5802 | 0 | 11535.1579 | 0 | 14320.9644 | 17564.8701 | 16892.5346 | 17903.7381
32966 | 242.131 | 1675 | 2 | Standard Efficiency | Electric, 100% Usage | EnergyStar, 100% Usage | Electric, 100% Usage | 318 Rated kWh, 100% Usage | 400%+ | None | 8 | Single-Family Attached | Single-Family Attached | Single-Family Attached | 1500-1999 | 1500-2499 | 3 | Electricity | 100% Conditioned | Heat Pump | None | Electricity ASHP | None | 120000-139999 | 100% Incandescent | Occupied | 1980s | Electricity | Yes | 67.9925 | 370.1488 | 21.6873 | 349.6338 | 1580.2392 | 88.5075 | 0 | 503.203 | 2475.2783 | 5366.4244 | 0 | 0 | 1876.8271 | 183.7556 | 0 | 1926.0631 | 16.412 | 1859.5359 | 0 | 0 | 0 | 389.4915 | 434.0383 | 337.3248 | 0 | 0 | 0 | 0 | 0 | 0 | 0 | 0 | 0 | 0 | 0 | 0 | 0 | 0 | 0 | 0 | 0 | 0 | 17846.5628 | 17846.5628 | 17846.5628 | 17846.5628 | 0 | 0 | 0 | 3069.5067 | 0 | 0 | 0 | 7087.8258 | 0 | 0 | 0 | 6175.8234 | 0 | 0 | 0 | 7473.9399 | 0 | 0 | 0 | 3069.5067 | 7087.8258 | 6175.8234 | 7473.9399
32980 | 242.131 | 2152 | 3 | None | Electric, 100% Usage | EnergyStar, 100% Usage | Electric, 100% Usage | None | 400%+ | None | 7 | Single-Family Attached | Single-Family Attached | Single-Family Attached | 2000-2499 | 1500-2499 | 2 | Fuel Oil | 100% Conditioned | Central AC | None | Fuel Oil Fuel Furnace | None | 100000-119999 | 100% LED | Occupied | 1970s | Natural Gas | Yes | 0 | 369.8557 | 21.6873 | 361.9428 | 1461.5454 | 0 | 0 | 470.086 | 0 | 0 | 0 | 0 | 0 | 34.5824 | 0 | 570.6094 | 21.9803 | 1932.8037 | 0 | 0 | 0 | 389.4915 | 1356.0398 | 0 | 0 | 24169.2781 | 0 | 0 | 0 | 0 | 0 | 0 | 0 | 3362.9905 | 0 | 0 | 0 | 0 | 0 | 0 | 0 | 0 | 34522.5998 | 34522.5998 | 6990.3312 | 6990.3312 | 24169.2781 | 3362.9905 | 0 | 1215.3971 | 7328.056 | 766.714 | 0 | 2639.0988 | 7328.056 | 766.714 | 0 | 2332.587 | 7328.056 | 766.714 | 0 | 2785.1855 | 7328.056 | 766.714 | 0 | 9310.1671 | 10733.8688 | 10427.3569 | 10879.9555
33017 | 242.131 | 2176 | 3 | Standard Efficiency | Gas, 80% Usage | EnergyStar, 80% Usage | Electric, 80% Usage | None | 200-300% | None | None | Single-Family Detached | Single-Family Detached | Single-Family Detached | 2000-2499 | 1500-2499 | 2 | Electricity | 100% Conditioned | Heat Pump | None | Electricity ASHP | None | 45000-49999 | 100% LED | Occupied | 2010s | Electricity | Yes | 67.9925 | 28.721 | 18.7565 | 840.2348 | 3364.1628 | 0 | 0 | 533.0963 | 1522.7973 | 5801.3418 | 0 | 0 | 1199.5399 | 34.8755 | 16.7051 | 575.5916 | 21.9803 | 1268.7047 | 0 | 0 | 0 | 324.4297 | 434.0383 | 0 | 0 | 0 | 0 | 380.1132 | 0 | 0 | 0 | 0 | 0 | 0 | 0 | 0 | 0 | 0 | 0 | 0 | 0 | 0 | 16432.4949 | 16432.4949 | 16052.3817 | 16052.3817 | 0 | 380.1132 | 0 | 2848.3201 | 0 | 86.6597 | 0 | 6540.8482 | 0 | 86.6597 | 0 | 5712.7677 | 0 | 86.6597 | 0 | 6732.4035 | 0 | 86.6597 | 0 | 2934.9799 | 6627.508 | 5799.4275 | 6819.0632
33094 | 242.131 | 1138 | 1 | None | None | None | Electric, 80% Usage | 318 Rated kWh, 80% Usage | 300-400% | 10 | None | 10 to 19 Unit | Multifamily with 5+ units, 1-3 stories | Multi-Family with 5+ Units | 1000-1499 | 0-1499 | 3 | Natural Gas | 40% Conditioned | Room AC | None | Natural Gas Fuel Wall/Floor Furnace | None | 60000-69999 | 100% Incandescent | Occupied | 1990s | Electricity | No | 0 | 0 | 0 | 0 | 518.1497 | 70.9232 | 0 | 0 | 0 | 0 | 0 | 0 | 1169.0605 | 156.793 | 0 | 1465.0623 | 16.412 | 888.2984 | 0 | 0 | 0 | 311.5345 | 0 | 0 | 0 | 0 | 0 | 0 | 0 | 0 | 0 | 3770.3593 | 0 | 0 | 0 | 0 | 0 | 0 | 0 | 0 | 0 | 0 | 8366.5929 | 8366.5929 | 4596.5267 | 4596.5267 | 0 | 3770.3593 | 0 | 754.315 | 0 | 859.5312 | 0 | 1663.4239 | 0 | 859.5312 | 0 | 1465.0956 | 0 | 859.5312 | 0 | 1797.4836 | 0 | 859.5312 | 0 | 1613.8463 | 2522.9552 | 2324.6269 | 2657.0148
33151 | 242.131 | 1675 | 3 | None | Electric, 100% Usage | EnergyStar, 100% Usage | Electric, 100% Usage | 318 Rated kWh, 100% Usage | 300-400% | None | 5 | Single-Family Attached | Single-Family Attached | Single-Family Attached | 1500-1999 | 1500-2499 | 2 | Electricity | 20% Conditioned | Room AC | Heating Only | Electricity Shared Heating | Boiler Baseboards Heating Only, Electricity | 80000-99999 | 100% CFL | Occupied | <1940 | Electricity | Yes | 0 | 532.2171 | 31.0655 | 0 | 1202.4706 | 136.5711 | 0 | 125.1413 | 0 | 30329.3389 | 0 | 0 | 3125.3099 | 46.0122 | 0 | 616.0354 | 21.9803 | 2121.5415 | 0 | 0 | 0 | 474.4821 | 434.0383 | 0 | 0 | 0 | 0 | 0 | 0 | 0 | 0 | 0 | 0 | 0 | 0 | 0 | 0 | 0 | 0 | 0 | 0 | 0 | 39195.911 | 39195.911 | 39195.911 | 39195.911 | 0 | 0 | 0 | 6976.668 | 0 | 0 | 0 | 16338.8839 | 0 | 0 | 0 | 14163.9434 | 0 | 0 | 0 | 17284.5001 | 0 | 0 | 0 | 6976.668 | 16338.8839 | 14163.9434 | 17284.5001
33156 | 242.131 | 1690 | 3 | Standard Efficiency | Electric, 80% Usage | Standard, 80% Usage | Electric, 80% Usage | 290 Rated kWh, 80% Usage | 200-300% | None | None | Single-Family Detached | Single-Family Detached | Single-Family Detached | 1500-1999 | 1500-2499 | 1 | Electricity | 100% Conditioned | Central AC | None | Electricity Electric Furnace | None | 25000-29999 | 100% Incandescent | Occupied | 1970s | Electricity | Yes | 67.9925 | 420.557 | 15.8258 | 466.5691 | 1939.2513 | 45.1329 | 0 | 201.0468 | 0 | 13628.684 | 0 | 0 | 886.54 | 184.6348 | 99.9372 | 1938.9582 | 21.9803 | 1033.9547 | 0 | 0 | 0 | 271.6769 | 868.0765 | 0 | 0 | 0 | 0 | 0 | 0 | 0 | 0 | 0 | 0 | 0 | 0 | 0 | 0 | 0 | 0 | 0 | 0 | 0 | 22090.525 | 22090.525 | 22090.525 | 22090.525 | 0 | 0 | 0 | 3645.3722 | 0 | 0 | 0 | 8594.3543 | 0 | 0 | 0 | 7473.8619 | 0 | 0 | 0 | 9097.3801 | 0 | 0 | 0 | 3645.3722 | 8594.3543 | 7473.8619 | 9097.3801
33159 | 242.131 | 3301 | 4 | Standard Efficiency | Gas, 120% Usage | EnergyStar, 120% Usage | Electric, 120% Usage | None | 400%+ | None | None | Single-Family Detached | Single-Family Detached | Single-Family Detached | 3000-3999 | 2500-3999 | 1 | Natural Gas | 60% Conditioned | Central AC | None | Natural Gas Fuel Furnace | None | 200000+ | 100% Incandescent | Occupied | 2000s | Electricity | Yes | 67.9925 | 42.7884 | 28.1348 | 397.1113 | 2626.5029 | 0 | 0 | 418.7986 | 0 | 0 | 0 | 0 | 3552.9006 | 264.9362 | 99.9372 | 3321.6675 | 21.9803 | 5789.9121 | 0 | 0 | 0 | 486.498 | 434.0383 | 0 | 0 | 0 | 0 | 570.3163 | 0 | 0 | 0 | 19420.6475 | 0 | 0 | 0 | 0 | 0 | 0 | 0 | 0 | 0 | 0 | 37544.4556 | 37544.4556 | 17553.7848 | 17553.7848 | 0 | 19990.6708 | 0 | 2977.7278 | 0 | 4557.492 | 0 | 6583.2814 | 0 | 4557.492 | 0 | 5799.931 | 0 | 4557.492 | 0 | 7016.7211 | 0 | 4557.492 | 0 | 7535.2198 | 11140.7734 | 10357.423 | 11574.2131
33349 | 242.131 | 8194 | 5 | Standard Efficiency | Electric, 100% Usage | Standard, 100% Usage | Propane, 100% Usage | None | 400%+ | None | None | Single-Family Detached | Single-Family Detached | Single-Family Detached | 4000+ | 4000+ | 1 | Fuel Oil | 100% Conditioned | Central AC | None | Fuel Oil Fuel Furnace | None | 160000-179999 | 100% LED | Occupied | 1960s | Propane | Yes | 67.9925 | 1474.1475 | 55.0974 | 1792.7157 | 5047.27 | 0 | 0 | 621.0176 | 0 | 0 | 0 | 0 | 0 | 84.9906 | 16.7051 | 1837.8487 | 27.2556 | 5395.1453 | 0 | 0 | -5158.637 | 41.323 | 480.0504 | 0 | 0 | 41751.4908 | 0 | 0 | 0 | 0 | 0 | 0 | 0 | 0 | 0 | 0 | 0 | 0 | 0 | 0 | 6862.8452 | 1214.7796 | 61611.7449 | 66770.3819 | 11782.9224 | 16941.5593 | 41751.4908 | 0 | 8077.3318 | 2522.5378 | 12658.9983 | 0 | 2222.7877 | 5307.4585 | 12658.9983 | 0 | 2222.7877 | 4690.2875 | 12658.9983 | 0 | 2222.7877 | 5388.7976 | 12658.9983 | 0 | 2222.7877 | 17404.3238 | 20189.2444 | 19572.0735 | 20270.5835
33360 | 242.131 | 853 | 2 | None | Electric, 80% Usage | EnergyStar, 80% Usage | Electric, 80% Usage | 290 Rated kWh, 80% Usage | 200-300% | 116 | None | 50 or more Unit | Multifamily with 5+ units, 8+ stories | Multi-Family with 5+ Units | 750-999 | 0-1499 | 21 | Electricity | 100% Conditioned | Heat Pump | Heating and Cooling | Electricity Shared Heating | Fan Coil Heating and Cooling, Electricity | 25000-29999 | 100% Incandescent | Occupied | <1940 | Electricity | No | 0 | 231.8192 | 13.4813 | 13.4813 | 1263.7225 | 48.3567 | 0 | 307.7246 | 0 | 9263.9765 | 0 | 0 | 855.1814 | 142.7256 | 0 | 1220.3479 | 16.412 | 733.2638 | 0 | 0 | 0 | 277.5383 | 480.0504 | 0 | 0 | 0 | 0 | 0 | 0 | 0 | 0 | 0 | 0 | 0 | 0 | 0 | 0 | 0 | 0 | 0 | 0 | 0 | 14867.7885 | 14867.7885 | 14867.7885 | 14867.7885 | 0 | 0 | 0 | 2624.4927 | 0 | 0 | 0 | 6017.5101 | 0 | 0 | 0 | 5242.5308 | 0 | 0 | 0 | 6406.853 | 0 | 0 | 0 | 2624.4927 | 6017.5101 | 5242.5308 | 6406.853
33413 | 242.131 | 1220 | 3 | Standard Efficiency, No usage | Electric, 100% Usage | Standard, 100% Usage | Gas, 100% Usage | 318 Rated kWh, 100% Usage | 150-200% | None | None | Single-Family Detached | Single-Family Detached | Single-Family Detached | 1000-1499 | 0-1499 | 1 | Natural Gas | 60% Conditioned | Room AC | None | Natural Gas Fuel Wall/Floor Furnace | None | 20000-24999 | 100% LED | Vacant | 1950s | Natural Gas | Yes | 0 | 0 | 0 | 0 | 768.7254 | 0 | 319.7405 | 0 | 0 | 0 | 0 | 0 | 0 | 0 | 0 | 0 | 21.9803 | 0 | 0 | 1534.2271 | 0 | 0 | 434.0383 | 0 | 0 | 0 | 0 | 0 | 0 | 0 | 0 | 17001.6389 | 0 | 1583.7561 | 0 | 0 | 0 | 0 | 0 | 0 | 0 | 0 | 21664.1066 | 21664.1066 | 3078.7116 | 3078.7116 | 0 | 18585.395 | 0 | 403.7566 | 0 | 4237.0862 | 0 | 925.0549 | 0 | 4237.0862 | 0 | 823.6303 | 0 | 4237.0862 | 0 | 1006.3328 | 0 | 4237.0862 | 0 | 4640.8428 | 5162.1411 | 5060.7165 | 5243.4189
33421 | 242.131 | 885 | 2 | Standard Efficiency | Electric, 100% Usage | Standard, 100% Usage | None | 318 Rated kWh, 100% Usage | 400%+ | None | None | Single-Family Detached | Single-Family Detached | Single-Family Detached | 750-999 | 0-1499 | 1 | Natural Gas | 100% Conditioned | Central AC | None | Natural Gas Fuel Furnace | None | 50000-59999 | 100% LED | Occupied | 1960s | Natural Gas | Yes | 67.9925 | 525.7695 | 19.6358 | 916.7263 | 2743.7314 | 60.3726 | 0 | 214.528 | 0 | 0 | 0 | 0 | 0 | 24.0318 | 16.7051 | 304.7939 | 16.412 | 1812.0584 | 0 | 0 | 0 | 0 | 434.0383 | 0 | 0 | 0 | 0 | 0 | 0 | 0 | 0 | 28805.9555 | 0 | 2732.8877 | 0 | 0 | 0 | 0 | 0 | 0 | 0 | 0 | 38695.9318 | 38695.9318 | 7156.7955 | 7156.7955 | 0 | 31539.1363 | 0 | 1175.1898 | 0 | 7190.2601 | 0 | 2510.1784 | 0 | 7190.2601 | 0 | 2234.8242 | 0 | 7190.2601 | 0 | 2658.3493 | 0 | 7190.2601 | 0 | 8365.4499 | 9700.4384 | 9425.0843 | 9848.6094
33445 | 242.131 | 1220 | 3 | Standard Efficiency | Electric, 100% Usage | EnergyStar, 100% Usage | Electric, 100% Usage | 318 Rated kWh, 100% Usage | 0-100% | None | None | Single-Family Detached | Single-Family Detached | Single-Family Detached | 1000-1499 | 0-1499 | 1 | Propane | 100% Conditioned | Central AC | None | Propane Fuel Furnace | None | <10000 | 100% Incandescent | Occupied | 1940s | Electricity | Yes | 81.7668 | 650.0316 | 37.8062 | 770.1908 | 3360.646 | 171.7396 | 319.7405 | 305.3801 | 0 | 0 | 0 | 0 | 3662.8022 | 160.896 | 0 | 1535.3993 | 21.9803 | 2862.7182 | 0 | 0 | 0 | 537.1993 | 834.0803 | 0 | 0 | 0 | 0 | 0 | 0 | 0 | 0 | 0 | 0 | 0 | 0 | 0 | 0 | 0 | 0 | 12301.6582 | 0 | 0 | 27614.6216 | 27614.6216 | 15312.6703 | 15312.6703 | 0 | 0 | 12301.6582 | 2559.7116 | 0 | 0 | 3385.2701 | 5682.959 | 0 | 0 | 3385.2701 | 5013.6159 | 0 | 0 | 3385.2701 | 6007.4209 | 0 | 0 | 3385.2701 | 5944.9816 | 9068.2291 | 8398.886 | 9392.691
33483 | 242.131 | 1202 | 2 | None | Electric, 100% Usage | EnergyStar, 100% Usage | Electric, 100% Usage | 318 Rated kWh, 100% Usage | 400%+ | None | 10 | Single-Family Attached | Single-Family Attached | Single-Family Attached | 1000-1499 | 0-1499 | 2 | Natural Gas | 60% Conditioned | Room AC | None | Natural Gas Fuel Boiler | None | 100000-119999 | 100% Incandescent | Occupied | <1940 | Electricity | Yes | 0 | 369.8557 | 21.6873 | 0 | 987.0634 | 88.5075 | 319.7405 | 85.5768 | 0 | 0 | 0 | 0 | 2013.3983 | 160.0168 | 0 | 1519.8666 | 16.412 | 1786.8543 | 0 | 0 | 0 | 389.4915 | 434.0383 | 0 | 0 | 0 | 0 | 0 | 0 | 0 | 0 | 16449.7861 | 0 | 0 | 0 | 0 | 0 | 0 | 0 | 0 | 0 | 0 | 24642.5878 | 24642.5878 | 8192.8018 | 8192.8018 | 0 | 16449.7861 | 0 | 1356.0779 | 0 | 3750.23 | 0 | 3017.3604 | 0 | 3750.23 | 0 | 2658.0989 | 0 | 3750.23 | 0 | 3225.7475 | 0 | 3750.23 | 0 | 5106.3079 | 6767.5904 | 6408.329 | 6975.9776
33491 | 242.131 | 853 | 1 | Standard Efficiency | None | None | Electric, 120% Usage | None | 0-100% | 67 | None | 50 or more Unit | Multifamily with 5+ units, 4-7 stories | Multi-Family with 5+ Units | 750-999 | 0-1499 | 7 | Natural Gas | 40% Conditioned | Room AC | Heating Only | Natural Gas Shared Heating | Boiler Baseboards Heating Only, Natural Gas | <10000 | 100% Incandescent | Occupied | 1970s | Natural Gas | No | 67.9925 | 0 | 0 | 0 | 582.3322 | 0 | 0 | 61.2519 | 0 | 0 | 0 | 0 | 0 | 142.7256 | 0 | 1220.3479 | 16.412 | 2933.0553 | 0 | 0 | 0 | 416.454 | 434.0383 | 0 | 0 | 0 | 0 | 0 | 0 | 0 | 0 | 1945.6988 | 0 | 3840.4033 | 0 | 0 | 0 | 0 | 0 | 0 | 0 | 0 | 11660.7117 | 11660.7117 | 5874.6096 | 5874.6096 | 0 | 5786.1021 | 0 | 1027.3695 | 0 | 1319.1051 | 0 | 2271.3316 | 0 | 1319.1051 | 0 | 1996.8465 | 0 | 1319.1051 | 0 | 2416.3451 | 0 | 1319.1051 | 0 | 2346.4746 | 3590.4367 | 3315.9516 | 3735.4502
33502 | 242.131 | 1202 | 3 | None | Electric, 100% Usage | Standard, 100% Usage | Electric, 100% Usage | None | 400%+ | None | 12 | Single-Family Attached | Single-Family Attached | Single-Family Attached | 1000-1499 | 0-1499 | 1 | Natural Gas | 60% Conditioned | Central AC | None | Natural Gas Fuel Furnace | None | 50000-59999 | 100% CFL | Occupied | 1990s | Natural Gas | Yes | 0 | 552.439 | 20.808 | 255.2649 | 1841.0725 | 0 | 0 | 323.2574 | 0 | 0 | 0 | 0 | 0 | 40.1507 | 0 | 486.2049 | 21.9803 | 1655.5585 | 0 | 0 | 0 | 346.9961 | 434.0383 | 0 | 0 | 0 | 0 | 0 | 0 | 0 | 0 | 12956.672 | 0 | 2965 | 0 | 0 | 0 | 0 | 0 | 0 | 0 | 0 | 21898.5634 | 21898.5634 | 5977.1845 | 5977.1845 | 0 | 15921.3789 | 0 | 983.9684 | 0 | 3629.7591 | 0 | 2168.2359 | 0 | 3629.7591 | 0 | 1917.9405 | 0 | 3629.7591 | 0 | 2289.3623 | 0 | 3629.7591 | 0 | 4613.7275 | 5797.995 | 5547.6996 | 5919.1214
33553 | 242.131 | 866 | 2 | Standard Efficiency | Gas, 120% Usage | EnergyStar, 120% Usage | Gas, 120% Usage | 290 Rated kWh, 120% Usage | 0-100% | None | 6 | Single-Family Attached | Single-Family Attached | Single-Family Attached | 750-999 | 0-1499 | 2 | Natural Gas | 100% Conditioned | Central AC | None | Natural Gas Fuel Furnace | None | <10000 | 100% Incandescent | Occupied | <1940 | Natural Gas | Yes | 67.9925 | 31.0655 | 20.2219 | 655.6 | 2285.9543 | 72.3886 | 0 | 158.5514 | 0 | 0 | 0 | 0 | 0 | 143.3118 | 0 | 1231.4846 | 16.412 | 3208.249 | 0 | 0 | 0 | 28.4279 | 480.0504 | 0 | 0 | 0 | 0 | 412.9371 | 0 | 0 | 0 | 10260.7112 | 0 | 4102.995 | 0 | 0 | 833.7872 | 0 | 0 | 0 | 0 | 0 | 24010.4336 | 24010.4336 | 8400.2961 | 8400.2961 | 0 | 15610.1375 | 0 | 1409.3791 | 0 | 3558.8041 | 0 | 3089.81 | 0 | 3558.8041 | 0 | 2735.5634 | 0 | 3558.8041 | 0 | 3251.0104 | 0 | 3558.8041 | 0 | 4968.1832 | 6648.6141 | 6294.3675 | 6809.8145
33564 | 242.131 | 853 | 3 | Standard Efficiency | Electric, 100% Usage | Standard, 100% Usage | Electric, 100% Usage | 290 Rated kWh, 100% Usage | 0-100% | 116 | None | 50 or more Unit | Multifamily with 5+ units, 8+ stories | Multi-Family with 5+ Units | 750-999 | 0-1499 | 12 | Electricity | 100% Conditioned | Heat Pump | None | Electricity ASHP | None | 20000-24999 | 100% Incandescent | Occupied | 1970s | Natural Gas | Yes | 67.9925 | 1011.0952 | 37.8062 | 1040.6954 | 3884.9501 | 127.4859 | 0 | 205.7359 | 175.2565 | 2148.2109 | 0 | 0 | 0 | 142.7256 | 0 | 1220.3479 | 21.9803 | 2052.0836 | 0 | 0 | 0 | 474.4821 | 434.0383 | 0 | 0 | 0 | 0 | 0 | 0 | 0 | 0 | 0 | 0 | 4711.1175 | 0 | 0 | 0 | 0 | 0 | 0 | 0 | 0 | 17755.7108 | 17755.7108 | 13044.5933 | 13044.5933 | 0 | 4711.1175 | 0 | 2172.1046 | 0 | 1074.0391 | 0 | 4846.1986 | 0 | 1074.0391 | 0 | 4269.1139 | 0 | 1074.0391 | 0 | 5106.6654 | 0 | 1074.0391 | 0 | 3246.1438 | 5920.2377 | 5343.153 | 6180.7045
33782 | 242.131 | 1690 | 3 | Standard Efficiency | Electric, 120% Usage | EnergyStar, 120% Usage | Electric, 120% Usage | None | 400%+ | None | None | Single-Family Detached | Single-Family Detached | Single-Family Detached | 1500-1999 | 1500-2499 | 2 | Electricity | None | None | None | Electricity Baseboard | None | 80000-99999 | 100% Incandescent | Occupied | <1940 | Electricity | Yes | 67.9925 | 480.0504 | 28.1348 | 0 | 0 | 0 | 319.7405 | 0 | 0 | 29569.1125 | 0 | 0 | 3885.5362 | 184.6348 | 99.9372 | 1938.9582 | 21.9803 | 4765.3356 | 0 | 0 | 0 | 486.498 | 400.042 | 351.6853 | 0 | 0 | 0 | 0 | 0 | 0 | 0 | 0 | 0 | 0 | 0 | 0 | 0 | 0 | 0 | 0 | 0 | 0 | 42599.6385 | 42599.6385 | 42599.6385 | 42599.6385 | 0 | 0 | 0 | 7604.3473 | 0 | 0 | 0 | 17805.0046 | 0 | 0 | 0 | 15441.8591 | 0 | 0 | 0 | 18835.5565 | 0 | 0 | 0 | 7604.3473 | 17805.0046 | 15441.8591 | 18835.5565
33839 | 242.131 | 853 | 1 | Standard Efficiency | Electric, 80% Usage | Standard, 80% Usage | Electric, 80% Usage | None | 100-150% | 116 | None | 50 or more Unit | Multifamily with 5+ units, 8+ stories | Multi-Family with 5+ Units | 750-999 | 0-1499 | 21 | Electricity | None | None | Heating Only | Electricity Shared Heating | Boiler Baseboards Heating Only, Electricity | 15000-19999 | 100% Incandescent | Occupied | <1940 | Natural Gas | No | 67.9925 | 441.9512 | 16.412 | 0 | 0 | 0 | 0 | 101.1095 | 0 | 5367.5966 | 0 | 0 | 0 | 142.7256 | 0 | 1220.3479 | 16.412 | 733.2638 | 0 | 0 | 0 | 277.5383 | 434.0383 | 0 | 0 | 0 | 0 | 0 | 0 | 0 | 0 | 0 | 0 | 2006.0715 | 0 | 0 | 0 | 0 | 0 | 0 | 0 | 0 | 10825.4592 | 10825.4592 | 8819.3877 | 8819.3877 | 0 | 2006.0715 | 0 | 1652.8021 | 0 | 457.344 | 0 | 3786.1541 | 0 | 457.344 | 0 | 3288.3084 | 0 | 457.344 | 0 | 4001.0861 | 0 | 457.344 | 0 | 2110.1462 | 4243.4981 | 3745.6524 | 4458.4302
33932 | 242.131 | 1138 | 3 | Standard Efficiency | Electric, 80% Usage | EnergyStar, 80% Usage | Gas, 80% Usage | None | 200-300% | 7 | None | 5 to 9 Unit | Multifamily with 5+ units, 1-3 stories | Multi-Family with 5+ Units | 1000-1499 | 0-1499 | 2 | Natural Gas | 100% Conditioned | Central AC | Heating and Cooling | Natural Gas Shared Heating | Fan Coil Heating and Cooling, Natural Gas | 45000-49999 | 100% LED | Occupied | 1970s | Natural Gas | Yes | 67.9925 | 360.1843 | 21.1011 | 22.5665 | 1781.579 | 0 | 319.7405 | 199.5814 | 0 | 0 | 0 | 0 | 0 | 26.0833 | 0 | 357.8398 | 21.9803 | 985.8911 | 0 | 0 | 0 | 23.7388 | 434.0383 | 0 | 0 | 0 | 0 | 0 | 0 | 0 | 0 | 6752.9436 | 0 | 2891.7322 | 0 | 0 | 693.6992 | 0 | 0 | 0 | 0 | 0 | 14960.692 | 14960.692 | 4622.0238 | 4622.0238 | 0 | 10338.6681 | 0 | 805.0933 | 0 | 2356.9843 | 0 | 1723.7041 | 0 | 2356.9843 | 0 | 1529.9167 | 0 | 2356.9843 | 0 | 1809.419 | 0 | 2356.9843 | 0 | 3162.0777 | 4080.6884 | 3886.9011 | 4166.4033
33943 | 242.131 | 1675 | 3 | None | Electric, 120% Usage | EnergyStar, 120% Usage | Electric, 120% Usage | None | 400%+ | None | 20 | Single-Family Attached | Single-Family Attached | Single-Family Attached | 1500-1999 | 1500-2499 | 1 | Electricity | 100% Conditioned | Heat Pump | None | Electricity ASHP | None | 100000-119999 | 100% LED | Occupied | 1980s | Electricity | Yes | 0 | 347.5823 | 20.2219 | 555.9558 | 2298.8495 | 0 | 319.7405 | 284.2789 | 715.6796 | 2711.2005 | 0 | 0 | 2274.2315 | 30.4794 | 0 | 470.6721 | 21.9803 | 3456.7733 | 0 | 0 | 0 | 416.454 | 914.0887 | 300.984 | 0 | 0 | 0 | 0 | 0 | 0 | 0 | 0 | 0 | 0 | 0 | 0 | 0 | 0 | 0 | 0 | 0 | 0 | 15139.1723 | 15139.1723 | 15139.1723 | 15139.1723 | 0 | 0 | 0 | 2644.0589 | 0 | 0 | 0 | 5942.1485 | 0 | 0 | 0 | 5212.4349 | 0 | 0 | 0 | 6248.0108 | 0 | 0 | 0 | 2644.0589 | 5942.1485 | 5212.4349 | 6248.0108
33945 | 242.131 | 853 | 1 | None | Gas, 100% Usage | EnergyStar, 100% Usage | Electric, 100% Usage | 318 Rated kWh, 100% Usage | 150-200% | 67 | None | 50 or more Unit | Multifamily with 5+ units, 4-7 stories | Multi-Family with 5+ Units | 750-999 | 0-1499 | 5 | Natural Gas | 100% Conditioned | Central AC | None | Natural Gas Fuel Furnace | None | 20000-24999 | 100% CFL | Occupied | 1990s | Electricity | Yes | 0 | 25.7903 | 16.9981 | 337.3248 | 1489.6802 | 64.7687 | 0 | 18.7565 | 0 | 0 | 0 | 0 | 1320.2852 | 35.7547 | 0 | 390.3707 | 16.412 | 1466.5276 | 0 | 0 | 0 | 346.9961 | 434.0383 | 0 | 0 | 0 | 0 | 344.0654 | 0 | 0 | 0 | 2233.4946 | 0 | 0 | 0 | 0 | 0 | 0 | 0 | 0 | 0 | 0 | 8541.2633 | 8541.2633 | 5963.7032 | 5963.7032 | 0 | 2577.5601 | 0 | 977.1604 | 0 | 587.6357 | 0 | 2164.7773 | 0 | 587.6357 | 0 | 1909.8643 | 0 | 587.6357 | 0 | 2308.235 | 0 | 587.6357 | 0 | 1564.7962 | 2752.413 | 2497.5 | 2895.8707
34043 | 242.131 | 1623 | 3 | Standard Efficiency | None | None | Electric, 100% Usage | None | 200-300% | 16 | None | 10 to 19 Unit | Multifamily with 5+ units, 1-3 stories | Multi-Family with 5+ Units | 1500-1999 | 1500-2499 | 1 | Natural Gas | 100% Conditioned | Central AC | None | Natural Gas Fuel Furnace | None | 70000-79999 | 100% Incandescent | Occupied | 1970s | Natural Gas | Yes | 67.9925 | 0 | 0 | 399.7489 | 3120.6208 | 0 | 0 | 219.8033 | 0 | 0 | 0 | 0 | 0 | 181.1179 | 0 | 1881.2232 | 21.9803 | 2557.3382 | 0 | 0 | 0 | 516.9774 | 480.0504 | 0 | 0 | 0 | 0 | 0 | 0 | 0 | 0 | 10176.0137 | 0 | 4684.7411 | 0 | 0 | 0 | 0 | 0 | 0 | 0 | 0 | 24307.9007 | 24307.9007 | 9447.1459 | 9447.1459 | 0 | 14860.7547 | 0 | 1641.3798 | 0 | 3387.9662 | 0 | 3561.9484 | 0 | 3387.9662 | 0 | 3153.1478 | 0 | 3387.9662 | 0 | 3741.6113 | 0 | 3387.9662 | 0 | 5029.346 | 6949.9146 | 6541.114 | 7129.5776
34063 | 242.131 | 617 | 1 | None | None | None | Electric, 100% Usage | None | 400%+ | 2 | None | 2 Unit | Multifamily with 2-4 Units | Multi-Family with 2 - 4 Units | 500-749 | 0-1499 | 2 | Electricity | 100% Conditioned | Heat Pump | None | Electricity ASHP | None | 80000-99999 | 100% LED | Occupied | 1970s | Natural Gas | Yes | 0 | 0 | 0 | 267.5739 | 988.5287 | 0 | 0 | 485.9118 | 4518.2767 | 4920.6633 | 0 | 0 | 0 | 21.6873 | 0 | 248.8173 | 16.412 | 1211.8489 | 0 | 0 | 0 | 389.4915 | 434.0383 | 0 | 0 | 0 | 0 | 0 | 0 | 0 | 0 | 0 | 0 | 3357.7152 | 0 | 0 | 0 | 0 | 0 | 0 | 0 | 0 | 16861.2579 | 16861.2579 | 13503.2496 | 13503.2496 | 0 | 3357.7152 | 0 | 2466.2901 | 0 | 765.5151 | 0 | 5724.0218 | 0 | 765.5151 | 0 | 4969.9531 | 0 | 765.5151 | 0 | 5991.2862 | 0 | 765.5151 | 0 | 3231.8053 | 6489.537 | 5735.4682 | 6756.8013
34183 | 242.131 | 3301 | 5 | Standard Efficiency | Electric, 100% Usage | EnergyStar, 100% Usage | Electric, 100% Usage | 318 Rated kWh, 100% Usage | 400%+ | None | None | Single-Family Detached | Single-Family Detached | Single-Family Detached | 3000-3999 | 2500-3999 | 2 | Fuel Oil | 100% Conditioned | Central AC | None | Fuel Oil Fuel Furnace | None | 180000-199999 | 100% LED | Occupied | <1940 | Electricity | Yes | 67.9925 | 648.8593 | 37.8062 | 1108.9809 | 3684.4895 | 171.7396 | 319.7405 | 1231.1916 | 0 | 0 | 0 | 0 | 4030.8995 | 44.2537 | 0 | 811.5138 | 27.2556 | 3524.4727 | 0 | 3105.3811 | 0 | 537.1993 | 880.0924 | 0 | 0 | 48897.1496 | 0 | 0 | 0 | 0 | 0 | 0 | 0 | 0 | 0 | 0 | 0 | 0 | 0 | 0 | 0 | 0 | 69129.604 | 69129.604 | 20232.4544 | 20232.4544 | 48897.1496 | 0 | 0 | 3253.0261 | 14825.5196 | 0 | 0 | 7233.7841 | 14825.5196 | 0 | 0 | 6388.018 | 14825.5196 | 0 | 0 | 7715.5495 | 14825.5196 | 0 | 0 | 18078.5458 | 22059.3037 | 21213.5377 | 22541.0692
34187 | 242.131 | 1690 | 3 | Standard Efficiency | Electric, 80% Usage | EnergyStar, 80% Usage | Electric, 80% Usage | 290 Rated kWh, 80% Usage | 200-300% | None | None | Single-Family Detached | Single-Family Detached | Single-Family Detached | 1500-1999 | 1500-2499 | 1 | Electricity | 20% Conditioned | Room AC | None | Electricity Baseboard | None | 25000-29999 | 100% CFL | Occupied | 1980s | Electricity | Yes | 81.7668 | 220.6825 | 12.8951 | 0 | 836.1318 | 45.1329 | 319.7405 | 0 | 0 | 3345.9924 | 0 | 0 | 793.6365 | 46.0122 | 24.911 | 620.1384 | 21.9803 | 1033.9547 | 0 | 0 | 0 | 271.6769 | 400.042 | 0 | 0 | 0 | 0 | 0 | 0 | 0 | 0 | 0 | 0 | 0 | 0 | 0 | 0 | 0 | 0 | 0 | 0 | 0 | 8074.9872 | 8074.9872 | 8074.9872 | 8074.9872 | 0 | 0 | 0 | 1399.581 | 0 | 0 | 0 | 3231.0999 | 0 | 0 | 0 | 2811.5075 | 0 | 0 | 0 | 3385.2601 | 0 | 0 | 0 | 1399.581 | 3231.0999 | 2811.5075 | 3385.2601
34266 | 242.131 | 8194 | 4 | None | Electric, 100% Usage | Standard, 100% Usage | Gas, 100% Usage | None | 300-400% | None | None | Single-Family Detached | Single-Family Detached | Single-Family Detached | 4000+ | 4000+ | 1 | Natural Gas | 100% Conditioned | Central AC | None | Natural Gas Fuel Boiler | None | 100000-119999 | 100% Incandescent | Occupied | 1950s | Natural Gas | Yes | 0 | 1474.1475 | 55.0974 | 1742.8937 | 6552.7761 | 0 | 0 | 63.0103 | 0 | 0 | 0 | 0 | 0 | 509.6506 | 99.9372 | 7521.669 | 21.9803 | 5395.1453 | 0 | 0 | 0 | 41.323 | 434.0383 | 0 | 0 | 0 | 0 | 0 | 0 | 0 | 0 | 32884.3325 | 0 | 7116.0587 | 0 | 0 | 1214.7796 | 0 | 0 | 0 | 0 | 0 | 65127.1324 | 65127.1324 | 23911.9617 | 23911.9617 | 0 | 41214.8776 | 0 | 4066.2352 | 0 | 9396.1646 | 0 | 8727.6347 | 0 | 9396.1646 | 0 | 7735.8106 | 0 | 9396.1646 | 0 | 9265.1857 | 0 | 9396.1646 | 0 | 13462.3997 | 18123.7993 | 17131.9752 | 18661.3503
34283 | 242.131 | 1138 | 2 | None | Electric, 80% Usage | EnergyStar, 80% Usage | Electric, 80% Usage | None | 300-400% | 116 | None | 50 or more Unit | Multifamily with 5+ units, 8+ stories | Multi-Family with 5+ Units | 1000-1499 | 0-1499 | 15 | Natural Gas | 100% Conditioned | Room AC | None | Natural Gas Fuel Furnace | None | 50000-59999 | 100% LED | Occupied | 1970s | Natural Gas | No | 0 | 296.0018 | 17.2912 | 0 | 1042.1607 | 0 | 0 | 78.8361 | 0 | 0 | 0 | 0 | 0 | 26.0833 | 0 | 357.8398 | 16.412 | 888.2984 | 0 | 0 | 0 | 311.5345 | 434.0383 | 0 | 0 | 0 | 0 | 0 | 0 | 0 | 0 | 3165.4606 | 0 | 1788.9058 | 0 | 0 | 0 | 0 | 0 | 0 | 0 | 0 | 8422.8626 | 8422.8626 | 3468.4961 | 3468.4961 | 0 | 4954.3664 | 0 | 576.0192 | 0 | 1129.4972 | 0 | 1245.9951 | 0 | 1129.4972 | 0 | 1104.1826 | 0 | 1129.4972 | 0 | 1332.0996 | 0 | 1129.4972 | 0 | 1705.5164 | 2375.4923 | 2233.6798 | 2461.5968
34562 | 242.131 | 853 | 1 | None | Electric, 80% Usage | EnergyStar, 80% Usage | Electric, 80% Usage | None | 400%+ | 15 | None | 10 to 19 Unit | Multifamily with 5+ units, 1-3 stories | Multi-Family with 5+ Units | 750-999 | 0-1499 | 2 | Electricity | 100% Conditioned | Heat Pump | None | Electricity ASHP | None | 50000-59999 | 100% LED | Occupied | 1990s | Electricity | Yes | 0 | 231.8192 | 13.4813 | 749.0897 | 2382.6678 | 0 | 0 | 306.8454 | 627.4652 | 5504.4608 | 0 | 0 | 800.6702 | 23.7388 | 0 | 298.0533 | 16.412 | 733.2638 | 0 | 0 | 0 | 277.5383 | 434.0383 | 258.1956 | 0 | 0 | 0 | 0 | 0 | 0 | 0 | 0 | 0 | 0 | 0 | 0 | 0 | 0 | 0 | 0 | 0 | 0 | 12658.0326 | 12658.0326 | 12658.0326 | 12658.0326 | 0 | 0 | 0 | 2222.5636 | 0 | 0 | 0 | 4997.8685 | 0 | 0 | 0 | 4374.8562 | 0 | 0 | 0 | 5299.3364 | 0 | 0 | 0 | 2222.5636 | 4997.8685 | 4374.8562 | 5299.3364
34676 | 242.131 | 1690 | 2 | Standard Efficiency | None | Standard, 80% Usage | Electric, 80% Usage | None | 400%+ | None | None | Single-Family Detached | Single-Family Detached | Single-Family Detached | 1500-1999 | 1500-2499 | 1 | Fuel Oil | 100% Conditioned | Central AC | None | Fuel Oil Fuel Furnace | None | 160000-179999 | 100% Incandescent | Occupied | 1940s | Electricity | Yes | 67.9925 | 0 | 29.8932 | 1293.3226 | 6094.4129 | 0 | 319.7405 | 921.4154 | 0 | 0 | 0 | 0 | 1666.4021 | 184.6348 | 0 | 1938.9582 | 16.412 | 1348.7131 | 0 | 0 | 0 | 377.1825 | 480.0504 | 0 | 0 | 36965.3471 | 0 | 0 | 0 | 0 | 0 | 0 | 0 | 0 | 0 | 0 | 0 | 0 | 0 | 0 | 0 | 0 | 51704.1843 | 51704.1843 | 14738.5441 | 14738.5441 | 36965.3471 | 0 | 0 | 2549.9076 | 11207.8588 | 0 | 0 | 5446.2119 | 11207.8588 | 0 | 0 | 4837.6302 | 11207.8588 | 0 | 0 | 5723.297 | 11207.8588 | 0 | 0 | 13757.7664 | 16654.0707 | 16045.489 | 16931.1558
34679 | 242.131 | 853 | 2 | Standard Efficiency | Electric, 80% Usage | EnergyStar, 80% Usage | Electric, 80% Usage | 318 Rated kWh, 80% Usage | 100-150% | 323 | None | 50 or more Unit | Multifamily with 5+ units, 1-3 stories | Multi-Family with 5+ Units | 750-999 | 0-1499 | 2 | Electricity | 100% Conditioned | Central AC | Heating and Cooling | Electricity Shared Heating | Fan Coil Heating and Cooling, Electricity | 10000-14999 | 100% Incandescent | Occupied | 1970s | Electricity | Yes | 67.9925 | 231.8192 | 13.4813 | 11.1367 | 1025.1626 | 51.5805 | 0 | 260.2471 | 0 | 4684.448 | 0 | 0 | 577.0569 | 142.7256 | 0 | 1220.3479 | 16.412 | 733.2638 | 0 | 0 | 0 | 277.5383 | 480.0504 | 258.1956 | 0 | 0 | 0 | 0 | 0 | 0 | 0 | 0 | 0 | 0 | 0 | 0 | 0 | 0 | 0 | 0 | 0 | 0 | 10051.4585 | 10051.4585 | 10051.4585 | 10051.4585 | 0 | 0 | 0 | 1717.058 | 0 | 0 | 0 | 3958.4965 | 0 | 0 | 0 | 3454.6166 | 0 | 0 | 0 | 4196.9986 | 0 | 0 | 0 | 1717.058 | 3958.4965 | 3454.6166 | 4196.9986
34704 | 242.131 | 853 | 2 | Standard Efficiency | None | None | Electric, 80% Usage | 318 Rated kWh, 80% Usage | 400%+ | 16 | None | 10 to 19 Unit | Multifamily with 5+ units, 1-3 stories | Multi-Family with 5+ Units | 750-999 | 0-1499 | 2 | Electricity | 100% Conditioned | Central AC | None | Electricity Electric Furnace | None | 100000-119999 | 100% CFL | Occupied | 1970s | Electricity | Yes | 67.9925 | 0 | 0 | 256.7303 | 1137.995 | 51.5805 | 0 | 151.5177 | 0 | 12290.8145 | 0 | 0 | 806.2385 | 35.7547 | 0 | 390.3707 | 16.412 | 733.2638 | 0 | 0 | 0 | 277.5383 | 434.0383 | 0 | 0 | 0 | 0 | 0 | 0 | 0 | 0 | 0 | 0 | 0 | 0 | 0 | 0 | 0 | 0 | 0 | 0 | 0 | 16650.2467 | 16650.2467 | 16650.2467 | 16650.2467 | 0 | 0 | 0 | 2888.767 | 0 | 0 | 0 | 6741.9579 | 0 | 0 | 0 | 5859.2141 | 0 | 0 | 0 | 7152.7008 | 0 | 0 | 0 | 2888.767 | 6741.9579 | 5859.2141 | 7152.7008
34741 | 242.131 | 853 | 1 | Standard Efficiency | Electric, 120% Usage | Standard, 120% Usage | Electric, 120% Usage | 318 Rated kWh, 120% Usage | 400%+ | 15 | None | 10 to 19 Unit | Multifamily with 5+ units, 1-3 stories | Multi-Family with 5+ Units | 750-999 | 0-1499 | 3 | Electricity | 100% Conditioned | Heat Pump | None | Electricity ASHP | None | 200000+ | 100% Incandescent | Occupied | 1990s | Electricity | No | 67.9925 | 662.9268 | 24.911 | 701.3191 | 2164.916 | 77.6638 | 0 | 80.3015 | 188.1516 | 1493.7832 | 0 | 0 | 2363.032 | 142.7256 | 0 | 1220.3479 | 16.412 | 2933.0553 | 0 | 0 | 0 | 416.454 | 434.0383 | 0 | 0 | 0 | 0 | 0 | 0 | 0 | 0 | 0 | 0 | 0 | 0 | 0 | 0 | 0 | 0 | 0 | 0 | 0 | 12987.4445 | 12987.4445 | 12987.4445 | 12987.4445 | 0 | 0 | 0 | 2140.7215 | 0 | 0 | 0 | 4804.4431 | 0 | 0 | 0 | 4224.186 | 0 | 0 | 0 | 5113.8398 | 0 | 0 | 0 | 2140.7215 | 4804.4431 | 4224.186 | 5113.8398
34788 | 242.131 | 1675 | 2 | None | Electric, 100% Usage | EnergyStar, 100% Usage | Electric, 100% Usage | 318 Rated kWh, 100% Usage | 400%+ | None | 8 | Single-Family Attached | Single-Family Attached | Single-Family Attached | 1500-1999 | 1500-2499 | 1 | Electricity | 100% Conditioned | Heat Pump | None | Electricity ASHP | None | 200000+ | 100% CFL | Occupied | 2000s | Electricity | Yes | 0 | 369.8557 | 21.6873 | 766.3808 | 4230.1878 | 88.5075 | 0 | 303.9147 | 365.1666 | 4278.2515 | 0 | 0 | 1926.3561 | 46.0122 | 0 | 616.0354 | 16.412 | 1859.5359 | 0 | 0 | 0 | 389.4915 | 434.0383 | 0 | 0 | 0 | 0 | 0 | 0 | 741.1767 | 0 | 0 | 0 | 0 | 0 | 0 | 0 | 0 | 0 | 0 | 0 | 0 | 16452.7168 | 16452.7168 | 15711.5401 | 15711.5401 | 0 | 741.1767 | 0 | 2720.9859 | 0 | 168.9931 | 0 | 6071.7299 | 0 | 168.9931 | 0 | 5334.8591 | 0 | 168.9931 | 0 | 6385.6298 | 0 | 168.9931 | 0 | 2889.979 | 6240.723 | 5503.8522 | 6554.6229
34790 | 242.131 | 2176 | 4 | Standard Efficiency | Electric, 100% Usage | Standard, 100% Usage | Electric, 100% Usage | 318 Rated kWh, 100% Usage | 400%+ | None | None | Single-Family Detached | Single-Family Detached | Single-Family Detached | 2000-2499 | 1500-2499 | 1 | Natural Gas | 100% Conditioned | Central AC | None | Natural Gas Fuel Furnace | None | 200000+ | 100% Incandescent | Occupied | 2000s | Natural Gas | Yes | 67.9925 | 999.9585 | 37.5131 | 718.3172 | 2275.4038 | 134.8127 | 0 | 94.3689 | 0 | 0 | 1105.7571 | 1092.5689 | 0 | 208.6666 | 99.9372 | 2355.9983 | 21.9803 | 2851.8746 | 0 | 0 | 0 | 471.2583 | 400.042 | 0 | 0 | 0 | 0 | 0 | 0 | 0 | 0 | 11976.0562 | 0 | 4981.622 | 0 | 0 | 0 | 0 | 0 | 0 | 0 | 0 | 29894.1284 | 29894.1284 | 12936.7432 | 12936.7432 | 0 | 16957.6783 | 0 | 2255.2685 | 0 | 3865.9882 | 0 | 4854.8277 | 0 | 3865.9882 | 0 | 4290.7765 | 0 | 3865.9882 | 0 | 5165.6514 | 0 | 3865.9882 | 0 | 6121.2567 | 8720.8159 | 8156.7647 | 9031.6396
34843 | 242.131 | 853 | 1 | Standard Efficiency | Gas, 100% Usage | Standard, 100% Usage | Electric, 100% Usage | 318 Rated kWh, 100% Usage | 400%+ | 67 | None | 50 or more Unit | Multifamily with 5+ units, 4-7 stories | Multi-Family with 5+ Units | 750-999 | 0-1499 | 4 | Natural Gas | 100% Conditioned | Central AC | None | Natural Gas Fuel Furnace | None | 60000-69999 | 100% Incandescent | Occupied | 2000s | Natural Gas | Yes | 67.9925 | 49.2359 | 20.808 | 314.1722 | 1419.3432 | 64.7687 | 0 | 53.0459 | 0 | 0 | 0 | 0 | 0 | 142.7256 | 0 | 1220.3479 | 16.412 | 1466.5276 | 0 | 0 | 0 | 346.9961 | 727.1093 | 0 | 0 | 0 | 0 | 655.8931 | 0 | 0 | 0 | 3163.7022 | 0 | 2950.6395 | 0 | 0 | 0 | 0 | 0 | 0 | 0 | 0 | 12679.4268 | 12679.4268 | 5909.192 | 5909.192 | 0 | 6770.2348 | 0 | 998.6072 | 0 | 1543.4506 | 0 | 2209.0638 | 0 | 1543.4506 | 0 | 1953.621 | 0 | 1543.4506 | 0 | 2323.5823 | 0 | 1543.4506 | 0 | 2542.0577 | 3752.5143 | 3497.0715 | 3867.0328
34872 | 242.131 | 853 | 2 | Standard Efficiency | None | None | None | 318 Rated kWh, 100% Usage | 0-100% | 24 | None | 20 to 49 Unit | Multifamily with 5+ units, 1-3 stories | Multi-Family with 5+ Units | 750-999 | 0-1499 | 3 | None | None | None | None | None | None | 15000-19999 | 100% LED | Occupied | 2000s | Electricity | Yes | 67.9925 | 0 | 0 | 0 | 0 | 88.5075 | 319.7405 | 0 | 0 | 0 | 0 | 0 | 1934.8552 | 23.7388 | 0 | 298.0533 | 16.412 | 1661.713 | 0 | 0 | 0 | 0 | 434.0383 | 0 | 0 | 0 | 0 | 0 | 0 | 0 | 0 | 0 | 0 | 0 | 0 | 0 | 0 | 0 | 0 | 0 | 0 | 0 | 4845.344 | 4845.344 | 4845.344 | 4845.344 | 0 | 0 | 0 | 832.01 | 0 | 0 | 0 | 1861.3748 | 0 | 0 | 0 | 1633.3163 | 0 | 0 | 0 | 1989.4217 | 0 | 0 | 0 | 832.01 | 1861.3748 | 1633.3163 | 1989.4217
34878 | 242.131 | 2631 | 3 | Standard Efficiency | Electric, 100% Usage | Standard, 100% Usage | Gas, 100% Usage | None | 400%+ | None | 8 | Single-Family Attached | Single-Family Attached | Single-Family Attached | 2500-2999 | 2500-3999 | 2 | Natural Gas | 20% Conditioned | Room AC | None | Natural Gas Fuel Boiler | None | 80000-99999 | 100% LED | Occupied | 1940s | Natural Gas | Yes | 81.7668 | 705.129 | 26.3764 | 0 | 465.6899 | 0 | 0 | 79.4223 | 0 | 0 | 0 | 0 | 0 | 38.6854 | 0 | 671.1328 | 21.9803 | 2006.3645 | 0 | 0 | 0 | 26.6695 | 868.0765 | 0 | 0 | 0 | 0 | 0 | 0 | 0 | 0 | 13919.1174 | 0 | 2819.3437 | 0 | 0 | 781.0344 | 0 | 0 | 0 | 0 | 0 | 22510.2027 | 22510.2027 | 4990.7073 | 4990.7073 | 0 | 17519.4955 | 0 | 840.6219 | 0 | 3994.0595 | 0 | 1873.5343 | 0 | 3994.0595 | 0 | 1649.5581 | 0 | 3994.0595 | 0 | 1993.3525 | 0 | 3994.0595 | 0 | 4834.6814 | 5867.5938 | 5643.6176 | 5987.412
34912 | 242.131 | 2152 | 3 | None | Electric, 100% Usage | EnergyStar, 100% Usage | Electric, 100% Usage | 318 Rated kWh, 100% Usage | 300-400% | None | 36 | Single-Family Attached | Single-Family Attached | Single-Family Attached | 2000-2499 | 1500-2499 | 2 | Electricity | 100% Conditioned | Heat Pump | None | Electricity ASHP | None | 45000-49999 | 100% LED | Occupied | 1950s | Electricity | Yes | 0 | 289.8473 | 16.9981 | 756.1234 | 3191.837 | 64.7687 | 0 | 873.6449 | 2391.4599 | 9011.9354 | 0 | 0 | 1374.5033 | 34.5824 | 0 | 570.6094 | 21.9803 | 1801.5079 | 0 | 0 | 0 | 346.9961 | 1836.0903 | 0 | 0 | 0 | 0 | 0 | 0 | 0 | 0 | 0 | 0 | 0 | 0 | 0 | 0 | 0 | 0 | 0 | 0 | 0 | 22582.2982 | 22582.2982 | 22582.2982 | 22582.2982 | 0 | 0 | 0 | 4136.0049 | 0 | 0 | 0 | 9389.5022 | 0 | 0 | 0 | 8189.4238 | 0 | 0 | 0 | 9817.4907 | 0 | 0 | 0 | 4136.0049 | 9389.5022 | 8189.4238 | 9817.4907
34969 | 242.131 | 1220 | 3 | Standard Efficiency | Gas, 100% Usage | EnergyStar, 100% Usage | Electric, 100% Usage | 290 Rated kWh, 100% Usage | 200-300% | None | None | Single-Family Detached | Single-Family Detached | Single-Family Detached | 1000-1499 | 0-1499 | 2 | Natural Gas | 100% Conditioned | Central AC | None | Natural Gas Fuel Furnace | None | 45000-49999 | 100% Incandescent | Occupied | 1940s | Natural Gas | Yes | 67.9925 | 35.7547 | 23.4457 | 482.9811 | 3558.4689 | 91.1451 | 0 | 374.2518 | 0 | 0 | 0 | 0 | 0 | 160.896 | 0 | 1535.3993 | 21.9803 | 2233.2016 | 0 | 0 | 0 | 405.6104 | 834.0803 | 0 | 0 | 0 | 0 | 475.0682 | 0 | 0 | 0 | 17356.548 | 0 | 3787.6505 | 0 | 0 | 0 | 0 | 0 | 0 | 0 | 0 | 31444.1812 | 31444.1812 | 9824.9146 | 9824.9146 | 0 | 21619.2667 | 0 | 1697.5445 | 0 | 4928.7379 | 0 | 3663.3022 | 0 | 4928.7379 | 0 | 3248.7537 | 0 | 4928.7379 | 0 | 3836.6516 | 0 | 4928.7379 | 0 | 6626.2824 | 8592.0401 | 8177.4916 | 8765.3895
35078 | 242.131 | 1690 | 2 | Standard Efficiency | Electric, 80% Usage | EnergyStar, 80% Usage | Electric, 80% Usage | None | 300-400% | None | None | Single-Family Detached | Single-Family Detached | Single-Family Detached | 1500-1999 | 1500-2499 | 1 | Natural Gas | 100% Conditioned | Central AC | None | Natural Gas Fuel Furnace | None | 100000-119999 | 100% LED | Occupied | <1940 | Natural Gas | Yes | 67.9925 | 718.0241 | 41.9092 | 374.5448 | 4762.4049 | 0 | 0 | 227.7162 | 0 | 0 | 0 | 0 | 0 | 30.7725 | 16.7051 | 473.6028 | 16.412 | 1820.8506 | 0 | 0 | 0 | 535.4408 | 868.0765 | 0 | 0 | 0 | 0 | 0 | 0 | 0 | 0 | 10538.5426 | 0 | 4696.4639 | 0 | 0 | 0 | 0 | 0 | 0 | 0 | 0 | 25189.4585 | 25189.4585 | 9954.452 | 9954.452 | 0 | 15235.0065 | 0 | 1741.3289 | 0 | 3473.243 | 0 | 3694.0576 | 0 | 3473.243 | 0 | 3287.6806 | 0 | 3473.243 | 0 | 3856.6954 | 0 | 3473.243 | 0 | 5214.5718 | 7167.3006 | 6760.9235 | 7329.9384
35178 | 242.131 | 1202 | 2 | Standard Efficiency | Electric, 120% Usage | EnergyStar, 120% Usage | Electric, 120% Usage | 318 Rated kWh, 120% Usage | 400%+ | None | 5 | Single-Family Attached | Single-Family Attached | Single-Family Attached | 1000-1499 | 0-1499 | 1 | Natural Gas | 100% Conditioned | Central AC | None | Natural Gas Fuel Furnace | None | 50000-59999 | 100% Incandescent | Occupied | 1990s | Natural Gas | Yes | 67.9925 | 347.5823 | 20.2219 | 549.8013 | 2184.2587 | 77.6638 | 0 | 153.5692 | 0 | 0 | 0 | 0 | 0 | 160.0168 | 0 | 1519.8666 | 16.412 | 3311.41 | 0 | 0 | 0 | 416.454 | 1356.0398 | 0 | 0 | 0 | 0 | 0 | 0 | 0 | 0 | 6136.9082 | 0 | 3439.189 | 0 | 0 | 0 | 0 | 0 | 0 | 0 | 0 | 19757.6793 | 19757.6793 | 10181.582 | 10181.582 | 0 | 9576.0972 | 0 | 1729.2189 | 0 | 2183.1469 | 0 | 3856.4795 | 0 | 2183.1469 | 0 | 3405.0013 | 0 | 2183.1469 | 0 | 4030.9089 | 0 | 2183.1469 | 0 | 3912.3657 | 6039.6264 | 5588.1482 | 6214.0558
35182 | 242.131 | 1220 | 3 | Standard Efficiency | Gas, 80% Usage | Standard, 80% Usage | Electric, 80% Usage | 290 Rated kWh, 80% Usage | 200-300% | None | None | Single-Family Detached | Single-Family Detached | Single-Family Detached | 1000-1499 | 0-1499 | 1 | Natural Gas | 20% Conditioned | Room AC | None | Natural Gas Fuel Boiler | None | 30000-34999 | 100% Incandescent | Occupied | <1940 | Natural Gas | Yes | 67.9925 | 37.5131 | 15.8258 | 0 | 779.569 | 45.1329 | 319.7405 | 78.25 | 0 | 0 | 0 | 0 | 0 | 160.896 | 0 | 1535.3993 | 21.9803 | 959.2216 | 0 | 0 | 0 | 271.6769 | 727.1093 | 270.7977 | 0 | 0 | 0 | 499.3931 | 0 | 0 | 0 | 15101.073 | 0 | 2286.2474 | 0 | 0 | 0 | 0 | 0 | 0 | 0 | 0 | 23177.8186 | 23177.8186 | 5291.1051 | 5291.1051 | 0 | 17886.7135 | 0 | 905.5464 | 0 | 4077.7877 | 0 | 1988.7118 | 0 | 4077.7877 | 0 | 1829.812 | 0 | 4077.7877 | 0 | 2204.1028 | 0 | 4077.7877 | 0 | 4983.3341 | 6066.4995 | 5907.5997 | 6281.8905
35205 | 242.131 | 617 | 1 | None | Electric, 120% Usage | EnergyStar, 120% Usage | Electric, 120% Usage | 290 Rated kWh, 120% Usage | 100-150% | 183 | None | 50 or more Unit | Multifamily with 5+ units, 4-7 stories | Multi-Family with 5+ Units | 500-749 | 0-1499 | 4 | Electricity | 100% Conditioned | Heat Pump | Heating and Cooling | Electricity Shared Heating | Fan Coil Heating and Cooling, Electricity | 15000-19999 | 100% Incandescent | Occupied | 1990s | Electricity | Yes | 0 | 347.5823 | 20.2219 | 14.3605 | 1111.0324 | 72.3886 | 0 | 129.5374 | 0 | 1553.8628 | 0 | 0 | 2323.7605 | 130.7097 | 0 | 1017.8358 | 16.412 | 2742.8521 | 0 | 0 | 0 | 416.454 | 480.0504 | 0 | 0 | 0 | 0 | 0 | 0 | 0 | 0 | 0 | 0 | 0 | 0 | 0 | 0 | 0 | 0 | 0 | 0 | 0 | 10377.3535 | 10377.3535 | 10377.3535 | 10377.3535 | 0 | 0 | 0 | 1711.9601 | 0 | 0 | 0 | 3896.6755 | 0 | 0 | 0 | 3422.5976 | 0 | 0 | 0 | 4138.1105 | 0 | 0 | 0 | 1711.9601 | 3896.6755 | 3422.5976 | 4138.1105
35218 | 242.131 | 1202 | 2 | Standard Efficiency | Electric, 80% Usage | EnergyStar, 80% Usage | Electric, 80% Usage | 290 Rated kWh, 80% Usage | 0-100% | None | 8 | Single-Family Attached | Single-Family Attached | Single-Family Attached | 1000-1499 | 0-1499 | 1 | Electricity | 100% Conditioned | Central AC | None | Electricity Baseboard | None | <10000 | 100% CFL | Occupied | 1980s | Electricity | Yes | 67.9925 | 296.0018 | 17.2912 | 492.0663 | 1874.4826 | 66.2341 | 0 | 0 | 0 | 2948.0019 | 0 | 0 | 1216.2449 | 40.1507 | 0 | 486.2049 | 16.412 | 893.2806 | 0 | 0 | 0 | 311.5345 | 480.0504 | 0 | 0 | 0 | 0 | 0 | 0 | 0 | 0 | 0 | 0 | 0 | 0 | 0 | 0 | 0 | 0 | 0 | 0 | 0 | 9205.9485 | 9205.9485 | 9205.9485 | 9205.9485 | 0 | 0 | 0 | 1595.1351 | 0 | 0 | 0 | 3576.7827 | 0 | 0 | 0 | 3138.0922 | 0 | 0 | 0 | 3777.935 | 0 | 0 | 0 | 1595.1351 | 3576.7827 | 3138.0922 | 3777.935
35304 | 242.131 | 1202 | 3 | Standard Efficiency | Electric, 100% Usage | EnergyStar, 100% Usage | Gas, 100% Usage | 318 Rated kWh, 100% Usage | 0-100% | None | 12 | Single-Family Attached | Single-Family Attached | Single-Family Attached | 1000-1499 | 0-1499 | 2 | Natural Gas | 100% Conditioned | Central AC | None | Natural Gas Fuel Furnace | None | 10000-14999 | 100% CFL | Occupied | <1940 | Natural Gas | Yes | 67.9925 | 369.8557 | 21.6873 | 305.6731 | 1954.491 | 88.5075 | 0 | 390.0776 | 0 | 0 | 0 | 0 | 0 | 40.1507 | 0 | 486.2049 | 21.9803 | 1786.8543 | 0 | 0 | 0 | 26.6695 | 434.0383 | 0 | 0 | 0 | 0 | 0 | 0 | 0 | 0 | 18049.368 | 0 | 3533.2648 | 0 | 0 | 781.0344 | 0 | 0 | 0 | 0 | 0 | 28357.5567 | 28357.5567 | 5993.8895 | 5993.8895 | 0 | 22363.6672 | 0 | 999.2341 | 0 | 5098.4295 | 0 | 2177.1295 | 0 | 5098.4295 | 0 | 1928.3781 | 0 | 5098.4295 | 0 | 2301.9237 | 0 | 5098.4295 | 0 | 6097.6635 | 7275.559 | 7026.8076 | 7400.3532
35356 | 242.131 | 1220 | 3 | Standard Efficiency | Electric, 120% Usage | EnergyStar, 120% Usage | Electric, 120% Usage | 318 Rated kWh, 120% Usage | 300-400% | None | None | Single-Family Detached | Single-Family Detached | Single-Family Detached | 1000-1499 | 0-1499 | 1 | Natural Gas | 100% Conditioned | Central AC | None | Natural Gas Fuel Furnace | None | 60000-69999 | 100% CFL | Occupied | 1940s | Natural Gas | Yes | 67.9925 | 480.0504 | 28.1348 | 821.7713 | 4445.0089 | 117.2284 | 0 | 925.2254 | 0 | 0 | 0 | 0 | 0 | 40.1507 | 0 | 491.1871 | 21.9803 | 4466.4031 | 0 | 0 | 0 | 486.498 | 434.0383 | 0 | 0 | 0 | 0 | 0 | 0 | 0 | 0 | 37121.8471 | 0 | 6276.117 | 0 | 0 | 0 | 0 | 0 | 0 | 0 | 0 | 56223.9264 | 56223.9264 | 12825.9623 | 12825.9623 | 0 | 43398.2571 | 0 | 2218.8745 | 0 | 9893.8938 | 0 | 4782.4244 | 0 | 9893.8938 | 0 | 4236.76 | 0 | 9893.8938 | 0 | 5042.8975 | 0 | 9893.8938 | 0 | 12112.7683 | 14676.3182 | 14130.6538 | 14936.7913
35433 | 242.131 | 617 | 1 | Standard Efficiency | Electric, 100% Usage | EnergyStar, 100% Usage | Electric, 100% Usage | None | 400%+ | 4 | None | 3 or 4 Unit | Multifamily with 2-4 Units | Multi-Family with 2 - 4 Units | 500-749 | 0-1499 | 2 | Electricity | None | None | None | Electricity Baseboard | None | 100000-119999 | 100% Incandescent | Occupied | 1980s | Natural Gas | Yes | 67.9925 | 369.8557 | 21.6873 | 0 | 0 | 0 | 0 | 0 | 0 | 2176.0527 | 0 | 0 | 0 | 130.7097 | 0 | 1017.8358 | 16.412 | 1211.8489 | 0 | 0 | 0 | 389.4915 | 480.0504 | 0 | 0 | 0 | 0 | 0 | 0 | 0 | 0 | 0 | 0 | 3353.3192 | 0 | 0 | 0 | 0 | 0 | 0 | 0 | 0 | 9235.2556 | 9235.2556 | 5881.9364 | 5881.9364 | 0 | 3353.3192 | 0 | 1004.8609 | 0 | 764.49 | 0 | 2323.4353 | 0 | 764.49 | 0 | 2024.6354 | 0 | 764.49 | 0 | 2449.2387 | 0 | 764.49 | 0 | 1769.3509 | 3087.9253 | 2789.1254 | 3213.7287
35448 | 242.131 | 1202 | 3 | Standard Efficiency | Electric, 80% Usage | EnergyStar, 80% Usage | Electric, 80% Usage | 318 Rated kWh, 80% Usage | 400%+ | None | 24 | Single-Family Attached | Single-Family Attached | Single-Family Attached | 1000-1499 | 0-1499 | 2 | Electricity | 80% Conditioned | Central AC | None | Electricity Electric Furnace | None | 120000-139999 | 100% LED | Occupied | 1980s | Electricity | Yes | 67.9925 | 296.0018 | 17.2912 | 240.3183 | 1483.5258 | 70.9232 | 0 | 303.0355 | 0 | 12917.1074 | 0 | 0 | 1178.4388 | 26.6695 | 0 | 371.321 | 21.9803 | 893.2806 | 0 | 0 | 0 | 311.5345 | 1756.0819 | 0 | 0 | 0 | 0 | 0 | 0 | 0 | 0 | 0 | 0 | 0 | 0 | 0 | 0 | 0 | 0 | 0 | 0 | 0 | 19955.7953 | 19955.7953 | 19955.7953 | 19955.7953 | 0 | 0 | 0 | 3568.574 | 0 | 0 | 0 | 8231.0922 | 0 | 0 | 0 | 7159.5478 | 0 | 0 | 0 | 8696.7705 | 0 | 0 | 0 | 3568.574 | 8231.0922 | 7159.5478 | 8696.7705
35456 | 242.131 | 1623 | 2 | Standard Efficiency | None | None | Gas, 100% Usage | 290 Rated kWh, 100% Usage | 400%+ | 8 | None | 5 to 9 Unit | Multifamily with 5+ units, 1-3 stories | Multi-Family with 5+ Units | 1500-1999 | 1500-2499 | 2 | Natural Gas | 100% Conditioned | Central AC | Heating and Cooling | Natural Gas Shared Heating | Fan Coil Heating and Cooling, Natural Gas | 80000-99999 | 100% LED | Occupied | 1990s | Natural Gas | Yes | 67.9925 | 0 | 0 | 21.3942 | 1854.5537 | 82.646 | 0 | 181.9971 | 0 | 0 | 0 | 0 | 0 | 30.1863 | 0 | 459.5354 | 16.412 | 1971.7822 | 0 | 0 | 0 | 26.6695 | 434.0383 | 0 | 0 | 0 | 0 | 0 | 0 | 0 | 0 | 9893.7863 | 0 | 3581.3285 | 0 | 0 | 781.0344 | 0 | 0 | 0 | 0 | 0 | 19403.9425 | 19403.9425 | 5147.7933 | 5147.7933 | 0 | 14256.1491 | 0 | 874.5964 | 0 | 3250.1304 | 0 | 1919.265 | 0 | 3250.1304 | 0 | 1782.4525 | 0 | 3250.1304 | 0 | 2103.0996 | 0 | 3250.1304 | 0 | 4124.7268 | 5169.3954 | 5032.5829 | 5353.23
35462 | 242.131 | 2663 | 3 | Standard Efficiency | Electric, 80% Usage | EnergyStar, 80% Usage | Electric, 80% Usage | 290 Rated kWh, 80% Usage | 400%+ | None | None | Single-Family Detached | Single-Family Detached | Single-Family Detached | 2500-2999 | 2500-3999 | 2 | Propane | 100% Conditioned | Central AC | None | Propane Fuel Furnace | None | 70000-79999 | 100% Incandescent | Occupied | 2000s | Propane | Yes | 67.9925 | 320.0336 | 18.7565 | 704.2498 | 2452.1256 | 72.9747 | 319.7405 | 349.6338 | 0 | 0 | 0 | 0 | 0 | 233.2846 | 99.9372 | 2774.2107 | 21.9803 | 1346.0754 | 0 | 0 | 0 | 324.4297 | 434.0383 | 0 | 0 | 0 | 0 | 0 | 0 | 0 | 0 | 0 | 0 | 0 | 0 | 0 | 0 | 0 | 0 | 23356.0059 | 2800.2941 | 0 | 35695.1771 | 35695.1771 | 9538.8772 | 9538.8772 | 0 | 0 | 26156.0069 | 1631.0928 | 0 | 0 | 7197.7706 | 3520.4615 | 0 | 0 | 7197.7706 | 3117.8107 | 0 | 0 | 7197.7706 | 3735.0724 | 0 | 0 | 7197.7706 | 8828.8634 | 10718.2321 | 10315.5813 | 10932.843
35633 | 242.131 | 853 | 1 | Standard Efficiency | None | None | Electric, 100% Usage | 318 Rated kWh, 100% Usage | 400%+ | 183 | None | 50 or more Unit | Multifamily with 5+ units, 8+ stories | Multi-Family with 5+ Units | 750-999 | 0-1499 | 21 | Electricity | 100% Conditioned | Central AC | Heating and Cooling | Electricity Shared Heating | Fan Coil Heating and Cooling, Electricity | 50000-59999 | 100% Incandescent | Occupied | 1960s | Electricity | No | 67.9925 | 0 | 0 | 17.2912 | 1515.1774 | 64.7687 | 0 | 104.0402 | 0 | 1759.3056 | 0 | 0 | 1289.2196 | 142.7256 | 0 | 1220.3479 | 16.412 | 1466.5276 | 0 | 0 | 0 | 346.9961 | 480.0504 | 0 | 0 | 0 | 0 | 0 | 0 | 0 | 0 | 0 | 0 | 0 | 0 | 0 | 0 | 0 | 0 | 0 | 0 | 0 | 8490.562 | 8490.562 | 8490.562 | 8490.562 | 0 | 0 | 0 | 1456.2293 | 0 | 0 | 0 | 3254.5833 | 0 | 0 | 0 | 2856.3601 | 0 | 0 | 0 | 3471.8513 | 0 | 0 | 0 | 1456.2293 | 3254.5833 | 2856.3601 | 3471.8513
35668 | 242.131 | 853 | 3 | None | Electric, 80% Usage | EnergyStar, 80% Usage | Electric, 80% Usage | None | 150-200% | 2 | None | 2 Unit | Multifamily with 2-4 Units | Multi-Family with 2 - 4 Units | 750-999 | 0-1499 | 1 | Natural Gas | None | None | None | Natural Gas Fuel Furnace | None | 30000-34999 | 100% Incandescent | Occupied | <1940 | Natural Gas | Yes | 0 | 296.0018 | 17.2912 | 0 | 0 | 0 | 0 | 196.6507 | 0 | 0 | 0 | 0 | 0 | 142.7256 | 0 | 1220.3479 | 21.9803 | 642.7049 | 0 | 0 | 0 | 311.5345 | 434.0383 | 0 | 0 | 0 | 0 | 0 | 0 | 647.1009 | 0 | 9126.8193 | 0 | 2261.0433 | 0 | 0 | 0 | 0 | 0 | 0 | 0 | 0 | 15318.2387 | 15318.2387 | 3283.2752 | 3283.2752 | 0 | 12034.9635 | 0 | 543.8323 | 0 | 2743.7376 | 0 | 1222.2128 | 0 | 2743.7376 | 0 | 1071.9254 | 0 | 2743.7376 | 0 | 1315.9649 | 0 | 2743.7376 | 0 | 3287.5699 | 3965.9504 | 3815.663 | 4059.7025
35675 | 242.131 | 1675 | 5 | Standard Efficiency | Electric, 100% Usage | EnergyStar, 100% Usage | Electric, 100% Usage | None | 300-400% | None | 12 | Single-Family Attached | Single-Family Attached | Single-Family Attached | 1500-1999 | 1500-2499 | 2 | Electricity | 100% Conditioned | Heat Pump | None | Electricity ASHP | None | 80000-99999 | 100% Incandescent | Occupied | 1990s | Electricity | Yes | 67.9925 | 530.4586 | 31.0655 | 505.5476 | 1792.4227 | 0 | 0 | 97.8857 | 113.1254 | 970.3583 | 0 | 0 | 2880.0094 | 183.7556 | 0 | 1926.0631 | 27.2556 | 2121.5415 | 0 | 0 | 0 | 474.4821 | 434.0383 | 0 | 0 | 0 | 0 | 0 | 0 | 0 | 0 | 0 | 0 | 0 | 0 | 0 | 0 | 0 | 0 | 0 | 0 | 0 | 12156.0018 | 12156.0018 | 12156.0018 | 12156.0018 | 0 | 0 | 0 | 2083.4273 | 0 | 0 | 0 | 4648.7103 | 0 | 0 | 0 | 4085.0216 | 0 | 0 | 0 | 4922.6162 | 0 | 0 | 0 | 2083.4273 | 4648.7103 | 4085.0216 | 4922.6162
35694 | 242.131 | 2176 | 3 | Standard Efficiency | Electric, 80% Usage | Standard, 80% Usage | Propane, 80% Usage | None | 0-100% | None | None | Mobile Home | Mobile Home | Mobile Home | 2000-2499 | 1500-2499 | 1 | Fuel Oil | 100% Conditioned | Central AC | None | Fuel Oil Fuel Furnace | None | 10000-14999 | 100% LED | Occupied | 1970s | Electricity | Yes | 67.9925 | 420.557 | 15.8258 | 462.1731 | 1904.3758 | 0 | 0 | 429.9353 | 0 | 0 | 0 | 0 | 875.9894 | 34.8755 | 0 | 575.5916 | 21.9803 | 1153.2347 | 0 | 0 | 0 | 18.4635 | 434.0383 | 0 | 0 | 40267.965 | 0 | 0 | 0 | 0 | 0 | 0 | 0 | 0 | 0 | 0 | 0 | 0 | 0 | 0 | 0 | 543.9399 | 47226.6445 | 47226.6445 | 6414.7396 | 6414.7396 | 40267.965 | 0 | 543.9399 | 1050.4469 | 12209.2265 | 0 | 149.6451 | 2268.3701 | 12209.2265 | 0 | 149.6451 | 2123.5938 | 12209.2265 | 0 | 149.6451 | 2538.6045 | 12209.2265 | 0 | 149.6451 | 13409.3185 | 14627.2417 | 14482.4655 | 14897.4762
35772 | 242.131 | 1138 | 2 | Standard Efficiency | None | None | Electric, 100% Usage | 318 Rated kWh, 100% Usage | 400%+ | 6 | None | 5 to 9 Unit | Multifamily with 5+ units, 1-3 stories | Multi-Family with 5+ Units | 1000-1499 | 0-1499 | 2 | Electricity | 100% Conditioned | Central AC | None | Electricity Electric Furnace | None | 200000+ | 100% Incandescent | Occupied | 2000s | Electricity | No | 67.9925 | 0 | 0 | 266.4016 | 1603.0988 | 64.7687 | 0 | 102.2818 | 0 | 5248.0237 | 0 | 0 | 1337.8694 | 156.793 | 0 | 1465.0623 | 16.412 | 1581.4115 | 0 | 0 | 0 | 346.9961 | 434.0383 | 0 | 0 | 0 | 0 | 0 | 0 | 0 | 0 | 0 | 0 | 0 | 0 | 0 | 0 | 0 | 0 | 0 | 0 | 0 | 12691.1496 | 12691.1496 | 12691.1496 | 12691.1496 | 0 | 0 | 0 | 2274.7381 | 0 | 0 | 0 | 5161.7274 | 0 | 0 | 0 | 4508.7136 | 0 | 0 | 0 | 5436.4474 | 0 | 0 | 0 | 2274.7381 | 5161.7274 | 4508.7136 | 5436.4474
35889 | 242.131 | 2152 | 3 | Standard Efficiency | None | EnergyStar, 100% Usage | Gas, 100% Usage | 318 Rated kWh, 100% Usage | 400%+ | None | 6 | Single-Family Attached | Single-Family Attached | Single-Family Attached | 2000-2499 | 1500-2499 | 2 | Natural Gas | 100% Conditioned | Central AC | None | Natural Gas Fuel Furnace | None | 120000-139999 | 100% CFL | Occupied | 1960s | Natural Gas | Yes | 67.9925 | 0 | 16.9981 | 655.0138 | 3957.0456 | 64.7687 | 0 | 1280.7206 | 0 | 0 | 0 | 0 | 0 | 51.8736 | 0 | 747.0382 | 21.9803 | 1801.5079 | 0 | 0 | 0 | 23.7388 | 817.9614 | 0 | 0 | 0 | 0 | 0 | 0 | 0 | 0 | 51369.4971 | 0 | 2780.3652 | 0 | 0 | 694.8715 | 0 | 0 | 0 | 0 | 0 | 64351.0802 | 64351.0802 | 9506.6394 | 9506.6394 | 0 | 54844.7339 | 0 | 1599.4964 | 0 | 12503.4433 | 0 | 3454.0837 | 0 | 12503.4433 | 0 | 3068.1441 | 0 | 12503.4433 | 0 | 3629.2184 | 0 | 12503.4433 | 0 | 14102.9397 | 15957.527 | 15571.5875 | 16132.6617
35992 | 242.131 | 1138 | 2 | None | None | None | Electric, 80% Usage | None | 300-400% | 12 | None | 10 to 19 Unit | Multifamily with 5+ units, 1-3 stories | Multi-Family with 5+ Units | 1000-1499 | 0-1499 | 2 | Electricity | 60% Conditioned | Room AC | Heating Only | Electricity Shared Heating | Boiler Baseboards Heating Only, Electricity | 45000-49999 | 100% LED | Vacant | 2010s | Electricity | Yes | 0 | 0 | 0 | 0 | 698.3884 | 0 | 319.7405 | 33.9962 | 0 | 2178.3973 | 0 | 0 | 351.9784 | 0 | 0 | 0 | 16.412 | 0 | 0 | 0 | 0 | 0 | 480.0504 | 0 | 0 | 0 | 0 | 0 | 0 | 0 | 0 | 0 | 0 | 0 | 0 | 0 | 0 | 0 | 0 | 0 | 0 | 0 | 4079.2562 | 4079.2562 | 4079.2562 | 4079.2562 | 0 | 0 | 0 | 752.0784 | 0 | 0 | 0 | 1731.0545 | 0 | 0 | 0 | 1508.992 | 0 | 0 | 0 | 1776.4011 | 0 | 0 | 0 | 752.0784 | 1731.0545 | 1508.992 | 1776.4011
36060 | 242.131 | 853 | 2 | Standard Efficiency | Electric, 100% Usage | EnergyStar, 100% Usage | Electric, 100% Usage | 318 Rated kWh, 100% Usage | 400%+ | 116 | None | 50 or more Unit | Multifamily with 5+ units, 8+ stories | Multi-Family with 5+ Units | 750-999 | 0-1499 | 21 | Electricity | None | None | Heating Only | Electricity Shared Heating | Boiler Baseboards Heating Only, Electricity | 200000+ | 100% Incandescent | Occupied | 1960s | Electricity | Yes | 67.9925 | 369.8557 | 21.6873 | 0 | 0 | 88.5075 | 0 | 77.6638 | 0 | 4363.2421 | 0 | 0 | 1967.3861 | 142.7256 | 0 | 1220.3479 | 16.412 | 1661.713 | 0 | 0 | 0 | 389.4915 | 434.0383 | 0 | 0 | 0 | 0 | 0 | 0 | 0 | 0 | 0 | 0 | 0 | 0 | 0 | 0 | 0 | 0 | 0 | 0 | 0 | 10821.0631 | 10821.0631 | 10821.0631 | 10821.0631 | 0 | 0 | 0 | 1862.2593 | 0 | 0 | 0 | 4309.9476 | 0 | 0 | 0 | 3752.1614 | 0 | 0 | 0 | 4592.4077 | 0 | 0 | 0 | 1862.2593 | 4309.9476 | 3752.1614 | 4592.4077
36107 | 242.131 | 2176 | 4 | Standard Efficiency | Electric, 80% Usage | EnergyStar, 80% Usage | Propane, 80% Usage | None | 400%+ | None | None | Single-Family Detached | Single-Family Detached | Single-Family Detached | 2000-2499 | 1500-2499 | 2 | Fuel Oil | 60% Conditioned | Central AC | None | Fuel Oil Fuel Furnace | None | 200000+ | 100% Incandescent | Occupied | 1950s | Electricity | Yes | 67.9925 | 320.0336 | 18.7565 | 107.264 | 1567.6372 | 0 | 0 | 846.9754 | 0 | 0 | 0 | 0 | 1096.6719 | 208.6666 | 99.9372 | 2355.9983 | 21.9803 | 1268.7047 | 0 | 0 | 0 | 22.2734 | 434.0383 | 0 | 0 | 33976.6084 | 0 | 0 | 0 | 0 | 0 | 0 | 0 | 0 | 0 | 0 | 0 | 0 | 0 | 0 | 0 | 650.9108 | 43064.4492 | 43064.4492 | 8436.93 | 8436.93 | 33976.6084 | 0 | 650.9108 | 1440.2007 | 10301.6506 | 0 | 179.0855 | 3167.4006 | 10301.6506 | 0 | 179.0855 | 2790.473 | 10301.6506 | 0 | 179.0855 | 3372.9115 | 10301.6506 | 0 | 179.0855 | 11920.9368 | 13648.1367 | 13271.2092 | 13853.6476
36128 | 242.131 | 1690 | 4 | Standard Efficiency | Electric, 80% Usage | Standard, 80% Usage | Electric, 80% Usage | 290 Rated kWh, 80% Usage | 400%+ | None | None | Single-Family Detached | Single-Family Detached | Single-Family Detached | 1500-1999 | 1500-2499 | 1 | Natural Gas | 100% Conditioned | Central AC | None | Natural Gas Fuel Boiler | None | 140000-159999 | 100% Incandescent | Occupied | 1960s | Natural Gas | Yes | 67.9925 | 1179.318 | 44.2537 | 1171.9912 | 5859.663 | 156.2069 | 319.7405 | 82.646 | 0 | 0 | 0 | 0 | 0 | 184.6348 | 99.9372 | 1938.9582 | 21.9803 | 1663.4714 | 0 | 0 | 0 | 482.6881 | 434.0383 | 0 | 0 | 0 | 0 | 0 | 0 | 0 | 0 | 29179.9142 | 0 | 3806.114 | 0 | 0 | 0 | 0 | 0 | 0 | 0 | 0 | 46692.9621 | 46692.9621 | 13706.9339 | 13706.9339 | 0 | 32986.0281 | 0 | 2319.5312 | 0 | 7520.1256 | 0 | 4957.4217 | 0 | 7520.1256 | 0 | 4412.151 | 0 | 7520.1256 | 0 | 5200.3023 | 0 | 7520.1256 | 0 | 9839.6568 | 12477.5473 | 11932.2766 | 12720.4279
36159 | 242.131 | 1675 | 3 | None | Electric, 80% Usage | EnergyStar, 80% Usage | Gas, 80% Usage | 318 Rated kWh, 80% Usage | 150-200% | None | 20 | Single-Family Attached | Single-Family Attached | Single-Family Attached | 1500-1999 | 1500-2499 | 3 | Natural Gas | 100% Conditioned | Central AC | None | Natural Gas Fuel Wall/Floor Furnace | None | 35000-39999 | 100% Incandescent | Occupied | 1990s | Natural Gas | Yes | 0 | 360.1843 | 21.1011 | 832.3218 | 3708.5213 | 89.9728 | 0 | 0 | 0 | 0 | 0 | 0 | 0 | 183.7556 | 0 | 1926.0631 | 21.9803 | 995.2694 | 0 | 0 | 0 | 23.7388 | 434.0383 | 373.6656 | 0 | 0 | 0 | 0 | 0 | 0 | 0 | 41460.1781 | 0 | 2877.6648 | 0 | 0 | 693.6992 | 0 | 0 | 0 | 0 | 0 | 54001.8615 | 54001.8615 | 8970.3193 | 8970.3193 | 0 | 45031.8353 | 0 | 1748.0706 | 0 | 10266.2958 | 0 | 3641.6282 | 0 | 10266.2958 | 0 | 3237.0951 | 0 | 10266.2958 | 0 | 3768.9004 | 0 | 10266.2958 | 0 | 12014.3664 | 13907.9241 | 13503.3909 | 14035.1962
36180 | 242.131 | 2176 | 3 | Standard Efficiency | Electric, 120% Usage | EnergyStar, 120% Usage | Electric, 120% Usage | 318 Rated kWh, 120% Usage | 400%+ | None | None | Single-Family Detached | Single-Family Detached | Single-Family Detached | 2000-2499 | 1500-2499 | 2 | Electricity | 100% Conditioned | Heat Pump | None | Electricity ASHP | None | 140000-159999 | 100% LED | Occupied | 1980s | Natural Gas | Yes | 67.9925 | 480.0504 | 28.1348 | 414.6956 | 1681.0557 | 117.2284 | 0 | 628.3444 | 6604.0635 | 6486.8351 | 0 | 0 | 0 | 34.8755 | 16.7051 | 575.5916 | 21.9803 | 5074.5256 | 0 | 0 | 0 | 486.498 | 1836.0903 | 0 | 0 | 0 | 0 | 0 | 0 | 0 | 0 | 0 | 0 | 6560.982 | 0 | 0 | 0 | 0 | 0 | 0 | 0 | 0 | 31115.3555 | 31115.3555 | 24554.3735 | 24554.3735 | 0 | 6560.982 | 0 | 4402.2909 | 0 | 1495.744 | 0 | 10164.6131 | 0 | 1495.744 | 0 | 8845.1202 | 0 | 1495.744 | 0 | 10628.2929 | 0 | 1495.744 | 0 | 5898.0348 | 11660.3571 | 10340.8641 | 12124.0369
36194 | 242.131 | 2663 | 4 | Standard Efficiency | Electric, 100% Usage | EnergyStar, 100% Usage | Electric, 100% Usage | 290 Rated kWh, 100% Usage | 400%+ | None | None | Single-Family Detached | Single-Family Detached | Single-Family Detached | 2500-2999 | 2500-3999 | 2 | Electricity | 100% Conditioned | Heat Pump | None | Electricity ASHP | None | 200000+ | 100% Incandescent | Occupied | 1980s | Electricity | Yes | 67.9925 | 897.6767 | 52.4597 | 1174.0427 | 4968.1408 | 229.7677 | 319.7405 | 1335.2318 | 4927.697 | 14382.4628 | 0 | 0 | 5409.5058 | 233.2846 | 99.9372 | 2774.2107 | 21.9803 | 3951.1842 | 0 | 0 | 0 | 669.0813 | 914.0887 | 0 | 0 | 0 | 0 | 0 | 0 | 0 | 0 | 0 | 0 | 0 | 0 | 0 | 0 | 0 | 0 | 0 | 0 | 0 | 42428.1919 | 42428.1919 | 42428.1919 | 42428.1919 | 0 | 0 | 0 | 7532.6647 | 0 | 0 | 0 | 17206.1987 | 0 | 0 | 0 | 15013.0102 | 0 | 0 | 0 | 18102.7554 | 0 | 0 | 0 | 7532.6647 | 17206.1987 | 15013.0102 | 18102.7554
36247 | 242.131 | 3301 | 4 | Standard Efficiency | Electric, 80% Usage | EnergyStar, 80% Usage | Gas, 80% Usage | 290 Rated kWh, 80% Usage | 300-400% | None | None | Single-Family Detached | Single-Family Detached | Single-Family Detached | 3000-3999 | 2500-3999 | 1 | Natural Gas | 60% Conditioned | Central AC | None | Natural Gas Fuel Furnace | None | 80000-99999 | 100% LED | Occupied | 1940s | Natural Gas | Yes | 67.9925 | 519.0289 | 30.1863 | 157.0861 | 1523.3834 | 128.3651 | 319.7405 | 1327.6119 | 0 | 0 | 0 | 0 | 0 | 44.2537 | 0 | 811.5138 | 21.9803 | 1762.2363 | 0 | 0 | 0 | 29.6002 | 480.0504 | 0 | 0 | 0 | 0 | 0 | 0 | 0 | 0 | 60810.4886 | 0 | 3950.8911 | 0 | 0 | 864.8527 | 0 | 0 | 0 | 0 | 0 | 72849.262 | 72849.262 | 7223.0296 | 7223.0296 | 0 | 65626.2324 | 0 | 1261.4513 | 0 | 14961.4023 | 0 | 2765.1018 | 0 | 14961.4023 | 0 | 2437.267 | 0 | 14961.4023 | 0 | 2926.7381 | 0 | 14961.4023 | 0 | 16222.8536 | 17726.5041 | 17398.6693 | 17888.1404
36260 | 242.131 | 1220 | 3 | Standard Efficiency | Electric, 80% Usage | EnergyStar, 80% Usage | Electric, 80% Usage | None | 400%+ | None | None | Single-Family Detached | Single-Family Detached | Single-Family Detached | 1000-1499 | 0-1499 | 1 | Electricity | 20% Conditioned | Room AC | None | Electricity Baseboard | None | 100000-119999 | 100% CFL | Occupied | <1940 | Electricity | Yes | 67.9925 | 320.0336 | 18.7565 | 0 | 648.8593 | 0 | 319.7405 | 0 | 0 | 20693.1621 | 0 | 0 | 1094.6204 | 40.1507 | 0 | 491.1871 | 21.9803 | 1116.6008 | 0 | 0 | 0 | 324.4297 | 914.0887 | 0 | 0 | 0 | 0 | 0 | 0 | 719.1964 | 0 | 0 | 0 | 0 | 0 | 0 | 0 | 0 | 0 | 0 | 0 | 0 | 26790.5057 | 26790.5057 | 26071.3093 | 26071.3093 | 0 | 719.1964 | 0 | 4615.3944 | 0 | 163.9664 | 0 | 10816.3337 | 0 | 163.9664 | 0 | 9382.9469 | 0 | 163.9664 | 0 | 11464.6143 | 0 | 163.9664 | 0 | 4779.3608 | 10980.3001 | 9546.9133 | 11628.5807
36304 | 242.131 | 3241 | 2 | Standard Efficiency | None | EnergyStar, 100% Usage | Gas, 100% Usage | None | 400%+ | None | 8 | Single-Family Attached | Single-Family Attached | Single-Family Attached | 3000-3999 | 2500-3999 | 2 | Natural Gas | 20% Conditioned | Room AC | None | Natural Gas Fuel Wall/Floor Furnace | None | 200000+ | 100% CFL | Occupied | <1940 | Natural Gas | Yes | 67.9925 | 0 | 16.9981 | 0 | 1196.9022 | 0 | 0 | 0 | 0 | 0 | 0 | 0 | 0 | 65.6479 | 0 | 1046.2637 | 16.412 | 1968.8514 | 0 | 0 | 0 | 23.7388 | 434.0383 | 382.4577 | 0 | 0 | 0 | 0 | 0 | 0 | 0 | 28476.2505 | 0 | 2792.9673 | 0 | 0 | 694.8715 | 0 | 0 | 0 | 0 | 0 | 37183.0989 | 37183.0989 | 5219.0096 | 5219.0096 | 0 | 31964.0893 | 0 | 918.5064 | 0 | 7287.1451 | 0 | 2008.1097 | 0 | 7287.1451 | 0 | 1771.6878 | 0 | 7287.1451 | 0 | 2117.0263 | 0 | 7287.1451 | 0 | 8205.6515 | 9295.2548 | 9058.8329 | 9404.1714
36329 | 242.131 | 2152 | 3 | Standard Efficiency | Electric, 100% Usage | Standard, 100% Usage | Electric, 100% Usage | 290 Rated kWh, 100% Usage | 400%+ | None | 8 | Single-Family Attached | Single-Family Attached | Single-Family Attached | 2000-2499 | 1500-2499 | 2 | Electricity | 100% Conditioned | Heat Pump | None | Electricity ASHP | None | 140000-159999 | 100% Incandescent | Occupied | 1980s | Electricity | Yes | 67.9925 | 705.129 | 26.3764 | 969.4791 | 3282.1029 | 82.646 | 0 | 170.2743 | 1725.0163 | 2449.1949 | 0 | 0 | 2176.9319 | 207.4943 | 0 | 2335.4834 | 21.9803 | 1932.8037 | 0 | 0 | 0 | 389.4915 | 727.1093 | 361.9428 | 0 | 0 | 0 | 0 | 0 | 0 | 0 | 0 | 0 | 0 | 0 | 0 | 0 | 0 | 0 | 0 | 0 | 0 | 17631.7417 | 17631.7417 | 17631.7417 | 17631.7417 | 0 | 0 | 0 | 3055.4177 | 0 | 0 | 0 | 6837.1253 | 0 | 0 | 0 | 6002.5938 | 0 | 0 | 0 | 7268.0067 | 0 | 0 | 0 | 3055.4177 | 6837.1253 | 6002.5938 | 7268.0067
36455 | 242.131 | 2176 | 4 | None | Electric, 100% Usage | EnergyStar, 100% Usage | Electric, 100% Usage | None | 400%+ | None | None | Single-Family Detached | Single-Family Detached | Single-Family Detached | 2000-2499 | 1500-2499 | 1 | Natural Gas | 100% Conditioned | Central AC | None | Natural Gas Fuel Furnace | None | 140000-159999 | 100% LED | Occupied | 2010s | Natural Gas | Yes | 0 | 400.042 | 23.4457 | 471.8444 | 2246.9759 | 0 | 0 | 495.5832 | 0 | 0 | 0 | 0 | 0 | 34.8755 | 16.7051 | 575.5916 | 21.9803 | 2537.1163 | 0 | 0 | 0 | 405.6104 | 480.0504 | 0 | 0 | 0 | 0 | 0 | 0 | 0 | 0 | 19915.6446 | 0 | 3760.981 | 0 | 0 | 0 | 0 | 0 | 0 | 0 | 0 | 31386.1532 | 31386.1532 | 7709.5276 | 7709.5276 | 0 | 23676.6256 | 0 | 1314.166 | 0 | 5397.771 | 0 | 2864.507 | 0 | 5397.771 | 0 | 2537.0782 | 0 | 5397.771 | 0 | 3000.7099 | 0 | 5397.771 | 0 | 6711.9369 | 8262.278 | 7934.8492 | 8398.4809
36492 | 242.131 | 1675 | 3 | None | Electric, 100% Usage | Standard, 100% Usage | Electric, 100% Usage | 290 Rated kWh, 100% Usage | 400%+ | None | 5 | Single-Family Attached | Single-Family Attached | Single-Family Attached | 1500-1999 | 1500-2499 | 3 | Natural Gas | 40% Conditioned | Room AC | None | Natural Gas Fuel Wall/Floor Furnace | None | 70000-79999 | 100% CFL | Occupied | <1940 | Natural Gas | Yes | 0 | 552.439 | 20.808 | 0 | 523.1319 | 60.3726 | 0 | 0 | 0 | 0 | 0 | 0 | 0 | 46.0122 | 0 | 616.0354 | 21.9803 | 1728.2401 | 0 | 0 | 0 | 346.9961 | 434.0383 | 0 | 0 | 0 | 0 | 0 | 0 | 0 | 0 | 21335.867 | 0 | 2821.9813 | 0 | 0 | 0 | 0 | 0 | 0 | 0 | 0 | 28507.9022 | 28507.9022 | 4349.7608 | 4349.7608 | 0 | 24158.1414 | 0 | 757.8476 | 0 | 5507.5331 | 0 | 1654.7204 | 0 | 5507.5331 | 0 | 1458.2273 | 0 | 5507.5331 | 0 | 1767.312 | 0 | 5507.5331 | 0 | 6265.3807 | 7162.2535 | 6965.7604 | 7274.8451
36504 | 242.131 | 1138 | 3 | None | Electric, 120% Usage | EnergyStar, 120% Usage | Propane, 120% Usage | None | 400%+ | 4 | None | 3 or 4 Unit | Multifamily with 2-4 Units | Multi-Family with 2 - 4 Units | 1000-1499 | 0-1499 | 2 | Electricity | 40% Conditioned | Room AC | None | Electricity Electric Furnace | None | 80000-99999 | 100% Incandescent | Occupied | 1970s | Electricity | Yes | 0 | 444.0027 | 25.7903 | 0 | 695.7507 | 0 | 0 | 245.5936 | 0 | 10504.5464 | 0 | 0 | 3445.0504 | 156.793 | 0 | 1465.0623 | 21.9803 | 2748.4205 | 0 | 0 | 0 | 31.9447 | 1356.0398 | 0 | 0 | 0 | 0 | 0 | 0 | 0 | 0 | 0 | 0 | 0 | 0 | 0 | 0 | 0 | 0 | 0 | 0 | 937.2413 | 22078.216 | 22078.216 | 21140.9747 | 21140.9747 | 0 | 0 | 937.2413 | 3771.9558 | 0 | 0 | 257.9144 | 8679.265 | 0 | 0 | 257.9144 | 7552.107 | 0 | 0 | 257.9144 | 9186.3672 | 0 | 0 | 257.9144 | 4029.8702 | 8937.1795 | 7810.0215 | 9444.2817
36519 | 242.131 | 2663 | 4 | Standard Efficiency | Electric, 120% Usage | Standard, 120% Usage | Electric, 120% Usage | None | 400%+ | None | None | Single-Family Detached | Single-Family Detached | Single-Family Detached | 2500-2999 | 2500-3999 | 2 | Natural Gas | 60% Conditioned | Room AC | None | Natural Gas Fuel Wall/Floor Furnace | None | 160000-179999 | 100% Incandescent | Occupied | <1940 | Natural Gas | Yes | 67.9925 | 915.261 | 34.2893 | 0 | 1560.6034 | 0 | 319.7405 | 0 | 0 | 0 | 0 | 0 | 0 | 233.2846 | 0 | 2773.9177 | 21.9803 | 5384.3017 | 0 | 0 | 0 | 486.498 | 914.0887 | 0 | 0 | 0 | 0 | 0 | 0 | 0 | 0 | 43994.3637 | 0 | 5927.6555 | 0 | 0 | 0 | 0 | 0 | 0 | 0 | 0 | 62633.9768 | 62633.9768 | 12711.9577 | 12711.9577 | 0 | 49922.3122 | 0 | 2241.3101 | 0 | 11381.2481 | 0 | 4853.8026 | 0 | 11381.2481 | 0 | 4280.0758 | 0 | 11381.2481 | 0 | 5184.2923 | 0 | 11381.2481 | 0 | 13622.5582 | 16235.0507 | 15661.3239 | 16565.5404
36521 | 242.131 | 1220 | 3 | Standard Efficiency | Electric, 80% Usage | EnergyStar, 80% Usage | Electric, 80% Usage | 318 Rated kWh, 80% Usage | 100-150% | None | None | Single-Family Detached | Single-Family Detached | Single-Family Detached | 1000-1499 | 0-1499 | 1 | Natural Gas | 100% Conditioned | Central AC | None | Natural Gas Fuel Wall/Floor Furnace | None | 35000-39999 | 100% LED | Occupied | 1950s | Natural Gas | Yes | 67.9925 | 519.0289 | 30.1863 | 1622.7345 | 4962.2794 | 137.4503 | 0 | 0 | 0 | 0 | 0 | 0 | 0 | 26.9625 | 0 | 375.131 | 21.9803 | 1431.3591 | 0 | 0 | 0 | 429.9353 | 434.0383 | 439.8997 | 0 | 0 | 0 | 0 | 0 | 0 | 0 | 16615.0782 | 0 | 4023.5727 | 590.8313 | 0 | 0 | 0 | 0 | 0 | 0 | 0 | 31728.7533 | 31728.7533 | 10499.2711 | 10499.2711 | 0 | 21229.4822 | 0 | 1755.4946 | 0 | 4839.895 | 0 | 3752.2404 | 0 | 4839.895 | 0 | 3345.8035 | 0 | 4839.895 | 0 | 3918.6829 | 0 | 4839.895 | 0 | 6595.3895 | 8592.1354 | 8185.6985 | 8758.5779
36524 | 242.131 | 1220 | 3 | Standard Efficiency | Electric, 100% Usage | EnergyStar, 100% Usage | Electric, 100% Usage | None | 400%+ | None | None | Single-Family Detached | Single-Family Detached | Single-Family Detached | 1000-1499 | 0-1499 | 2 | Electricity | 40% Conditioned | Room AC | None | Electricity Baseboard | None | 70000-79999 | 100% CFL | Occupied | <1940 | Electricity | Yes | 67.9925 | 402.3866 | 23.4457 | 0 | 1142.6841 | 0 | 319.7405 | 0 | 0 | 16652.5913 | 0 | 0 | 2125.3514 | 40.1507 | 0 | 491.1871 | 21.9803 | 2233.2016 | 0 | 0 | 0 | 405.6104 | 434.0383 | 0 | 0 | 0 | 0 | 0 | 0 | 0 | 0 | 0 | 0 | 0 | 0 | 0 | 0 | 0 | 0 | 0 | 0 | 0 | 24360.0673 | 24360.0673 | 24360.0673 | 24360.0673 | 0 | 0 | 0 | 4157.9524 | 0 | 0 | 0 | 9781.787 | 0 | 0 | 0 | 8505.1472 | 0 | 0 | 0 | 10384.4367 | 0 | 0 | 0 | 4157.9524 | 9781.787 | 8505.1472 | 10384.4367
36553 | 242.131 | 3301 | 5 | Standard Efficiency | Electric, 100% Usage | EnergyStar, 100% Usage | Electric, 100% Usage | None | 400%+ | None | None | Single-Family Detached | Single-Family Detached | Single-Family Detached | 3000-3999 | 2500-3999 | 1 | Electricity | <10% Conditioned | Room AC | None | Electricity Baseboard | None | 200000+ | 100% Incandescent | Occupied | 1980s | Electricity | Yes | 67.9925 | 400.042 | 23.4457 | 0 | 302.4493 | 0 | 0 | 0 | 0 | 37464.1541 | 0 | 0 | 2122.7138 | 264.9362 | 0 | 3321.6675 | 27.2556 | 2894.956 | 0 | 0 | 0 | 405.6104 | 817.9614 | 0 | 0 | 0 | 0 | 0 | 1944.8196 | 0 | 0 | 0 | 0 | 0 | 0 | 0 | 0 | 0 | 0 | 0 | 0 | 0 | 50058.2972 | 50058.2972 | 48113.4776 | 48113.4776 | 0 | 1944.8196 | 0 | 8868.5042 | 0 | 443.3766 | 0 | 20019.1233 | 0 | 443.3766 | 0 | 17824.4751 | 0 | 443.3766 | 0 | 22083.0502 | 0 | 443.3766 | 0 | 9311.8808 | 20462.4998 | 18267.8516 | 22526.4267
36564 | 242.131 | 1220 | 3 | Standard Efficiency | Electric, 100% Usage | Standard, 100% Usage | Gas, 100% Usage | None | 400%+ | None | None | Single-Family Detached | Single-Family Detached | Single-Family Detached | 1000-1499 | 0-1499 | 1 | Natural Gas | 100% Conditioned | Central AC | None | Natural Gas Fuel Furnace | None | 120000-139999 | 100% CFL | Occupied | 1950s | Natural Gas | Yes | 67.9925 | 1237.053 | 46.3052 | 491.4802 | 3422.777 | 0 | 319.7405 | 592.0036 | 0 | 0 | 0 | 0 | 0 | 40.1507 | 24.911 | 491.1871 | 21.9803 | 2862.7182 | 0 | 0 | 0 | 36.927 | 434.0383 | 0 | 0 | 0 | 0 | 0 | 0 | 0 | 0 | 23758.3924 | 0 | 6124.0131 | 0 | 0 | 1080.8461 | 0 | 0 | 0 | 0 | 0 | 41052.5163 | 41052.5163 | 10089.2647 | 10089.2647 | 0 | 30963.2516 | 0 | 1733.0181 | 0 | 7058.9823 | 0 | 3793.7441 | 0 | 7058.9823 | 0 | 3358.6147 | 0 | 7058.9823 | 0 | 3961.1256 | 0 | 7058.9823 | 0 | 8792.0004 | 10852.7263 | 10417.597 | 11020.1078
36628 | 242.131 | 1690 | 3 | None | Electric, 80% Usage | Standard, 80% Usage | Gas, 80% Usage | 290 Rated kWh, 80% Usage | 150-200% | None | None | Single-Family Detached | Single-Family Detached | Single-Family Detached | 1500-1999 | 1500-2499 | 2 | Natural Gas | 80% Conditioned | Room AC | None | Natural Gas Fuel Boiler | None | 15000-19999 | 100% CFL | Occupied | <1940 | Natural Gas | Yes | 0 | 420.557 | 15.8258 | 0 | 1771.3215 | 45.1329 | 0 | 94.3689 | 0 | 0 | 0 | 0 | 0 | 46.0122 | 24.911 | 620.1384 | 21.9803 | 1033.9547 | 0 | 0 | 0 | 18.4635 | 434.0383 | 0 | 0 | 0 | 0 | 0 | 0 | 0 | 0 | 30286.5505 | 0 | 2113.0424 | 0 | 0 | 543.9399 | 0 | 0 | 0 | 0 | 0 | 37490.2374 | 37490.2374 | 4546.9977 | 4546.9977 | 0 | 32943.2398 | 0 | 793.6537 | 0 | 7510.4033 | 0 | 1674.0947 | 0 | 7510.4033 | 0 | 1486.6372 | 0 | 7510.4033 | 0 | 1770.5134 | 0 | 7510.4033 | 0 | 8304.057 | 9184.498 | 8997.0405 | 9280.9167
36638 | 242.131 | 1220 | 3 | Standard Efficiency | Electric, 100% Usage | EnergyStar, 100% Usage | Electric, 100% Usage | 318 Rated kWh, 100% Usage | 100-150% | None | None | Mobile Home | Mobile Home | Mobile Home | 1000-1499 | 0-1499 | 1 | Fuel Oil | 100% Conditioned | Central AC | None | Fuel Oil Fuel Furnace | None | 25000-29999 | 100% CFL | Occupied | 1990s | Electricity | Yes | 67.9925 | 648.8593 | 37.8062 | 544.233 | 2515.7221 | 171.7396 | 0 | 149.4662 | 0 | 0 | 0 | 0 | 4194.4332 | 40.1507 | 0 | 491.1871 | 21.9803 | 2970.8614 | 0 | 0 | 0 | 537.1993 | 480.0504 | 0 | 0 | 19756.2139 | 0 | 0 | 0 | 0 | 0 | 0 | 0 | 0 | 0 | 0 | 0 | 0 | 0 | 0 | 0 | 0 | 32628.1884 | 32628.1884 | 12871.9745 | 12871.9745 | 19756.2139 | 0 | 0 | 2124.5328 | 5990.0492 | 0 | 0 | 4666.8332 | 5990.0492 | 0 | 0 | 4330.7866 | 5990.0492 | 0 | 0 | 5186.5049 | 5990.0492 | 0 | 0 | 8114.582 | 10656.8824 | 10320.8358 | 11176.5541
36656 | 242.131 | 2663 | 3 | Standard Efficiency | Electric, 120% Usage | EnergyStar, 120% Usage | Gas, 120% Usage | 290 Rated kWh, 120% Usage | 400%+ | None | None | Single-Family Detached | Single-Family Detached | Single-Family Detached | 2500-2999 | 2500-3999 | 2 | Electricity | None | None | None | Electricity Baseboard | None | 100000-119999 | 100% LED | Occupied | <1940 | Electricity | Yes | 67.9925 | 629.5167 | 36.6339 | 0 | 0 | 150.9316 | 319.7405 | 0 | 0 | 41115.2335 | 1170.5259 | 1156.4584 | 5558.679 | 38.9785 | 0 | 677.8734 | 21.9803 | 6013.8184 | 0 | 0 | 0 | 38.6854 | 1756.0819 | 0 | 0 | 0 | 0 | 0 | 0 | 0 | 0 | 0 | 0 | 0 | 0 | 0 | 1136.5296 | 0 | 0 | 0 | 0 | 0 | 59889.6593 | 59889.6593 | 58753.1297 | 58753.1297 | 0 | 1136.5296 | 0 | 10384.7401 | 0 | 259.1319 | 0 | 24368.7779 | 0 | 259.1319 | 0 | 21132.2172 | 0 | 259.1319 | 0 | 25752.9644 | 0 | 259.1319 | 0 | 10643.872 | 24627.9098 | 21391.349 | 26012.0963
36687 | 242.131 | 885 | 2 | Standard Efficiency | Electric, 120% Usage | Standard, 120% Usage | Electric, 120% Usage | 290 Rated kWh, 120% Usage | 0-100% | None | None | Mobile Home | Mobile Home | Mobile Home | 750-999 | 0-1499 | 1 | Fuel Oil | None | None | None | Fuel Oil Fuel Boiler | None | <10000 | 100% Incandescent | Occupied | 2000s | Fuel Oil | Yes | 67.9925 | 630.6889 | 23.7388 | 0 | 0 | 67.6994 | 319.7405 | 141.5533 | 0 | 0 | 0 | 0 | 0 | 144.191 | 0 | 1247.8966 | 16.412 | 3760.688 | 0 | 0 | 0 | 407.3688 | 434.0383 | 0 | 0 | 5623.1546 | 3559.9343 | 0 | 0 | 557.1281 | 0 | 0 | 0 | 0 | 0 | 0 | 0 | 0 | 0 | 0 | 0 | 0 | 17002.2251 | 17002.2251 | 7262.3011 | 7262.3011 | 9182.7958 | 557.1281 | 0 | 1245.2852 | 2784.2439 | 126.9941 | 0 | 2767.338 | 2784.2439 | 126.9941 | 0 | 2527.638 | 2784.2439 | 126.9941 | 0 | 3064.4156 | 2784.2439 | 126.9941 | 0 | 4156.5232 | 5678.576 | 5438.876 | 5975.6536
36742 | 242.131 | 1220 | 3 | None | Electric, 120% Usage | EnergyStar, 120% Usage | Propane, 120% Usage | 318 Rated kWh, 120% Usage | 0-100% | None | None | Single-Family Detached | Single-Family Detached | Single-Family Detached | 1000-1499 | 0-1499 | 1 | Fuel Oil | 100% Conditioned | Central AC | None | Fuel Oil Fuel Boiler | None | <10000 | 100% CFL | Occupied | 1940s | Natural Gas | Yes | 0 | 330.8772 | 19.3427 | 1344.0239 | 4236.3423 | 72.6816 | 0 | 182.8763 | 0 | 0 | 0 | 0 | 0 | 40.1507 | 24.911 | 491.1871 | 21.9803 | 3836.8864 | 0 | 0 | 0 | 27.8418 | 834.0803 | 0 | 0 | 27206.9597 | 0 | 0 | 0 | 0 | 0 | 0 | 0 | 3840.1102 | 0 | 0 | 0 | 0 | 0 | 0 | 0 | 815.6168 | 43325.5755 | 43325.5755 | 11462.8888 | 11462.8888 | 27206.9597 | 3840.1102 | 815.6168 | 1954.2451 | 8249.0685 | 875.4387 | 224.4679 | 4281.4148 | 8249.0685 | 875.4387 | 224.4679 | 3982.131 | 8249.0685 | 875.4387 | 224.4679 | 4669.4654 | 8249.0685 | 875.4387 | 224.4679 | 11303.2202 | 13630.3899 | 13331.1061 | 14018.4405
36854 | 242.131 | 1690 | 3 | Standard Efficiency | Electric, 100% Usage | EnergyStar, 100% Usage | Electric, 100% Usage | None | 100-150% | None | None | Single-Family Detached | Single-Family Detached | Single-Family Detached | 1500-1999 | 1500-2499 | 1 | Natural Gas | 80% Conditioned | Central AC | None | Natural Gas Fuel Furnace | None | 35000-39999 | 100% LED | Occupied | 1950s | Electricity | Yes | 67.9925 | 897.6767 | 52.4597 | 186.6863 | 2111.5771 | 0 | 0 | 235.043 | 0 | 0 | 0 | 0 | 4862.0491 | 30.7725 | 0 | 473.6028 | 21.9803 | 3641.7011 | 0 | 0 | 0 | 669.0813 | 434.0383 | 0 | 0 | 0 | 0 | 0 | 0 | 0 | 0 | 10908.1052 | 0 | 0 | 0 | 0 | 0 | 0 | 0 | 0 | 0 | 0 | 24593.0588 | 24593.0588 | 13684.9536 | 13684.9536 | 0 | 10908.1052 | 0 | 2304.9568 | 0 | 2486.8156 | 0 | 5102.4052 | 0 | 2486.8156 | 0 | 4495.8661 | 0 | 2486.8156 | 0 | 5432.5298 | 0 | 2486.8156 | 0 | 4791.7725 | 7589.2209 | 6982.6817 | 7919.3454
36907 | 242.131 | 1690 | 2 | Standard Efficiency | Gas, 100% Usage | EnergyStar, 100% Usage | Electric, 100% Usage | 318 Rated kWh, 100% Usage | 400%+ | None | None | Single-Family Detached | Single-Family Detached | Single-Family Detached | 1500-1999 | 1500-2499 | 1 | Electricity | 60% Conditioned | Central AC | None | Electricity Electric Furnace | None | 180000-199999 | 100% Incandescent | Occupied | 1970s | Electricity | Yes | 67.9925 | 35.7547 | 23.4457 | 78.25 | 1865.3974 | 97.5927 | 319.7405 | 350.513 | 0 | 14992.0506 | 0 | 0 | 2220.3064 | 184.6348 | 0 | 1938.9582 | 16.412 | 2382.6678 | 0 | 0 | 0 | 405.6104 | 1160.8545 | 0 | 0 | 0 | 0 | 475.0682 | 0 | 0 | 0 | 0 | 0 | 0 | 0 | 0 | 0 | 0 | 0 | 0 | 0 | 0 | 26614.9562 | 26614.9562 | 26139.8879 | 26139.8879 | 0 | 475.0682 | 0 | 4663.8499 | 0 | 108.3247 | 0 | 10800.9216 | 0 | 108.3247 | 0 | 9393.8458 | 0 | 108.3247 | 0 | 11361.627 | 0 | 108.3247 | 0 | 4772.1746 | 10909.2462 | 9502.1705 | 11469.9517
36953 | 242.131 | 8194 | 4 | Standard Efficiency | Electric, 120% Usage | EnergyStar, 120% Usage | Electric, 120% Usage | 318 Rated kWh, 120% Usage | 400%+ | None | None | Single-Family Detached | Single-Family Detached | Single-Family Detached | 4000+ | 4000+ | 2 | Natural Gas | 100% Conditioned | Central AC | None | Natural Gas Fuel Furnace | None | 160000-179999 | 100% LED | Occupied | 1960s | Natural Gas | Yes | 67.9925 | 330.8772 | 19.3427 | 2801.1733 | 7722.7158 | 72.6816 | 319.7405 | 619.8453 | 0 | 0 | 0 | 0 | 0 | 84.9906 | 16.7051 | 1837.8487 | 21.9803 | 8272.5171 | 0 | 0 | 0 | 407.3688 | 434.0383 | 0 | 0 | 0 | 0 | 0 | 0 | 0 | 0 | 40322.7693 | 0 | 3627.0476 | 0 | 0 | 0 | 0 | 0 | 0 | 0 | 0 | 66979.3416 | 66979.3416 | 23029.5247 | 23029.5247 | 0 | 43949.8169 | 0 | 4039.5689 | 0 | 10019.6754 | 0 | 8734.8863 | 0 | 10019.6754 | 0 | 7749.0133 | 0 | 10019.6754 | 0 | 9061.3817 | 0 | 10019.6754 | 0 | 14059.2443 | 18754.5617 | 17768.6887 | 19081.057
37011 | 242.131 | 2663 | 4 | None | Electric, 100% Usage | EnergyStar, 100% Usage | Electric, 100% Usage | 290 Rated kWh, 100% Usage | 400%+ | None | None | Single-Family Detached | Single-Family Detached | Single-Family Detached | 2500-2999 | 2500-3999 | 2 | Electricity | 100% Conditioned | Central AC | None | Electricity Electric Furnace | None | 120000-139999 | 100% CFL | Occupied | 2000s | Natural Gas | Yes | 0 | 648.8593 | 37.8062 | 563.5757 | 3329.8735 | 160.6029 | 0 | 247.6451 | 0 | 12810.7226 | 0 | 0 | 0 | 58.3211 | 0 | 887.4192 | 21.9803 | 3321.6675 | 0 | 0 | 0 | 537.1993 | 434.0383 | 514.9259 | 0 | 0 | 0 | 0 | 0 | 0 | 0 | 0 | 0 | 5618.1724 | 0 | 0 | 0 | 0 | 0 | 0 | 0 | 0 | 29192.5162 | 29192.5162 | 23574.6369 | 23574.6369 | 0 | 5618.1724 | 0 | 4175.8535 | 0 | 1280.8074 | 0 | 9583.7999 | 0 | 1280.8074 | 0 | 8355.8078 | 0 | 1280.8074 | 0 | 10086.1062 | 0 | 1280.8074 | 0 | 5456.6609 | 10864.6073 | 9636.6153 | 11366.9137
37104 | 242.131 | 2663 | 4 | None | Electric, 100% Usage | EnergyStar, 100% Usage | Electric, 100% Usage | None | 300-400% | None | None | Single-Family Detached | Single-Family Detached | Single-Family Detached | 2500-2999 | 2500-3999 | 2 | Electricity | 100% Conditioned | Heat Pump | None | Electricity ASHP | None | 80000-99999 | 100% LED | Occupied | 1980s | Natural Gas | Yes | 0 | 648.8593 | 37.8062 | 571.4886 | 2468.8307 | 0 | 319.7405 | 775.4661 | 3075.1947 | 8105.4666 | 0 | 0 | 0 | 38.9785 | 16.7051 | 677.8734 | 21.9803 | 3321.6675 | 0 | 0 | 0 | 537.1993 | 480.0504 | 0 | 0 | 0 | 0 | 0 | 0 | 0 | 0 | 0 | 0 | 5776.7239 | 0 | 0 | 0 | 0 | 0 | 0 | 0 | 0 | 26873.7379 | 26873.7379 | 21097.3071 | 21097.3071 | 0 | 5776.7239 | 0 | 3573.202 | 0 | 1316.9569 | 0 | 8375.8593 | 0 | 1316.9569 | 0 | 7290.8891 | 0 | 1316.9569 | 0 | 8763.3375 | 0 | 1316.9569 | 0 | 4890.1589 | 9692.8163 | 8607.846 | 10080.2944
37108 | 242.131 | 1202 | 3 | Standard Efficiency | Electric, 100% Usage | EnergyStar, 100% Usage | Propane, 100% Usage | None | 0-100% | None | 8 | Single-Family Attached | Single-Family Attached | Single-Family Attached | 1000-1499 | 0-1499 | 2 | Propane | 100% Conditioned | Central AC | None | Propane Fuel Furnace | None | 10000-14999 | 100% CFL | Occupied | 1990s | Electricity | Yes | 67.9925 | 450.1572 | 26.3764 | 644.4633 | 2198.3261 | 0 | 319.7405 | 80.5945 | 0 | 0 | 0 | 0 | 2466.4861 | 40.1507 | 0 | 486.2049 | 21.9803 | 1917.8571 | 0 | 0 | 0 | 29.6002 | 1356.0398 | 0 | 0 | 0 | 0 | 0 | 0 | 0 | 0 | 0 | 0 | 0 | 0 | 0 | 0 | 0 | 0 | 9389.9971 | 0 | 867.1973 | 20363.1641 | 20363.1641 | 10105.6766 | 10105.6766 | 0 | 0 | 10257.4875 | 1739.6029 | 0 | 0 | 2822.684 | 3780.4275 | 0 | 0 | 2822.684 | 3489.3605 | 0 | 0 | 2822.684 | 4197.5415 | 0 | 0 | 2822.684 | 4562.2869 | 6603.1115 | 6312.0445 | 7020.2255
37125 | 242.131 | 1138 | 1 | Standard Efficiency | Gas, 80% Usage | EnergyStar, 80% Usage | Electric, 80% Usage | None | 200-300% | 116 | None | 50 or more Unit | Multifamily with 5+ units, 4-7 stories | Multi-Family with 5+ Units | 1000-1499 | 0-1499 | 6 | Natural Gas | 100% Conditioned | Central AC | None | Natural Gas Fuel Furnace | None | 40000-44999 | 100% CFL | Occupied | 2010s | Electricity | Yes | 67.9925 | 26.3764 | 17.2912 | 481.2227 | 2159.3476 | 0 | 0 | 269.3323 | 0 | 0 | 0 | 0 | 1143.5633 | 39.2715 | 0 | 468.6206 | 16.412 | 888.2984 | 0 | 0 | 0 | 311.5345 | 434.0383 | 0 | 0 | 0 | 0 | 351.3922 | 0 | 0 | 0 | 10797.0313 | 0 | 0 | 0 | 0 | 0 | 0 | 0 | 0 | 0 | 0 | 17471.7249 | 17471.7249 | 6323.5945 | 6323.5945 | 0 | 11148.4235 | 0 | 1089.6704 | 0 | 2541.6055 | 0 | 2370.3454 | 0 | 2541.6055 | 0 | 2098.1301 | 0 | 2541.6055 | 0 | 2490.0534 | 0 | 2541.6055 | 0 | 3631.2759 | 4911.9509 | 4639.7356 | 5031.6589
37137 | 242.131 | 1690 | 3 | None | Electric, 80% Usage | EnergyStar, 80% Usage | Electric, 80% Usage | 318 Rated kWh, 80% Usage | 0-100% | None | None | Single-Family Detached | Single-Family Detached | Single-Family Detached | 1500-1999 | 1500-2499 | 2 | Electricity | 100% Conditioned | Heat Pump | None | Electricity ASHP | None | <10000 | 100% LED | Occupied | 1980s | Electricity | Yes | 0 | 419.6778 | 24.618 | 527.2349 | 2061.755 | 107.8502 | 319.7405 | 577.35 | 2279.5068 | 7091.7338 | 0 | 0 | 1746.7036 | 30.7725 | 16.7051 | 473.6028 | 21.9803 | 1348.7131 | 0 | 0 | 0 | 377.1825 | 434.0383 | 0 | 0 | 0 | 0 | 0 | 0 | 0 | 0 | 0 | 0 | 0 | 0 | 0 | 0 | 0 | 0 | 0 | 0 | 0 | 17858.8718 | 17858.8718 | 17858.8718 | 17858.8718 | 0 | 0 | 0 | 3101.5372 | 0 | 0 | 0 | 7191.8118 | 0 | 0 | 0 | 6265.8125 | 0 | 0 | 0 | 7537.0405 | 0 | 0 | 0 | 3101.5372 | 7191.8118 | 6265.8125 | 7537.0405
37231 | 242.131 | 2176 | 4 | None | Electric, 120% Usage | EnergyStar, 120% Usage | Electric, 120% Usage | 290 Rated kWh, 120% Usage | 0-100% | None | None | Single-Family Detached | Single-Family Detached | Single-Family Detached | 2000-2499 | 1500-2499 | 2 | Electricity | 60% Conditioned | Central AC | None | Electricity Electric Furnace | None | <10000 | 100% Incandescent | Vacant | 1970s | Electricity | Yes | 0 | 0 | 0 | 67.6994 | 1634.7504 | 0 | 0 | 328.5327 | 0 | 13816.2495 | 0 | 0 | 334.6872 | 0 | 0 | 0 | 21.9803 | 0 | 0 | 0 | 0 | 0 | 434.0383 | 0 | 0 | 0 | 0 | 0 | 0 | 0 | 0 | 0 | 0 | 0 | 0 | 0 | 0 | 0 | 0 | 0 | 0 | 0 | 16637.9377 | 16637.9377 | 16637.9377 | 16637.9377 | 0 | 0 | 0 | 3190.8168 | 0 | 0 | 0 | 7197.1374 | 0 | 0 | 0 | 6410.4055 | 0 | 0 | 0 | 7788.8931 | 0 | 0 | 0 | 3190.8168 | 7197.1374 | 6410.4055 | 7788.8931
37270 | 242.131 | 1138 | 2 | Standard Efficiency | Electric, 100% Usage | Standard, 100% Usage | Gas, 100% Usage | 290 Rated kWh, 100% Usage | 400%+ | 116 | None | 50 or more Unit | Multifamily with 5+ units, 8+ stories | Multi-Family with 5+ Units | 1000-1499 | 0-1499 | 21 | Electricity | 100% Conditioned | Central AC | None | Electricity Electric Furnace | None | 120000-139999 | 100% CFL | Occupied | 1970s | Electricity | No | 67.9925 | 705.129 | 26.3764 | 426.1253 | 2823.4467 | 82.646 | 319.7405 | 31.0655 | 0 | 5857.3184 | 0 | 0 | 2037.7231 | 39.2715 | 0 | 468.6206 | 16.412 | 1776.3038 | 0 | 0 | 0 | 26.6695 | 434.0383 | 0 | 0 | 0 | 0 | 0 | 0 | 0 | 0 | 0 | 0 | 0 | 0 | 0 | 781.0344 | 0 | 0 | 0 | 0 | 0 | 15920.2067 | 15920.2067 | 15139.1723 | 15139.1723 | 0 | 781.0344 | 0 | 2657.5047 | 0 | 178.06 | 0 | 6012.9506 | 0 | 178.06 | 0 | 5262.2875 | 0 | 178.06 | 0 | 6340.4539 | 0 | 178.06 | 0 | 2835.5647 | 6191.0106 | 5440.3474 | 6518.5138
37422 | 242.131 | 1220 | 3 | None | Electric, 80% Usage | EnergyStar, 80% Usage | Electric, 80% Usage | 290 Rated kWh, 80% Usage | 400%+ | None | None | Single-Family Detached | Single-Family Detached | Single-Family Detached | 1000-1499 | 0-1499 | 2 | Natural Gas | 100% Conditioned | Central AC | None | Natural Gas Fuel Furnace | None | 140000-159999 | 100% Incandescent | Occupied | 2010s | Natural Gas | Yes | 0 | 519.0289 | 30.1863 | 486.498 | 2809.6723 | 128.3651 | 0 | 249.1104 | 0 | 0 | 1122.4622 | 1108.9809 | 0 | 160.896 | 0 | 1535.3993 | 21.9803 | 1431.3591 | 0 | 0 | 0 | 429.9353 | 868.0765 | 439.8997 | 0 | 0 | 0 | 0 | 0 | 0 | 0 | 12697.8902 | 0 | 3821.3537 | 0 | 0 | 0 | 0 | 0 | 0 | 0 | 0 | 27861.0943 | 27861.0943 | 11341.8504 | 11341.8504 | 0 | 16519.2439 | 0 | 1882.0514 | 0 | 3766.0314 | 0 | 4090.1857 | 0 | 3766.0314 | 0 | 3620.123 | 0 | 3766.0314 | 0 | 4355.9274 | 0 | 3766.0314 | 0 | 5648.0827 | 7856.2171 | 7386.1544 | 8121.9588
37463 | 242.131 | 2663 | 4 | Standard Efficiency | Gas, 100% Usage | EnergyStar, 100% Usage | Electric, 100% Usage | None | 400%+ | None | None | Single-Family Detached | Single-Family Detached | Single-Family Detached | 2500-2999 | 2500-3999 | 2 | Natural Gas | 40% Conditioned | Room AC | None | Natural Gas Fuel Boiler | None | 200000+ | 100% CFL | Occupied | 1970s | Natural Gas | Yes | 67.9925 | 46.8914 | 30.7725 | 0 | 1739.0837 | 0 | 0 | 131.882 | 0 | 0 | 0 | 0 | 0 | 58.3211 | 24.911 | 887.4192 | 21.9803 | 3006.9092 | 0 | 2598.075 | 0 | 471.2583 | 834.0803 | 0 | 0 | 0 | 0 | 622.776 | 0 | 1008.1645 | 0 | 47825.3887 | 0 | 4721.0819 | 0 | 0 | 0 | 0 | 0 | 0 | 0 | 0 | 64097.2806 | 64097.2806 | 9919.8696 | 9919.8696 | 0 | 54177.4111 | 0 | 1540.675 | 0 | 12351.3647 | 0 | 3475.579 | 0 | 12351.3647 | 0 | 3071.0195 | 0 | 12351.3647 | 0 | 3691.043 | 0 | 12351.3647 | 0 | 13892.0397 | 15826.9436 | 15422.3842 | 16042.4077
37483 | 242.131 | 617 | 1 | None | Electric, 120% Usage | EnergyStar, 120% Usage | Gas, 120% Usage | 318 Rated kWh, 120% Usage | 200-300% | 6 | None | 5 to 9 Unit | Multifamily with 5+ units, 1-3 stories | Multi-Family with 5+ Units | 500-749 | 0-1499 | 3 | Natural Gas | 100% Conditioned | Central AC | None | Natural Gas Fuel Furnace | None | 60000-69999 | 100% Incandescent | Occupied | 1970s | Natural Gas | No | 0 | 636.5504 | 37.22 | 830.8565 | 3555.2452 | 163.8267 | 0 | 39.2715 | 0 | 0 | 0 | 0 | 0 | 130.7097 | 0 | 1017.8358 | 16.412 | 3913.6711 | 0 | 0 | 0 | 38.9785 | 434.0383 | 0 | 0 | 0 | 0 | 0 | 0 | 0 | 0 | 3165.7537 | 0 | 8594.6022 | 0 | 0 | 1144.1495 | 0 | 0 | 0 | 0 | 0 | 23719.414 | 23719.414 | 10814.9086 | 10814.9086 | 0 | 12904.5054 | 0 | 1864.9591 | 0 | 2941.9715 | 0 | 4032.9614 | 0 | 2941.9715 | 0 | 3573.8121 | 0 | 2941.9715 | 0 | 4241.5531 | 0 | 2941.9715 | 0 | 4806.9306 | 6974.933 | 6515.7836 | 7183.5247
37485 | 242.131 | 1690 | 4 | Standard Efficiency | Electric, 100% Usage | EnergyStar, 100% Usage | Electric, 100% Usage | None | 100-150% | None | None | Single-Family Detached | Single-Family Detached | Single-Family Detached | 1500-1999 | 1500-2499 | 2 | Natural Gas | 60% Conditioned | Central AC | None | Natural Gas Fuel Furnace | None | 15000-19999 | 100% LED | Occupied | 1950s | Natural Gas | Yes | 67.9925 | 275.7799 | 16.1189 | 488.8425 | 2235.8392 | 0 | 319.7405 | 783.0859 | 0 | 0 | 0 | 0 | 0 | 30.7725 | 0 | 473.6028 | 21.9803 | 2067.9095 | 0 | 0 | -5925.0178 | 339.6694 | 434.0383 | 0 | 0 | 0 | 0 | 0 | 0 | 0 | 0 | 32928.5862 | 0 | 2573.164 | 0 | 0 | 0 | 0 | 0 | 0 | 0 | 0 | 37132.1046 | 43056.8293 | 1630.3544 | 7555.3722 | 0 | 35501.7502 | 0 | 687.1362 | 0 | 8093.6528 | 0 | 1366.9296 | 0 | 8093.6528 | 0 | 1199.5355 | 0 | 8093.6528 | 0 | 1305.7074 | 0 | 8093.6528 | 0 | 8780.789 | 9460.5824 | 9293.1882 | 9399.3601
37563 | 242.131 | 1220 | 2 | None | Electric, 80% Usage | EnergyStar, 80% Usage | Gas, 80% Usage | None | 0-100% | None | None | Single-Family Detached | Single-Family Detached | Single-Family Detached | 1000-1499 | 0-1499 | 1 | Natural Gas | 100% Conditioned | Central AC | None | Natural Gas Fuel Furnace | None | <10000 | 100% CFL | Occupied | 1960s | Natural Gas | Yes | 0 | 220.6825 | 12.8951 | 499.3931 | 1770.7354 | 0 | 319.7405 | 160.0168 | 0 | 0 | 0 | 0 | 0 | 40.1507 | 0 | 491.1871 | 16.412 | 959.2216 | 0 | 0 | 0 | 18.4635 | 480.0504 | 270.7977 | 0 | 0 | 0 | 0 | 0 | 0 | 0 | 13047.524 | 0 | 1952.7325 | 0 | 0 | 543.9399 | 0 | 0 | 0 | 0 | 0 | 20803.943 | 20803.943 | 5259.7465 | 5259.7465 | 0 | 15543.9034 | 0 | 931.9441 | 0 | 3543.7176 | 0 | 1990.2241 | 0 | 3543.7176 | 0 | 1766.8951 | 0 | 3543.7176 | 0 | 2079.4793 | 0 | 3543.7176 | 0 | 4475.6617 | 5533.9417 | 5310.6127 | 5623.1969
37587 | 242.131 | 1202 | 2 | Standard Efficiency, No usage | Electric, 80% Usage | EnergyStar, 80% Usage | Electric, 80% Usage | 290 Rated kWh, 80% Usage | 400%+ | None | 30 | Single-Family Attached | Single-Family Attached | Single-Family Attached | 1000-1499 | 0-1499 | 1 | Natural Gas | 100% Conditioned | Central AC | None | Natural Gas Fuel Furnace | None | 50000-59999 | 100% CFL | Vacant | <1940 | Natural Gas | Yes | 0 | 0 | 0 | 256.4372 | 2506.3438 | 0 | 0 | 134.2266 | 0 | 0 | 0 | 0 | 0 | 0 | 0 | 0 | 16.412 | 0 | 0 | 0 | 0 | 0 | 434.0383 | 0 | 0 | 0 | 0 | 0 | 0 | 0 | 0 | 6210.469 | 0 | 1631.2336 | 0 | 0 | 0 | 0 | 0 | 0 | 0 | 0 | 11189.1604 | 11189.1604 | 3347.4578 | 3347.4578 | 0 | 7841.7026 | 0 | 591.8668 | 0 | 1787.7336 | 0 | 1216.0281 | 0 | 1787.7336 | 0 | 1090.8833 | 0 | 1787.7336 | 0 | 1253.9738 | 0 | 1787.7336 | 0 | 2379.6005 | 3003.7617 | 2878.6169 | 3041.7074
37604 | 242.131 | 1690 | 2 | Standard Efficiency | Electric, 100% Usage | EnergyStar, 100% Usage | Electric, 100% Usage | 290 Rated kWh, 100% Usage | 400%+ | None | None | Single-Family Detached | Single-Family Detached | Single-Family Detached | 1500-1999 | 1500-2499 | 1 | Natural Gas | 100% Conditioned | Central AC | None | Natural Gas Fuel Furnace | None | 100000-119999 | 100% CFL | Occupied | 1990s | Natural Gas | Yes | 67.9925 | 400.042 | 23.4457 | 592.2966 | 2373.8757 | 91.1451 | 319.7405 | 50.7013 | 0 | 0 | 0 | 0 | 0 | 46.0122 | 24.911 | 620.1384 | 16.412 | 2382.6678 | 0 | 0 | 0 | 405.6104 | 434.0383 | 0 | 0 | 0 | 0 | 0 | 0 | 0 | 0 | 7434.6269 | 0 | 3221.7303 | 0 | 0 | 0 | 0 | 0 | 0 | 0 | 0 | 18505.9727 | 18505.9727 | 7849.6155 | 7849.6155 | 0 | 10656.3572 | 0 | 1334.114 | 0 | 2429.4235 | 0 | 2887.7019 | 0 | 2429.4235 | 0 | 2560.2014 | 0 | 2429.4235 | 0 | 3038.643 | 0 | 2429.4235 | 0 | 3763.5375 | 5317.1254 | 4989.6249 | 5468.0665
37609 | 242.131 | 1220 | 3 | None | Electric, 120% Usage | EnergyStar, 120% Usage | Electric, 120% Usage | None | 400%+ | None | None | Single-Family Detached | Single-Family Detached | Single-Family Detached | 1000-1499 | 0-1499 | 2 | Electricity | 100% Conditioned | Heat Pump | None | Electricity ASHP | None | 180000-199999 | 100% Incandescent | Occupied | 2010s | Electricity | Yes | 0 | 629.5167 | 36.6339 | 642.1187 | 2059.4104 | 0 | 0 | 158.2584 | 472.7236 | 2671.3428 | 0 | 0 | 5430.9 | 160.896 | 99.9372 | 1535.3993 | 21.9803 | 5095.9198 | 0 | 0 | 0 | 565.6272 | 914.0887 | 0 | 0 | 0 | 0 | 0 | 0 | 0 | 0 | 0 | 0 | 0 | 0 | 0 | 0 | 0 | 0 | 0 | 0 | 0 | 20495.0461 | 20495.0461 | 20495.0461 | 20495.0461 | 0 | 0 | 0 | 3482.7022 | 0 | 0 | 0 | 7851.6844 | 0 | 0 | 0 | 6891.1898 | 0 | 0 | 0 | 8307.9724 | 0 | 0 | 0 | 3482.7022 | 7851.6844 | 6891.1898 | 8307.9724
37627 | 242.131 | 853 | 2 | Standard Efficiency | Electric, 80% Usage | Standard, 80% Usage | Electric, 80% Usage | None | 0-100% | 18 | None | 10 to 19 Unit | Multifamily with 5+ units, 4-7 stories | Multi-Family with 5+ Units | 750-999 | 0-1499 | 4 | Electricity | 60% Conditioned | Room AC | None | Electricity Baseboard | None | <10000 | 100% Incandescent | Occupied | 1980s | Electricity | Yes | 67.9925 | 441.9512 | 16.412 | 0 | 833.7872 | 0 | 0 | 0 | 0 | 2482.605 | 0 | 0 | 920.5362 | 142.7256 | 0 | 1220.3479 | 16.412 | 733.2638 | 0 | 0 | 0 | 277.5383 | 480.0504 | 0 | 0 | 0 | 0 | 0 | 0 | 0 | 0 | 0 | 0 | 0 | 0 | 0 | 0 | 0 | 0 | 0 | 0 | 0 | 7633.6222 | 7633.6222 | 7633.6222 | 7633.6222 | 0 | 0 | 0 | 1361.7496 | 0 | 0 | 0 | 3075.4198 | 0 | 0 | 0 | 2688.9836 | 0 | 0 | 0 | 3249.0186 | 0 | 0 | 0 | 1361.7496 | 3075.4198 | 2688.9836 | 3249.0186
37707 | 242.131 | 617 | 2 | Standard Efficiency | None | None | Electric, 120% Usage | None | 0-100% | 10 | None | 10 to 19 Unit | Multifamily with 5+ units, 1-3 stories | Multi-Family with 5+ Units | 500-749 | 0-1499 | 2 | Electricity | None | None | None | Electricity Baseboard | None | <10000 | 100% LED | Occupied | 1960s | Electricity | No | 67.9925 | 0 | 0 | 0 | 0 | 0 | 0 | 0 | 0 | 452.7948 | 0 | 0 | 2149.3832 | 21.6873 | 0 | 248.8173 | 16.412 | 2742.8521 | 0 | 0 | 0 | 416.454 | 727.1093 | 245.8866 | 0 | 0 | 0 | 0 | 0 | 0 | 0 | 0 | 0 | 0 | 0 | 0 | 0 | 0 | 0 | 0 | 0 | 0 | 7089.0961 | 7089.0961 | 7089.0961 | 7089.0961 | 0 | 0 | 0 | 1192.1401 | 0 | 0 | 0 | 2701.3957 | 0 | 0 | 0 | 2366.7266 | 0 | 0 | 0 | 2873.2868 | 0 | 0 | 0 | 1192.1401 | 2701.3957 | 2366.7266 | 2873.2868
37732 | 242.131 | 1690 | 5 | Standard Efficiency | Electric, 80% Usage | EnergyStar, 80% Usage | Propane, 80% Usage | 318 Rated kWh, 80% Usage | 200-300% | None | None | Single-Family Detached | Single-Family Detached | Single-Family Detached | 1500-1999 | 1500-2499 | 2 | Propane | 100% Conditioned | Central AC | None | Propane Fuel Furnace | None | 50000-59999 | 100% CFL | Occupied | 2000s | Electricity | Yes | 67.9925 | 419.6778 | 24.618 | 235.043 | 1488.801 | 107.8502 | 319.7405 | 639.7741 | 0 | 0 | 1041.2815 | 1028.6795 | 1766.6324 | 46.0122 | 0 | 620.1384 | 27.2556 | 1348.7131 | 0 | 0 | 0 | 25.7903 | 400.042 | 0 | 0 | 0 | 0 | 0 | 0 | 0 | 0 | 0 | 0 | 0 | 0 | 0 | 0 | 0 | 0 | 25716.1072 | 0 | 757.8818 | 36082.6171 | 36082.6171 | 9608.6281 | 9608.6281 | 0 | 0 | 26473.989 | 1687.8567 | 0 | 0 | 7285.2437 | 3697.2632 | 0 | 0 | 7285.2437 | 3259.4708 | 0 | 0 | 7285.2437 | 3901.3375 | 0 | 0 | 7285.2437 | 8973.1003 | 10982.5068 | 10544.7144 | 11186.5812
37818 | 242.131 | 1138 | 2 | Standard Efficiency | None | None | Electric, 100% Usage | None | 400%+ | 116 | None | 50 or more Unit | Multifamily with 5+ units, 4-7 stories | Multi-Family with 5+ Units | 1000-1499 | 0-1499 | 6 | Electricity | 40% Conditioned | Room AC | None | Electricity Electric Furnace | None | 100000-119999 | 100% LED | Occupied | 2010s | Electricity | Yes | 67.9925 | 0 | 0 | 0 | 453.3809 | 0 | 0 | 58.3211 | 0 | 2500.4824 | 0 | 0 | 1188.6963 | 26.0833 | 0 | 357.8398 | 16.412 | 1581.4115 | 0 | 0 | 0 | 346.9961 | 480.0504 | 0 | 0 | 0 | 0 | 0 | 0 | 0 | 0 | 0 | 0 | 0 | 0 | 0 | 0 | 0 | 0 | 0 | 0 | 0 | 7077.9594 | 7077.9594 | 7077.9594 | 7077.9594 | 0 | 0 | 0 | 1252.7532 | 0 | 0 | 0 | 2856.4054 | 0 | 0 | 0 | 2492.1952 | 0 | 0 | 0 | 3020.1169 | 0 | 0 | 0 | 1252.7532 | 2856.4054 | 2492.1952 | 3020.1169
37840 | 242.131 | 1623 | 2 | Standard Efficiency | Electric, 100% Usage | EnergyStar, 100% Usage | Electric, 100% Usage | 290 Rated kWh, 100% Usage | 200-300% | 16 | None | 10 to 19 Unit | Multifamily with 5+ units, 1-3 stories | Multi-Family with 5+ Units | 1500-1999 | 1500-2499 | 2 | Electricity | 100% Conditioned | Central AC | None | Electricity Electric Furnace | None | 30000-34999 | 100% Incandescent | Occupied | 2000s | Electricity | Yes | 67.9925 | 369.8557 | 21.6873 | 174.6704 | 1266.9462 | 82.646 | 0 | 296.2949 | 0 | 12619.3472 | 0 | 0 | 1952.7325 | 181.1179 | 0 | 1881.5163 | 16.412 | 1971.7822 | 0 | 0 | 0 | 389.4915 | 434.0383 | 0 | 0 | 0 | 0 | 0 | 0 | 0 | 0 | 0 | 0 | 0 | 0 | 0 | 0 | 0 | 0 | 0 | 0 | 0 | 21726.5307 | 21726.5307 | 21726.5307 | 21726.5307 | 0 | 0 | 0 | 3888.9799 | 0 | 0 | 0 | 8980.654 | 0 | 0 | 0 | 7809.0335 | 0 | 0 | 0 | 9484.2663 | 0 | 0 | 0 | 3888.9799 | 8980.654 | 7809.0335 | 9484.2663
37842 | 242.131 | 2176 | 2 | Standard Efficiency | Electric, 80% Usage | EnergyStar, 80% Usage | Electric, 80% Usage | None | 400%+ | None | None | Single-Family Detached | Single-Family Detached | Single-Family Detached | 2000-2499 | 1500-2499 | 1 | Electricity | 100% Conditioned | Heat Pump | None | Electricity ASHP | None | 120000-139999 | 100% Incandescent | Occupied | 2000s | Electricity | Yes | 67.9925 | 618.673 | 36.0477 | 533.0963 | 2188.6548 | 0 | 319.7405 | 344.6516 | 713.6281 | 3838.0587 | 0 | 0 | 2229.6847 | 208.6666 | 99.9372 | 2355.9983 | 16.412 | 1740.8422 | 0 | 0 | 0 | 482.6881 | 434.0383 | 0 | 0 | 0 | 0 | 0 | 0 | 0 | 0 | 0 | 0 | 0 | 0 | 0 | 0 | 0 | 0 | 0 | 0 | 0 | 16228.5174 | 16228.5174 | 16228.5174 | 16228.5174 | 0 | 0 | 0 | 2822.7343 | 0 | 0 | 0 | 6370.6395 | 0 | 0 | 0 | 5575.8881 | 0 | 0 | 0 | 6712.2095 | 0 | 0 | 0 | 2822.7343 | 6370.6395 | 5575.8881 | 6712.2095
37875 | 242.131 | 617 | 1 | Standard Efficiency | Electric, 100% Usage | EnergyStar, 100% Usage | Electric, 100% Usage | None | 400%+ | 67 | None | 50 or more Unit | Multifamily with 5+ units, 4-7 stories | Multi-Family with 5+ Units | 500-749 | 0-1499 | 4 | Fuel Oil | 100% Conditioned | Central AC | None | Fuel Oil Fuel Furnace | None | 200000+ | 100% Incandescent | Occupied | 1960s | Electricity | Yes | 67.9925 | 369.8557 | 21.6873 | 441.6581 | 2165.2091 | 0 | 0 | 35.1685 | 0 | 0 | 0 | 0 | 1889.4292 | 130.7097 | 0 | 1017.8358 | 16.412 | 1566.4649 | 0 | 0 | 0 | 389.4915 | 434.0383 | 0 | 0 | 3724.3472 | 0 | 0 | 0 | 0 | 0 | 0 | 0 | 0 | 0 | 0 | 0 | 0 | 0 | 0 | 0 | 0 | 12270.2996 | 12270.2996 | 8545.9524 | 8545.9524 | 3724.3472 | 0 | 0 | 1406.2865 | 1129.2132 | 0 | 0 | 3094.4171 | 1129.2132 | 0 | 0 | 2733.0201 | 1129.2132 | 0 | 0 | 3306.9868 | 1129.2132 | 0 | 0 | 2535.4997 | 4223.6303 | 3862.2333 | 4436.2001
37935 | 242.131 | 1138 | 2 | None | None | None | Gas, 100% Usage | 318 Rated kWh, 100% Usage | 400%+ | 16 | None | 10 to 19 Unit | Multifamily with 5+ units, 1-3 stories | Multi-Family with 5+ Units | 1000-1499 | 0-1499 | 2 | Electricity | 100% Conditioned | Heat Pump | None | Electricity ASHP | None | 80000-99999 | 100% Incandescent | Occupied | 1970s | Electricity | No | 0 | 0 | 0 | 441.9512 | 2614.487 | 64.7687 | 0 | 522.2526 | 1078.7946 | 6231.5702 | 0 | 0 | 1262.2571 | 156.793 | 0 | 1465.0623 | 16.412 | 1581.4115 | 0 | 0 | 0 | 23.7388 | 400.042 | 0 | 0 | 0 | 0 | 0 | 0 | 0 | 0 | 0 | 0 | 0 | 0 | 0 | 694.8715 | 0 | 0 | 0 | 0 | 0 | 16554.1194 | 16554.1194 | 15859.541 | 15859.541 | 0 | 694.8715 | 0 | 2824.9347 | 0 | 158.3963 | 0 | 6415.752 | 0 | 158.3963 | 0 | 5601.4557 | 0 | 158.3963 | 0 | 6737.9273 | 0 | 158.3963 | 0 | 2983.331 | 6574.1483 | 5759.852 | 6896.3236
37953 | 242.131 | 1202 | 2 | Standard Efficiency | Electric, 100% Usage | EnergyStar, 100% Usage | Electric, 100% Usage | None | 400%+ | None | 5 | Single-Family Attached | Single-Family Attached | Single-Family Attached | 1000-1499 | 0-1499 | 2 | Electricity | 100% Conditioned | Heat Pump | None | Electricity ASHP | None | 120000-139999 | 100% LED | Occupied | 2010s | Electricity | Yes | 67.9925 | 369.8557 | 21.6873 | 375.424 | 1198.0745 | 0 | 0 | 110.4878 | 280.469 | 1902.9105 | 0 | 0 | 1911.9957 | 26.6695 | 0 | 371.321 | 16.412 | 1786.8543 | 0 | 0 | 0 | 389.4915 | 914.0887 | 0 | 0 | 0 | 0 | 0 | 0 | 0 | 0 | 0 | 0 | 0 | 0 | 0 | 0 | 0 | 0 | 0 | 0 | 0 | 9744.0269 | 9744.0269 | 9744.0269 | 9744.0269 | 0 | 0 | 0 | 1716.0375 | 0 | 0 | 0 | 3843.2836 | 0 | 0 | 0 | 3369.6896 | 0 | 0 | 0 | 4052.8342 | 0 | 0 | 0 | 1716.0375 | 3843.2836 | 3369.6896 | 4052.8342
37974 | 242.131 | 1138 | 2 | None | None | None | Gas, 100% Usage | None | 300-400% | 30 | None | 20 to 49 Unit | Multifamily with 5+ units, 4-7 stories | Multi-Family with 5+ Units | 1000-1499 | 0-1499 | 6 | Natural Gas | None | None | Heating Only | Natural Gas Shared Heating | Boiler Baseboards Heating Only, Natural Gas | 60000-69999 | 100% Incandescent | Occupied | 1950s | Natural Gas | No | 0 | 0 | 0 | 0 | 0 | 0 | 0 | 118.4007 | 0 | 0 | 0 | 0 | 0 | 156.793 | 0 | 1465.0623 | 16.412 | 1776.3038 | 0 | 0 | 0 | 26.6695 | 434.0383 | 0 | 0 | 0 | 0 | 0 | 0 | 0 | 0 | 12998.8742 | 0 | 2547.0807 | 0 | 0 | 781.0344 | 0 | 0 | 0 | 0 | 0 | 20320.9619 | 20320.9619 | 3993.9725 | 3993.9725 | 0 | 16326.9893 | 0 | 699.654 | 0 | 3722.238 | 0 | 1551.8366 | 0 | 3722.238 | 0 | 1361.6847 | 0 | 3722.238 | 0 | 1662.0368 | 0 | 3722.238 | 0 | 4421.8919 | 5274.0745 | 5083.9227 | 5384.2748
38004 | 242.131 | 853 | 2 | Standard Efficiency | Electric, 100% Usage | EnergyStar, 100% Usage | Electric, 100% Usage | 318 Rated kWh, 100% Usage | 300-400% | 4 | None | 3 or 4 Unit | Multifamily with 2-4 Units | Multi-Family with 2 - 4 Units | 750-999 | 0-1499 | 2 | Natural Gas | 100% Conditioned | Central AC | None | Natural Gas Fuel Furnace | None | 60000-69999 | 100% Incandescent | Occupied | 1980s | Electricity | Yes | 67.9925 | 369.8557 | 21.6873 | 535.4408 | 2091.3552 | 88.5075 | 0 | 282.5205 | 0 | 0 | 0 | 0 | 2012.8121 | 142.7256 | 0 | 1220.3479 | 16.412 | 1285.4097 | 0 | 0 | 0 | 389.4915 | 434.0383 | 0 | 0 | 0 | 0 | 0 | 0 | 0 | 0 | 11673.0207 | 0 | 0 | 0 | 0 | 0 | 0 | 0 | 0 | 0 | 0 | 20632.2033 | 20632.2033 | 8959.1826 | 8959.1826 | 0 | 11673.0207 | 0 | 1497.2181 | 0 | 2661.2319 | 0 | 3266.1808 | 0 | 2661.2319 | 0 | 2885.409 | 0 | 2661.2319 | 0 | 3497.5882 | 0 | 2661.2319 | 0 | 4158.45 | 5927.4126 | 5546.6409 | 6158.82
38103 | 242.131 | 3301 | 3 | Standard Efficiency, No usage | Electric, 120% Usage | EnergyStar, 120% Usage | Electric, 120% Usage | 318 Rated kWh, 120% Usage | 400%+ | None | None | Single-Family Detached | Single-Family Detached | Single-Family Detached | 3000-3999 | 2500-3999 | 2 | Fuel Oil | 20% Conditioned | Room AC | None | Fuel Oil Fuel Boiler | None | 180000-199999 | 100% Incandescent | Vacant | <1940 | Electricity | Yes | 0 | 0 | 0 | 0 | 1239.9837 | 0 | 0 | 71.8024 | 0 | 0 | 0 | 0 | 324.4297 | 0 | 0 | 0 | 21.9803 | 0 | 0 | 0 | 0 | 0 | 868.0765 | 0 | 0 | 16044.7619 | 0 | 0 | 0 | 0 | 0 | 0 | 0 | 0 | 0 | 0 | 0 | 0 | 0 | 0 | 0 | 0 | 18570.7414 | 18570.7414 | 2525.9796 | 2525.9796 | 16044.7619 | 0 | 0 | 443.3616 | 4864.7655 | 0 | 0 | 944.7944 | 4864.7655 | 0 | 0 | 841.144 | 4864.7655 | 0 | 0 | 977.942 | 4864.7655 | 0 | 0 | 5308.1271 | 5809.5598 | 5705.9094 | 5842.7074
38232 | 242.131 | 1202 | 2 | None | Electric, 120% Usage | Standard, 120% Usage | Electric, 120% Usage | 318 Rated kWh, 120% Usage | 200-300% | None | 144 | Single-Family Attached | Single-Family Attached | Single-Family Attached | 1000-1499 | 0-1499 | 1 | Natural Gas | 60% Conditioned | Room AC | None | Natural Gas Fuel Boiler | None | 30000-34999 | 100% LED | Vacant | 1940s | Natural Gas | Yes | 0 | 0 | 0 | 0 | 966.5484 | 0 | 0 | 30.7725 | 0 | 0 | 0 | 0 | 0 | 0 | 0 | 0 | 16.412 | 0 | 0 | 0 | 0 | 0 | 434.0383 | 0 | 0 | 0 | 0 | 0 | 0 | 0 | 0 | 5205.5283 | 0 | 1636.2158 | 0 | 0 | 0 | 0 | 0 | 0 | 0 | 0 | 8289.5152 | 8289.5152 | 1447.7711 | 1447.7711 | 0 | 6841.7441 | 0 | 253.1195 | 0 | 1559.7631 | 0 | 527.4749 | 0 | 1559.7631 | 0 | 472.5294 | 0 | 1559.7631 | 0 | 541.4582 | 0 | 1559.7631 | 0 | 1812.8826 | 2087.2379 | 2032.2925 | 2101.2213
38304 | 242.131 | 1690 | 3 | None | Electric, 100% Usage | Standard, 100% Usage | Gas, 100% Usage | None | 100-150% | None | None | Single-Family Detached | Single-Family Detached | Single-Family Detached | 1500-1999 | 1500-2499 | 1 | Natural Gas | 60% Conditioned | Central AC | None | Natural Gas Fuel Furnace | None | 30000-34999 | 100% CFL | Occupied | 1980s | Natural Gas | Yes | 0 | 1237.053 | 46.3052 | 209.5458 | 1940.7166 | 0 | 319.7405 | 543.9399 | 0 | 0 | 0 | 0 | 0 | 46.0122 | 24.911 | 620.1384 | 21.9803 | 3012.1845 | 0 | 0 | 0 | 36.927 | 914.0887 | 0 | 0 | 0 | 0 | 0 | 0 | 0 | 0 | 22880.0584 | 0 | 6020.559 | 0 | 0 | 1080.8461 | 0 | 0 | 0 | 0 | 0 | 38955.2997 | 38955.2997 | 8973.5431 | 8973.5431 | 0 | 29981.7566 | 0 | 1561.5212 | 0 | 6835.2247 | 0 | 3449.9328 | 0 | 6835.2247 | 0 | 3043.2483 | 0 | 6835.2247 | 0 | 3613.9496 | 0 | 6835.2247 | 0 | 8396.7459 | 10285.1575 | 9878.473 | 10449.1743
38334 | 242.131 | 1690 | 4 | Standard Efficiency | Electric, 100% Usage | Standard, 100% Usage | Propane, 100% Usage | 318 Rated kWh, 100% Usage | 300-400% | None | None | Single-Family Detached | Single-Family Detached | Single-Family Detached | 1500-1999 | 1500-2499 | 3 | Fuel Oil | 20% Conditioned | Room AC | None | Fuel Oil Fuel Boiler | None | 70000-79999 | 100% CFL | Occupied | <1940 | Propane | Yes | 67.9925 | 999.9585 | 37.5131 | 0 | 947.4988 | 134.8127 | 0 | 259.954 | 0 | 0 | 0 | 0 | 0 | 46.0122 | 0 | 620.1384 | 21.9803 | 2697.4261 | 0 | 0 | 0 | 32.2378 | 434.0383 | 0 | 0 | 34181.172 | 0 | 0 | 0 | 0 | 0 | 0 | 0 | 0 | 0 | 0 | 0 | 0 | 0 | 0 | 5166.843 | 947.2057 | 46594.7833 | 46594.7833 | 6299.5626 | 6299.5626 | 34181.172 | 0 | 6114.0487 | 1053.8978 | 10363.6621 | 0 | 1682.4961 | 2344.5645 | 10363.6621 | 0 | 1682.4961 | 2065.9599 | 10363.6621 | 0 | 1682.4961 | 2485.5401 | 10363.6621 | 0 | 1682.4961 | 13100.0561 | 14390.7228 | 14112.1182 | 14531.6984
38350 | 242.131 | 617 | 1 | None | Electric, 120% Usage | EnergyStar, 120% Usage | Electric, 120% Usage | None | 200-300% | 12 | None | 10 to 19 Unit | Multifamily with 5+ units, 1-3 stories | Multi-Family with 5+ Units | 500-749 | 0-1499 | 2 | Electricity | 40% Conditioned | Room AC | Heating Only | Electricity Shared Heating | Boiler Baseboards Heating Only, Electricity | 30000-34999 | 100% Incandescent | Occupied | 1940s | Electricity | No | 0 | 347.5823 | 20.2219 | 0 | 796.5672 | 0 | 0 | 113.7116 | 0 | 5560.1443 | 0 | 0 | 2242.8729 | 130.7097 | 0 | 1017.8358 | 16.412 | 2742.8521 | 0 | 0 | 0 | 418.7986 | 434.0383 | 245.8866 | 0 | 0 | 0 | 0 | 0 | 0 | 0 | 0 | 0 | 0 | 0 | 0 | 0 | 0 | 0 | 0 | 0 | 0 | 14087.9263 | 14087.9263 | 14087.9263 | 14087.9263 | 0 | 0 | 0 | 2518.9726 | 0 | 0 | 0 | 5724.89 | 0 | 0 | 0 | 4993.8864 | 0 | 0 | 0 | 6070.7016 | 0 | 0 | 0 | 2518.9726 | 5724.89 | 4993.8864 | 6070.7016
38352 | 242.131 | 1690 | 3 | Standard Efficiency | Electric, 80% Usage | EnergyStar, 80% Usage | Gas, 80% Usage | None | 400%+ | None | None | Single-Family Detached | Single-Family Detached | Single-Family Detached | 1500-1999 | 1500-2499 | 1 | Natural Gas | 40% Conditioned | Room AC | None | Natural Gas Fuel Boiler | None | 200000+ | 100% CFL | Occupied | 1950s | Natural Gas | Yes | 67.9925 | 320.0336 | 18.7565 | 0 | 2193.93 | 0 | 319.7405 | 63.8895 | 0 | 0 | 0 | 0 | 0 | 46.0122 | 0 | 620.1384 | 21.9803 | 1191.3339 | 0 | 0 | 0 | 22.2734 | 434.0383 | 0 | 0 | 0 | 0 | 0 | 0 | 0 | 0 | 17174.5508 | 0 | 2605.1087 | 0 | 0 | 650.9108 | 0 | 0 | 0 | 0 | 0 | 25750.6896 | 25750.6896 | 5320.4122 | 5320.4122 | 0 | 20430.5704 | 0 | 922.5012 | 0 | 4657.7418 | 0 | 2007.3608 | 0 | 4657.7418 | 0 | 1781.2432 | 0 | 4657.7418 | 0 | 2078.5848 | 0 | 4657.7418 | 0 | 5580.243 | 6665.1026 | 6438.985 | 6736.3266
38589 | 242.131 | 853 | 2 | Standard Efficiency | Electric, 120% Usage | EnergyStar, 120% Usage | Electric, 120% Usage | None | 300-400% | 18 | None | 10 to 19 Unit | Multifamily with 5+ units, 1-3 stories | Multi-Family with 5+ Units | 750-999 | 0-1499 | 3 | Electricity | 100% Conditioned | Heat Pump | None | Electricity ASHP | None | 60000-69999 | 100% Incandescent | Occupied | 1980s | Natural Gas | Yes | 67.9925 | 540.13 | 31.6517 | 664.6852 | 2877.0787 | 0 | 0 | 154.1554 | 162.0683 | 1510.4883 | 0 | 0 | 0 | 142.7256 | 0 | 1220.3479 | 16.412 | 3713.5035 | 0 | 0 | 0 | 519.3219 | 434.0383 | 0 | 0 | 0 | 0 | 0 | 0 | 0 | 0 | 0 | 0 | 6650.0756 | 0 | 0 | 0 | 0 | 0 | 0 | 0 | 0 | 18704.3818 | 18704.3818 | 12054.5993 | 12054.5993 | 0 | 6650.0756 | 0 | 2078.3475 | 0 | 1516.0509 | 0 | 4614.544 | 0 | 1516.0509 | 0 | 4066.0791 | 0 | 1516.0509 | 0 | 4826.0055 | 0 | 1516.0509 | 0 | 3594.3984 | 6130.5948 | 5582.13 | 6342.0564
38645 | 242.131 | 3241 | 4 | Standard Efficiency, No usage | Electric, 120% Usage | EnergyStar, 120% Usage | Electric, 120% Usage | None | 400%+ | None | 7 | Single-Family Attached | Single-Family Attached | Single-Family Attached | 3000-3999 | 2500-3999 | 2 | Electricity | 100% Conditioned | Heat Pump | None | Electricity ASHP | None | 70000-79999 | 100% LED | Vacant | 1980s | Electricity | Yes | 0 | 0 | 0 | 564.1618 | 1789.492 | 0 | 319.7405 | 89.0936 | 50.7013 | 1407.3273 | 0 | 0 | 342.8932 | 0 | 0 | 0 | 21.9803 | 0 | 0 | 0 | 0 | 0 | 727.1093 | 0 | 0 | 0 | 0 | 0 | 0 | 0 | 0 | 0 | 0 | 0 | 0 | 0 | 0 | 0 | 0 | 0 | 0 | 0 | 5312.4993 | 5312.4993 | 5312.4993 | 5312.4993 | 0 | 0 | 0 | 946.6323 | 0 | 0 | 0 | 2086.7082 | 0 | 0 | 0 | 1842.2681 | 0 | 0 | 0 | 2149.7416 | 0 | 0 | 0 | 946.6323 | 2086.7082 | 1842.2681 | 2149.7416
38855 | 242.131 | 2663 | 5 | Standard Efficiency | Electric, 80% Usage | EnergyStar, 80% Usage | Electric, 80% Usage | 318 Rated kWh, 80% Usage | 400%+ | None | None | Single-Family Detached | Single-Family Detached | Single-Family Detached | 2500-2999 | 2500-3999 | 1 | Electricity | 100% Conditioned | Central AC | None | Electricity Electric Furnace | None | 120000-139999 | 100% Incandescent | Occupied | 1980s | Electricity | Yes | 67.9925 | 320.0336 | 18.7565 | 322.3782 | 2068.2025 | 77.9569 | 0 | 247.6451 | 0 | 10545.8694 | 0 | 0 | 1180.4903 | 233.2846 | 99.9372 | 2774.2107 | 27.2556 | 1346.0754 | 0 | 0 | 0 | 324.4297 | 434.0383 | 0 | 0 | 0 | 0 | 0 | 0 | 0 | 0 | 0 | 0 | 0 | 0 | 0 | 0 | 0 | 0 | 0 | 0 | 0 | 20088.5565 | 20088.5565 | 20088.5565 | 20088.5565 | 0 | 0 | 0 | 3570.715 | 0 | 0 | 0 | 8209.8414 | 0 | 0 | 0 | 7149.2231 | 0 | 0 | 0 | 8651.3056 | 0 | 0 | 0 | 3570.715 | 8209.8414 | 7149.2231 | 8651.3056
38947 | 242.131 | 853 | 2 | Standard Efficiency | None | None | Electric, 100% Usage | None | 400%+ | 8 | None | 5 to 9 Unit | Multifamily with 5+ units, 1-3 stories | Multi-Family with 5+ Units | 750-999 | 0-1499 | 2 | Natural Gas | 100% Conditioned | Central AC | None | Natural Gas Fuel Furnace | None | 200000+ | 100% LED | Occupied | 1960s | Natural Gas | Yes | 67.9925 | 0 | 0 | 316.5168 | 1357.7983 | 0 | 0 | 141.2603 | 0 | 0 | 0 | 0 | 0 | 23.7388 | 0 | 298.0533 | 16.412 | 1661.713 | 0 | 0 | 0 | 389.4915 | 960.1008 | 0 | 0 | 0 | 0 | 0 | 0 | 0 | 0 | 8163.2016 | 0 | 3361.8182 | 0 | 0 | 0 | 0 | 0 | 0 | 0 | 0 | 16757.8038 | 16757.8038 | 5233.077 | 5233.077 | 0 | 11524.7268 | 0 | 917.3575 | 0 | 2627.4324 | 0 | 2020.2464 | 0 | 2627.4324 | 0 | 1786.2472 | 0 | 2627.4324 | 0 | 2094.1942 | 0 | 2627.4324 | 0 | 3544.7899 | 4647.6789 | 4413.6796 | 4721.6267
38953 | 242.131 | 617 | 2 | None | None | None | Electric, 80% Usage | 318 Rated kWh, 80% Usage | 300-400% | 3 | None | 3 or 4 Unit | Multifamily with 2-4 Units | Multi-Family with 2 - 4 Units | 500-749 | 0-1499 | 3 | Electricity | 100% Conditioned | Heat Pump | None | Electricity ASHP | None | 35000-39999 | 100% LED | Occupied | 1980s | Electricity | Yes | 0 | 0 | 0 | 613.6908 | 2191.5855 | 51.5805 | 0 | 192.2546 | 315.0514 | 2678.3765 | 0 | 0 | 812.6861 | 21.6873 | 0 | 248.8173 | 16.412 | 530.4586 | 0 | 0 | 0 | 277.5383 | 480.0504 | 0 | 0 | 0 | 0 | 0 | 0 | 0 | 0 | 0 | 0 | 0 | 0 | 0 | 0 | 0 | 0 | 0 | 0 | 0 | 8430.4824 | 8430.4824 | 8430.4824 | 8430.4824 | 0 | 0 | 0 | 1458.5712 | 0 | 0 | 0 | 3255.3912 | 0 | 0 | 0 | 2857.9472 | 0 | 0 | 0 | 3435.5671 | 0 | 0 | 0 | 1458.5712 | 3255.3912 | 2857.9472 | 3435.5671
39007 | 242.131 | 2176 | 3 | None | Electric, 80% Usage | EnergyStar, 80% Usage | Electric, 80% Usage | 290 Rated kWh, 80% Usage | 400%+ | None | None | Single-Family Detached | Single-Family Detached | Single-Family Detached | 2000-2499 | 1500-2499 | 2 | Natural Gas | 60% Conditioned | Central AC | None | Natural Gas Fuel Boiler | None | 200000+ | 100% Incandescent | Occupied | 1950s | Natural Gas | Yes | 0 | 519.0289 | 30.1863 | 310.3623 | 1595.772 | 128.3651 | 0 | 117.2284 | 0 | 0 | 0 | 0 | 0 | 208.6666 | 99.9372 | 2355.9983 | 21.9803 | 1583.463 | 0 | 0 | 0 | 429.9353 | 868.0765 | 0 | 0 | 0 | 0 | 0 | 0 | 0 | 0 | 35516.9899 | 0 | 3567.5541 | 0 | 0 | 0 | 0 | 0 | 0 | 0 | 0 | 47353.8373 | 47353.8373 | 8269.0002 | 8269.0002 | 0 | 39084.8371 | 0 | 1445.1562 | 0 | 8910.5032 | 0 | 3143.01 | 0 | 8910.5032 | 0 | 2776.8517 | 0 | 8910.5032 | 0 | 3323.3298 | 0 | 8910.5032 | 0 | 10355.6594 | 12053.5133 | 11687.3549 | 12233.833
39031 | 242.131 | 1220 | 4 | None | Electric, 120% Usage | Standard, 120% Usage | Electric, 120% Usage | None | 300-400% | None | None | Single-Family Detached | Single-Family Detached | Single-Family Detached | 1000-1499 | 0-1499 | 1 | Natural Gas | 40% Conditioned | Room AC | None | Natural Gas Fuel Wall/Floor Furnace | None | 80000-99999 | 100% LED | Occupied | 1950s | Natural Gas | Yes | 0 | 1199.833 | 44.8399 | 0 | 1162.0268 | 0 | 319.7405 | 0 | 0 | 0 | 0 | 0 | 0 | 26.9625 | 0 | 375.131 | 21.9803 | 5095.9198 | 0 | 0 | 0 | 565.6272 | 434.0383 | 0 | 0 | 0 | 0 | 0 | 0 | 0 | 0 | 16300.3198 | 0 | 8413.7773 | 0 | 0 | 0 | 0 | 0 | 0 | 0 | 0 | 33960.1964 | 33960.1964 | 9246.0992 | 9246.0992 | 0 | 24714.0972 | 0 | 1531.712 | 0 | 5634.2922 | 0 | 3403.3163 | 0 | 5634.2922 | 0 | 3000.2514 | 0 | 5634.2922 | 0 | 3621.2665 | 0 | 5634.2922 | 0 | 7166.0042 | 9037.6084 | 8634.5435 | 9255.5587
39040 | 242.131 | 853 | 2 | None | None | None | Gas, 80% Usage | None | 400%+ | 6 | None | 5 to 9 Unit | Multifamily with 5+ units, 1-3 stories | Multi-Family with 5+ Units | 750-999 | 0-1499 | 2 | Natural Gas | 100% Conditioned | Central AC | None | Natural Gas Fuel Furnace | None | 80000-99999 | 100% LED | Vacant | 1990s | Natural Gas | Yes | 0 | 0 | 0 | 219.5102 | 1450.4087 | 0 | 0 | 3.2238 | 0 | 0 | 0 | 0 | 0 | 0 | 0 | 0 | 16.412 | 0 | 0 | 0 | 0 | 0 | 434.0383 | 0 | 0 | 0 | 0 | 0 | 0 | 0 | 0 | 946.9126 | 0 | 1587.2729 | 0 | 0 | 0 | 0 | 0 | 0 | 0 | 0 | 4657.7785 | 4657.7785 | 2123.593 | 2123.593 | 0 | 2534.1855 | 0 | 362.7319 | 0 | 577.7284 | 0 | 762.6838 | 0 | 577.7284 | 0 | 682.525 | 0 | 577.7284 | 0 | 788.7726 | 0 | 577.7284 | 0 | 940.4603 | 1340.4122 | 1260.2533 | 1366.501
39120 | 242.131 | 8194 | 5 | Standard Efficiency, No usage | Gas, 100% Usage | Standard, 100% Usage | Electric, 100% Usage | None | 400%+ | None | None | Single-Family Detached | Single-Family Detached | Single-Family Detached | 4000+ | 4000+ | 1 | Natural Gas | 100% Conditioned | Central AC | None | Natural Gas Fuel Furnace | None | 200000+ | 100% Incandescent | Vacant | 2000s | Natural Gas | Yes | 0 | 0 | 0 | 1033.3686 | 2969.3961 | 0 | 0 | 46.3052 | 0 | 0 | 0 | 0 | 0 | 0 | 0 | 0 | 27.2556 | 0 | 0 | 0 | 0 | 0 | 480.0504 | 0 | 0 | 0 | 0 | 0 | 0 | 0 | 0 | 3529.748 | 0 | 1596.3581 | 0 | 0 | 0 | 0 | 0 | 0 | 0 | 0 | 9682.482 | 9682.482 | 4556.669 | 4556.669 | 0 | 5126.1061 | 0 | 845.7842 | 0 | 1168.6177 | 0 | 1751.1591 | 0 | 1168.6177 | 0 | 1570.6838 | 0 | 1168.6177 | 0 | 1754.386 | 0 | 1168.6177 | 0 | 2014.4019 | 2919.7768 | 2739.3015 | 2923.0037
39146 | 242.131 | 1138 | 2 | Standard Efficiency | Electric, 100% Usage | EnergyStar, 100% Usage | Gas, 100% Usage | 290 Rated kWh, 100% Usage | 400%+ | 12 | None | 10 to 19 Unit | Multifamily with 5+ units, 1-3 stories | Multi-Family with 5+ Units | 1000-1499 | 0-1499 | 2 | Natural Gas | None | None | Heating Only | Natural Gas Shared Heating | Boiler Baseboards Heating Only, Natural Gas | 60000-69999 | 100% CFL | Occupied | 1990s | Natural Gas | Yes | 67.9925 | 369.8557 | 21.6873 | 0 | 0 | 82.646 | 0 | 78.543 | 0 | 0 | 0 | 0 | 0 | 39.2715 | 0 | 468.6206 | 16.412 | 1776.3038 | 0 | 0 | 0 | 26.6695 | 434.0383 | 0 | 0 | 0 | 0 | 0 | 0 | 0 | 0 | 9819.6393 | 0 | 3509.233 | 0 | 0 | 781.0344 | 0 | 0 | 0 | 0 | 0 | 17491.9468 | 17491.9468 | 3382.3332 | 3382.3332 | 0 | 14109.9067 | 0 | 567.6046 | 0 | 3216.7596 | 0 | 1273.0578 | 0 | 3216.7596 | 0 | 1117.8163 | 0 | 3216.7596 | 0 | 1359.1206 | 0 | 3216.7596 | 0 | 3784.3642 | 4489.8174 | 4334.5759 | 4575.8802
39167 | 242.131 | 2663 | 4 | Standard Efficiency | Electric, 80% Usage | Standard, 80% Usage | Gas, 80% Usage | 290 Rated kWh, 80% Usage | 400%+ | None | None | Single-Family Detached | Single-Family Detached | Single-Family Detached | 2500-2999 | 2500-3999 | 3 | Natural Gas | 20% Conditioned | Room AC | None | Natural Gas Fuel Boiler | None | 200000+ | 100% CFL | Occupied | 1940s | Natural Gas | Yes | 67.9925 | 610.174 | 22.8595 | 0 | 1281.0136 | 72.9747 | 0 | 95.5412 | 0 | 0 | 0 | 0 | 0 | 58.3211 | 24.911 | 887.4192 | 21.9803 | 1346.0754 | 0 | 0 | 0 | 22.2734 | 434.0383 | 0 | 0 | 0 | 0 | 0 | 0 | 0 | 0 | 51481.7434 | 0 | 2111.284 | 0 | 0 | 650.9108 | 0 | 0 | 0 | 0 | 0 | 59188.9264 | 59188.9264 | 4945.2812 | 4945.2812 | 0 | 54243.6451 | 0 | 846.9341 | 0 | 12366.4081 | 0 | 1830.6326 | 0 | 12366.4081 | 0 | 1619.1574 | 0 | 12366.4081 | 0 | 1942.7983 | 0 | 12366.4081 | 0 | 13213.3421 | 14197.0407 | 13985.5655 | 14309.2063
39173 | 242.131 | 1138 | 2 | Standard Efficiency | None | None | Gas, 120% Usage | 290 Rated kWh, 120% Usage | 200-300% | 8 | None | 5 to 9 Unit | Multifamily with 5+ units, 1-3 stories | Multi-Family with 5+ Units | 1000-1499 | 0-1499 | 2 | Natural Gas | None | None | None | Natural Gas Fuel Wall/Floor Furnace | None | 40000-44999 | 100% CFL | Occupied | 1960s | Natural Gas | No | 67.9925 | 0 | 0 | 0 | 0 | 99.3511 | 0 | 0 | 0 | 0 | 0 | 0 | 0 | 39.2715 | 0 | 468.6206 | 16.412 | 3552.9006 | 0 | 0 | 0 | 31.9447 | 400.042 | 0 | 0 | 0 | 0 | 0 | 0 | 0 | 0 | 13170.907 | 0 | 5496.841 | 0 | 0 | 937.2413 | 0 | 0 | 0 | 0 | 0 | 24281.5243 | 24281.5243 | 4676.5351 | 4676.5351 | 0 | 19604.9892 | 0 | 793.1167 | 0 | 4469.5314 | 0 | 1778.9761 | 0 | 4469.5314 | 0 | 1562.7464 | 0 | 4469.5314 | 0 | 1892.8564 | 0 | 4469.5314 | 0 | 5262.6481 | 6248.5075 | 6032.2778 | 6362.3878
39226 | 242.131 | 617 | 1 | Standard Efficiency, No usage | Electric, 80% Usage | EnergyStar, 80% Usage | Electric, 80% Usage | 318 Rated kWh, 80% Usage | 150-200% | 9 | None | 5 to 9 Unit | Multifamily with 5+ units, 1-3 stories | Multi-Family with 5+ Units | 500-749 | 0-1499 | 3 | Electricity | 100% Conditioned | Heat Pump | None | Electricity ASHP | None | 15000-19999 | 100% Incandescent | Vacant | 1980s | Electricity | No | 0 | 0 | 0 | 137.7434 | 766.6739 | 0 | 0 | 53.3389 | 72.3886 | 761.9848 | 0 | 0 | 345.2377 | 0 | 0 | 0 | 16.412 | 0 | 0 | 0 | 0 | 0 | 480.0504 | 0 | 0 | 0 | 0 | 0 | 0 | 0 | 0 | 0 | 0 | 0 | 0 | 0 | 0 | 0 | 0 | 0 | 0 | 0 | 2633.5366 | 2633.5366 | 2633.5366 | 2633.5366 | 0 | 0 | 0 | 477.6192 | 0 | 0 | 0 | 1042.1058 | 0 | 0 | 0 | 917.5489 | 0 | 0 | 0 | 1091.3795 | 0 | 0 | 0 | 477.6192 | 1042.1058 | 917.5489 | 1091.3795
39282 | 242.131 | 853 | 2 | Standard Efficiency | None | None | Electric, 100% Usage | 318 Rated kWh, 100% Usage | 300-400% | 12 | None | 10 to 19 Unit | Multifamily with 5+ units, 1-3 stories | Multi-Family with 5+ Units | 750-999 | 0-1499 | 2 | Electricity | 100% Conditioned | Heat Pump | None | Electricity ASHP | None | 50000-59999 | 100% CFL | Occupied | 2010s | Electricity | Yes | 67.9925 | 0 | 0 | 354.3229 | 1043.333 | 88.5075 | 0 | 38.3923 | 51.2874 | 769.3116 | 0 | 0 | 1955.9563 | 35.7547 | 0 | 390.3707 | 16.412 | 1661.713 | 0 | 0 | 0 | 389.4915 | 434.0383 | 0 | 0 | 0 | 0 | 0 | 0 | 0 | 0 | 0 | 0 | 0 | 0 | 0 | 0 | 0 | 0 | 0 | 0 | 0 | 7297.1766 | 7297.1766 | 7297.1766 | 7297.1766 | 0 | 0 | 0 | 1292.6466 | 0 | 0 | 0 | 2883.6368 | 0 | 0 | 0 | 2534.9395 | 0 | 0 | 0 | 3032.4941 | 0 | 0 | 0 | 1292.6466 | 2883.6368 | 2534.9395 | 3032.4941
39289 | 242.131 | 2176 | 4 | Standard Efficiency | Electric, 80% Usage | EnergyStar, 80% Usage | Electric, 80% Usage | 318 Rated kWh, 80% Usage | 150-200% | None | None | Single-Family Detached | Single-Family Detached | Single-Family Detached | 2000-2499 | 1500-2499 | 1 | Other Fuel | 100% Conditioned | Central AC | None | None | None | 30000-34999 | 100% LED | Occupied | 2000s | Propane | Yes | 67.9925 | 320.0336 | 18.7565 | 701.6121 | 2883.8193 | 77.9569 | 319.7405 | 0 | 0 | 0 | 0 | 0 | 0 | 34.8755 | 16.7051 | 575.5916 | 21.9803 | 1268.7047 | 0 | 0 | 0 | 324.4297 | 1324.9743 | 0 | 0 | 0 | 0 | 0 | 0 | 0 | 0 | 0 | 0 | 0 | 0 | 0 | 0 | 0 | 0 | 0 | 2106.3018 | 0 | 10063.4744 | 10063.4744 | 7957.1726 | 7957.1726 | 0 | 0 | 2106.3018 | 1341.3089 | 0 | 0 | 579.6012 | 2888.4567 | 0 | 0 | 579.6012 | 2567.0852 | 0 | 0 | 579.6012 | 3026.7466 | 0 | 0 | 579.6012 | 1920.9102 | 3468.0579 | 3146.6864 | 3606.3478
39294 | 242.131 | 1138 | 2 | None | Electric, 80% Usage | EnergyStar, 80% Usage | Electric, 80% Usage | None | 150-200% | 11 | None | 10 to 19 Unit | Multifamily with 5+ units, 1-3 stories | Multi-Family with 5+ Units | 1000-1499 | 0-1499 | 2 | Natural Gas | 100% Conditioned | Central AC | None | Natural Gas Fuel Furnace | None | 25000-29999 | 100% Incandescent | Occupied | 2000s | Natural Gas | Yes | 0 | 296.0018 | 17.2912 | 631.8612 | 2682.1864 | 0 | 0 | 197.2368 | 0 | 0 | 0 | 0 | 0 | 156.793 | 0 | 1465.0623 | 16.412 | 888.2984 | 0 | 0 | 0 | 311.5345 | 434.0383 | 309.19 | 0 | 0 | 0 | 0 | 0 | 0 | 0 | 8383.8841 | 0 | 2633.5366 | 0 | 0 | 0 | 0 | 0 | 0 | 0 | 0 | 18423.3267 | 18423.3267 | 7405.6129 | 7405.6129 | 0 | 11017.4207 | 0 | 1358.9455 | 0 | 2511.7555 | 0 | 2936.8078 | 0 | 2511.7555 | 0 | 2599.224 | 0 | 2511.7555 | 0 | 3036.8844 | 0 | 2511.7555 | 0 | 3870.701 | 5448.5633 | 5110.9795 | 5548.6399
39352 | 242.131 | 1690 | 3 | Standard Efficiency | Gas, 100% Usage | EnergyStar, 100% Usage | Electric, 100% Usage | 318 Rated kWh, 100% Usage | 400%+ | None | None | Single-Family Detached | Single-Family Detached | Single-Family Detached | 1500-1999 | 1500-2499 | 1 | Natural Gas | 100% Conditioned | Central AC | None | Natural Gas Fuel Furnace | None | 80000-99999 | 100% CFL | Occupied | 2000s | Electricity | Yes | 67.9925 | 24.618 | 16.1189 | 660.2891 | 2020.432 | 60.3726 | 319.7405 | 90.559 | 0 | 0 | 0 | 0 | 1238.8114 | 46.0122 | 24.911 | 620.1384 | 21.9803 | 2067.9095 | 0 | 0 | 0 | 339.6694 | 868.0765 | 0 | 0 | 0 | 0 | 327.3604 | 0 | 0 | 0 | 13380.7458 | 0 | 0 | 0 | 0 | 0 | 0 | 0 | 0 | 0 | 0 | 22196.6167 | 22196.6167 | 8488.2174 | 8488.2174 | 0 | 13708.3993 | 0 | 1488.0588 | 0 | 3125.2111 | 0 | 3218.6624 | 0 | 3125.2111 | 0 | 2847.1644 | 0 | 3125.2111 | 0 | 3392.0749 | 0 | 3125.2111 | 0 | 4613.2698 | 6343.8735 | 5972.3754 | 6517.2859
39444 | 242.131 | 1690 | 3 | Standard Efficiency | Electric, 100% Usage | Standard, 100% Usage | Electric, 100% Usage | None | 400%+ | None | None | Single-Family Detached | Single-Family Detached | Single-Family Detached | 1500-1999 | 1500-2499 | 1 | Electricity | 100% Conditioned | Heat Pump | None | Electricity ASHP | None | 200000+ | 100% Incandescent | Occupied | 1970s | Electricity | Yes | 67.9925 | 525.7695 | 19.6358 | 803.0147 | 3259.5364 | 0 | 0 | 377.4755 | 1484.1119 | 3693.5747 | 0 | 0 | 1294.2018 | 184.6348 | 99.9372 | 1938.9582 | 21.9803 | 2067.9095 | 0 | 0 | 0 | 339.6694 | 434.0383 | 0 | 0 | 0 | 0 | 0 | 0 | 0 | 0 | 0 | 0 | 0 | 0 | 0 | 0 | 0 | 0 | 0 | 0 | 0 | 16612.4405 | 16612.4405 | 16612.4405 | 16612.4405 | 0 | 0 | 0 | 3018.3501 | 0 | 0 | 0 | 6765.4354 | 0 | 0 | 0 | 5925.9398 | 0 | 0 | 0 | 7055.7355 | 0 | 0 | 0 | 3018.3501 | 6765.4354 | 5925.9398 | 7055.7355
39446 | 242.131 | 1690 | 4 | Standard Efficiency | Electric, 100% Usage | EnergyStar, 100% Usage | Electric, 100% Usage | 290 Rated kWh, 100% Usage | 200-300% | None | None | Single-Family Detached | Single-Family Detached | Single-Family Detached | 1500-1999 | 1500-2499 | 1 | Electricity | 100% Conditioned | Central AC | None | Electricity Electric Furnace | None | 30000-34999 | 100% LED | Occupied | 1970s | Electricity | Yes | 67.9925 | 398.8697 | 23.4457 | 728.2816 | 3680.3865 | 91.1451 | 0 | 382.7508 | 0 | 16434.2533 | 0 | 0 | 2081.3907 | 30.7725 | 16.7051 | 473.6028 | 21.9803 | 2382.6678 | 0 | 1992.0041 | 0 | 405.6104 | 434.0383 | 0 | 0 | 0 | 0 | 0 | 0 | 0 | 0 | 0 | 0 | 0 | 0 | 0 | 0 | 0 | 0 | 0 | 0 | 0 | 29645.8972 | 29645.8972 | 29645.8972 | 29645.8972 | 0 | 0 | 0 | 5000.967 | 0 | 0 | 0 | 11671.8312 | 0 | 0 | 0 | 10170.8133 | 0 | 0 | 0 | 12299.6738 | 0 | 0 | 0 | 5000.967 | 11671.8312 | 10170.8133 | 12299.6738
39517 | 242.131 | 1138 | 1 | None | Electric, 100% Usage | Standard, 100% Usage | Electric, 100% Usage | None | 300-400% | 10 | None | 10 to 19 Unit | Multifamily with 5+ units, 4-7 stories | Multi-Family with 5+ Units | 1000-1499 | 0-1499 | 5 | Natural Gas | 100% Conditioned | Central AC | None | Natural Gas Fuel Furnace | None | 40000-44999 | 100% CFL | Occupied | 1970s | Natural Gas | Yes | 0 | 552.439 | 20.808 | 1235.0015 | 6492.4034 | 0 | 0 | 403.2658 | 0 | 0 | 0 | 0 | 0 | 39.2715 | 0 | 468.6206 | 16.412 | 1581.4115 | 0 | 0 | 0 | 346.9961 | 434.0383 | 0 | 0 | 0 | 0 | 0 | 0 | 0 | 0 | 16212.9847 | 0 | 1375.6756 | 0 | 0 | 0 | 0 | 0 | 0 | 0 | 0 | 29178.7419 | 29178.7419 | 11590.3747 | 11590.3747 | 0 | 17588.3672 | 0 | 1899.1736 | 0 | 4009.8132 | 0 | 4071.3108 | 0 | 4009.8132 | 0 | 3630.0535 | 0 | 4009.8132 | 0 | 4267.8651 | 0 | 4009.8132 | 0 | 5908.9868 | 8081.1241 | 7639.8667 | 8277.6784
39541 | 242.131 | 2663 | 3 | Standard Efficiency | Electric, 100% Usage | Standard, 100% Usage | Electric, 100% Usage | 290 Rated kWh, 100% Usage | 400%+ | None | None | Single-Family Detached | Single-Family Detached | Single-Family Detached | 2500-2999 | 2500-3999 | 1 | Electricity | 60% Conditioned | Central AC | None | Electricity Electric Furnace | None | 120000-139999 | 100% CFL | Occupied | 1980s | Electricity | Yes | 67.9925 | 999.9585 | 37.5131 | 70.044 | 1577.8946 | 125.7275 | 0 | 355.2021 | 0 | 15196.6142 | 0 | 0 | 3245.469 | 58.3211 | 24.911 | 887.4192 | 21.9803 | 3006.9092 | 0 | 2598.075 | 0 | 471.2583 | 817.9614 | 458.6562 | 0 | 0 | 0 | 0 | 0 | 0 | 0 | 0 | 0 | 0 | 0 | 0 | 0 | 0 | 0 | 0 | 0 | 0 | 30022.2004 | 30022.2004 | 30022.2004 | 30022.2004 | 0 | 0 | 0 | 5054.6274 | 0 | 0 | 0 | 11787.27 | 0 | 0 | 0 | 10261.1584 | 0 | 0 | 0 | 12516.475 | 0 | 0 | 0 | 5054.6274 | 11787.27 | 10261.1584 | 12516.475
39648 | 242.131 | 13414 | 5 | Standard Efficiency, No usage | Gas, 120% Usage | EnergyStar, 120% Usage | Gas, 120% Usage | None | 300-400% | None | 8 | Single-Family Attached | Single-Family Attached | Single-Family Attached | 4000+ | 4000+ | 2 | Natural Gas | 20% Conditioned | Room AC | None | Natural Gas Fuel Wall/Floor Furnace | None | 60000-69999 | 100% CFL | Vacant | <1940 | Natural Gas | Yes | 0 | 0 | 0 | 0 | 720.9548 | 0 | 319.7405 | 0 | 0 | 0 | 0 | 0 | 0 | 0 | 0 | 0 | 27.2556 | 0 | 0 | 0 | 0 | 0 | 434.0383 | 0 | 0 | 0 | 0 | 0 | 0 | 0 | 0 | 22113.0914 | 0 | 1518.4012 | 0 | 0 | 0 | 0 | 0 | 0 | 0 | 0 | 25133.4819 | 25133.4819 | 1501.9892 | 1501.9892 | 0 | 23631.4927 | 0 | 261.6058 | 0 | 5387.474 | 0 | 542.1386 | 0 | 5387.474 | 0 | 484.9606 | 0 | 5387.474 | 0 | 566.1246 | 0 | 5387.474 | 0 | 5649.0797 | 5929.6126 | 5872.4345 | 5953.5985
39669 | 242.131 | 617 | 2 | None | Electric, 80% Usage | Standard, 80% Usage | Electric, 80% Usage | 318 Rated kWh, 80% Usage | 400%+ | 4 | None | 3 or 4 Unit | Multifamily with 2-4 Units | Multi-Family with 2 - 4 Units | 500-749 | 0-1499 | 2 | Electricity | 100% Conditioned | Central AC | Heating and Cooling | Electricity Shared Heating | Fan Coil Heating and Cooling, Electricity | 80000-99999 | 100% LED | Vacant | 1950s | Electricity | Yes | 0 | 0 | 0 | 26.0833 | 2107.181 | 0 | 0 | 82.0599 | 0 | 2399.3729 | 0 | 0 | 0 | 0 | 0 | 0 | 16.412 | 0 | 0 | 0 | 0 | 0 | 434.0383 | 0 | 0 | 0 | 0 | 0 | 0 | 0 | 0 | 0 | 0 | 0 | 0 | 0 | 0 | 0 | 0 | 0 | 0 | 0 | 5064.8542 | 5064.8542 | 5064.8542 | 5064.8542 | 0 | 0 | 0 | 912.1997 | 0 | 0 | 0 | 2042.5364 | 0 | 0 | 0 | 1793.3922 | 0 | 0 | 0 | 2112.6187 | 0 | 0 | 0 | 912.1997 | 2042.5364 | 1793.3922 | 2112.6187
39754 | 242.131 | 2631 | 3 | None | Electric, 100% Usage | EnergyStar, 100% Usage | Electric, 100% Usage | None | 400%+ | None | 7 | Single-Family Attached | Single-Family Attached | Single-Family Attached | 2500-2999 | 2500-3999 | 1 | Electricity | 100% Conditioned | Central AC | None | Electricity Electric Furnace | None | 80000-99999 | 100% Incandescent | Occupied | 1970s | Electricity | Yes | 0 | 450.1572 | 26.3764 | 858.9913 | 4893.1146 | 0 | 0 | 185.8071 | 0 | 11479.3007 | 0 | 0 | 2323.1744 | 231.5261 | 0 | 2746.6621 | 21.9803 | 2137.3673 | 0 | 0 | 0 | 431.9868 | 914.0887 | 0 | 0 | 0 | 0 | 0 | 0 | 0 | 0 | 0 | 0 | 0 | 0 | 0 | 0 | 0 | 0 | 0 | 0 | 0 | 26700.2398 | 26700.2398 | 26700.2398 | 26700.2398 | 0 | 0 | 0 | 4432.1291 | 0 | 0 | 0 | 10239.7534 | 0 | 0 | 0 | 8952.2133 | 0 | 0 | 0 | 10828.9776 | 0 | 0 | 0 | 4432.1291 | 10239.7534 | 8952.2133 | 10828.9776
39977 | 242.131 | 1138 | 2 | None | Gas, 80% Usage | Standard, 80% Usage | Electric, 80% Usage | None | 100-150% | 4 | None | 3 or 4 Unit | Multifamily with 2-4 Units | Multi-Family with 2 - 4 Units | 1000-1499 | 0-1499 | 2 | Electricity | 100% Conditioned | Central AC | None | Electricity Electric Furnace | None | 15000-19999 | 100% CFL | Occupied | 1990s | Electricity | Yes | 0 | 39.5646 | 16.412 | 363.7012 | 3310.2377 | 0 | 319.7405 | 179.9456 | 0 | 7719.1989 | 0 | 0 | 875.9894 | 39.2715 | 0 | 468.6206 | 16.412 | 611.6393 | 0 | 0 | 0 | 277.5383 | 434.0383 | 0 | 0 | 0 | 0 | 524.5972 | 0 | 0 | 0 | 0 | 0 | 0 | 0 | 0 | 0 | 0 | 0 | 0 | 0 | 0 | 15197.2003 | 15197.2003 | 14672.31 | 14672.31 | 0 | 524.5972 | 0 | 2576.6609 | 0 | 119.6223 | 0 | 5931.8479 | 0 | 119.6223 | 0 | 5175.8482 | 0 | 119.6223 | 0 | 6174.7203 | 0 | 119.6223 | 0 | 2696.2832 | 6051.4702 | 5295.4705 | 6294.3426
40062 | 242.131 | 853 | 1 | Standard Efficiency | Electric, 100% Usage | EnergyStar, 100% Usage | Gas, 100% Usage | 318 Rated kWh, 100% Usage | 0-100% | 10 | None | 10 to 19 Unit | Multifamily with 5+ units, 1-3 stories | Multi-Family with 5+ Units | 750-999 | 0-1499 | 2 | Electricity | 60% Conditioned | Room AC | None | Electricity Baseboard | None | <10000 | 100% Incandescent | Occupied | 1960s | Electricity | Yes | 67.9925 | 289.8473 | 16.9981 | 0 | 1297.7187 | 64.7687 | 0 | 0 | 0 | 4937.3683 | 0 | 0 | 1379.7786 | 142.7256 | 0 | 1220.3479 | 16.412 | 1466.5276 | 0 | 0 | 0 | 23.7388 | 480.0504 | 0 | 0 | 0 | 0 | 0 | 0 | 0 | 0 | 0 | 0 | 0 | 0 | 0 | 694.8715 | 0 | 0 | 0 | 0 | 0 | 12098.5599 | 12098.5599 | 11403.9815 | 11403.9815 | 0 | 694.8715 | 0 | 1970.8979 | 0 | 158.3963 | 0 | 4530.8802 | 0 | 158.3963 | 0 | 3958.4153 | 0 | 158.3963 | 0 | 4799.3897 | 0 | 158.3963 | 0 | 2129.2941 | 4689.2765 | 4116.8116 | 4957.7859
40093 | 242.131 | 1202 | 4 | None | Gas, 80% Usage | Standard, 80% Usage | Electric, 80% Usage | 318 Rated kWh, 80% Usage | 150-200% | None | 16 | Single-Family Attached | Single-Family Attached | Single-Family Attached | 1000-1499 | 0-1499 | 2 | Natural Gas | 60% Conditioned | Room AC | None | Natural Gas Fuel Boiler | None | 50000-59999 | 100% CFL | Occupied | 1950s | Natural Gas | Yes | 0 | 83.2322 | 34.8755 | 0 | 1607.7879 | 128.3651 | 0 | 80.0084 | 0 | 0 | 0 | 0 | 0 | 40.1507 | 0 | 486.2049 | 21.9803 | 1089.9313 | 0 | 0 | 0 | 413.5233 | 434.0383 | 0 | 0 | 0 | 0 | 1105.7571 | 0 | 0 | 0 | 17003.6904 | 0 | 3248.6928 | 0 | 0 | 0 | 0 | 0 | 0 | 0 | 0 | 25778.2382 | 25778.2382 | 4420.0979 | 4420.0979 | 0 | 21358.1404 | 0 | 749.2815 | 0 | 4869.2311 | 0 | 1621.2171 | 0 | 4869.2311 | 0 | 1437.8601 | 0 | 4869.2311 | 0 | 1708.9732 | 0 | 4869.2311 | 0 | 5618.5126 | 6490.4482 | 6307.0912 | 6578.2043
40108 | 242.131 | 333 | 1 | Standard Efficiency | None | None | Gas, 100% Usage | None | 0-100% | 183 | None | 50 or more Unit | Multifamily with 5+ units, 8+ stories | Multi-Family with 5+ Units | 0-499 | 0-1499 | 21 | Natural Gas | 100% Conditioned | Central AC | None | Natural Gas Fuel Furnace | None | <10000 | 100% LED | Occupied | 1970s | Natural Gas | No | 67.9925 | 0 | 0 | 216.2864 | 832.6149 | 0 | 0 | 1.7584 | 0 | 0 | 0 | 0 | 0 | 19.3427 | 0 | 189.0308 | 16.412 | 1256.9818 | 0 | 0 | 0 | 23.7388 | 434.0383 | 0 | 0 | 0 | 0 | 0 | 0 | 0 | 0 | 808.29 | 0 | 2724.9748 | 0 | 0 | 694.8715 | 0 | 0 | 0 | 0 | 0 | 7286.3329 | 7286.3329 | 3058.1966 | 3058.1966 | 0 | 4228.4294 | 0 | 517.8238 | 0 | 963.9722 | 0 | 1160.1655 | 0 | 963.9722 | 0 | 1065.4749 | 0 | 963.9722 | 0 | 1269.8241 | 0 | 963.9722 | 0 | 1481.796 | 2124.1377 | 2029.4471 | 2233.7964
40110 | 242.131 | 2663 | 3 | None | Electric, 80% Usage | Standard, 80% Usage | Electric, 80% Usage | 318 Rated kWh, 80% Usage | 400%+ | None | None | Single-Family Detached | Single-Family Detached | Single-Family Detached | 2500-2999 | 2500-3999 | 2 | Propane | 100% Conditioned | Central AC | None | Propane Fuel Furnace | None | 120000-139999 | 100% LED | Occupied | 2010s | Electricity | Yes | 0 | 799.791 | 29.8932 | 885.0746 | 4375.258 | 107.8502 | 0 | 520.7873 | 0 | 0 | 0 | 0 | 1953.3187 | 38.9785 | 16.7051 | 677.8734 | 21.9803 | 1503.4546 | 0 | 0 | 0 | 377.1825 | 1356.0398 | 0 | 0 | 0 | 0 | 0 | 0 | 0 | 0 | 0 | 0 | 0 | 0 | 0 | 0 | 0 | 0 | 26497.7277 | 0 | 0 | 39161.3287 | 39161.3287 | 12663.894 | 12663.894 | 0 | 0 | 26497.7277 | 2135.4435 | 0 | 0 | 7291.7491 | 4665.3862 | 0 | 0 | 7291.7491 | 4343.9834 | 0 | 0 | 7291.7491 | 5126.2206 | 0 | 0 | 7291.7491 | 9427.1926 | 11957.1353 | 11635.7325 | 12417.9697
40155 | 242.131 | 3301 | 4 | Standard Efficiency | Electric, 100% Usage | Standard, 100% Usage | Electric, 100% Usage | 290 Rated kWh, 100% Usage | 400%+ | None | None | Single-Family Detached | Single-Family Detached | Single-Family Detached | 3000-3999 | 2500-3999 | 2 | Electricity | 100% Conditioned | Heat Pump | None | Electricity ASHP | None | 200000+ | 100% Incandescent | Occupied | 1980s | Natural Gas | Yes | 67.9925 | 999.9585 | 37.5131 | 677.8734 | 2976.7229 | 125.7275 | 0 | 880.6786 | 4188.8648 | 8313.8401 | 0 | 0 | 0 | 264.9362 | 99.9372 | 3321.6675 | 21.9803 | 3209.7144 | 0 | 0 | 0 | 471.2583 | 400.042 | 492.0663 | 0 | 0 | 0 | 0 | 0 | 0 | 0 | 0 | 0 | 5271.4693 | 0 | 0 | 0 | 0 | 0 | 0 | 0 | 0 | 31822.2429 | 31822.2429 | 26551.0667 | 26551.0667 | 0 | 5271.4693 | 0 | 4812.4762 | 0 | 1201.754 | 0 | 11029.2495 | 0 | 1201.754 | 0 | 9609.0781 | 0 | 1201.754 | 0 | 11485.6696 | 0 | 1201.754 | 0 | 6014.2302 | 12231.0035 | 10810.8321 | 12687.4236
40167 | 242.131 | 2663 | 4 | Standard Efficiency | Gas, 120% Usage | EnergyStar, 120% Usage | Electric, 120% Usage | 290 Rated kWh, 120% Usage | 200-300% | None | None | Single-Family Detached | Single-Family Detached | Single-Family Detached | 2500-2999 | 2500-3999 | 2 | Natural Gas | 100% Conditioned | Central AC | None | Natural Gas Fuel Furnace | None | 45000-49999 | 100% LED | Occupied | 1960s | Natural Gas | Yes | 67.9925 | 56.2696 | 36.6339 | 1232.0708 | 4927.99 | 150.9316 | 0 | 526.6487 | 0 | 0 | 0 | 0 | 0 | 38.9785 | 16.7051 | 677.8734 | 21.9803 | 6013.8184 | 0 | 0 | 0 | 565.6272 | 400.042 | 0 | 0 | 0 | 0 | 747.3312 | 0 | 0 | 0 | 36098.1498 | 0 | 8352.2324 | 0 | 0 | 0 | 0 | 0 | 0 | 0 | 0 | 59931.2754 | 59931.2754 | 14733.2688 | 14733.2688 | 0 | 45197.7135 | 0 | 2766.9987 | 0 | 10304.169 | 0 | 5875.2028 | 0 | 10304.169 | 0 | 5206.2126 | 0 | 10304.169 | 0 | 6115.5823 | 0 | 10304.169 | 0 | 13071.1677 | 16179.3718 | 15510.3815 | 16419.7512
40174 | 242.131 | 1202 | 3 | None | Electric, 100% Usage | EnergyStar, 100% Usage | Electric, 100% Usage | 318 Rated kWh, 100% Usage | 200-300% | None | 5 | Single-Family Attached | Single-Family Attached | Single-Family Attached | 1000-1499 | 0-1499 | 2 | Natural Gas | 100% Conditioned | Central AC | None | Natural Gas Fuel Furnace | None | 45000-49999 | 100% LED | Occupied | 1990s | Electricity | Yes | 0 | 369.8557 | 21.6873 | 399.4559 | 2308.8139 | 88.5075 | 0 | 107.8502 | 0 | 0 | 0 | 0 | 1899.1005 | 26.6695 | 0 | 371.321 | 21.9803 | 1786.8543 | 0 | 0 | 0 | 389.4915 | 480.0504 | 0 | 0 | 0 | 0 | 0 | 0 | 0 | 0 | 5408.0405 | 0 | 0 | 0 | 0 | 0 | 0 | 0 | 0 | 0 | 0 | 13679.6783 | 13679.6783 | 8271.3448 | 8271.3448 | 0 | 5408.0405 | 0 | 1402.284 | 0 | 1232.9539 | 0 | 3062.3908 | 0 | 1232.9539 | 0 | 2708.1211 | 0 | 1232.9539 | 0 | 3240.0888 | 0 | 1232.9539 | 0 | 2635.2379 | 4295.3447 | 3941.075 | 4473.0426
40182 | 242.131 | 1220 | 2 | Standard Efficiency | None | None | Electric, 100% Usage | None | 200-300% | None | None | Single-Family Detached | Single-Family Detached | Single-Family Detached | 1000-1499 | 0-1499 | 1 | Electricity | 100% Conditioned | Central AC | None | Electricity Electric Furnace | None | 60000-69999 | 100% LED | Occupied | 2000s | Electricity | Yes | 67.9925 | 0 | 0 | 444.2957 | 1797.1118 | 0 | 319.7405 | 43.3745 | 0 | 5801.6349 | 0 | 0 | 3062.8858 | 26.9625 | 0 | 375.131 | 16.412 | 2547.9599 | 0 | 0 | -12712.5438 | 471.2583 | 400.042 | 0 | 0 | 0 | 0 | 0 | 0 | 0 | 0 | 0 | 0 | 0 | 0 | 0 | 0 | 0 | 0 | 0 | 0 | 0 | 2661.9645 | 15374.5083 | 2661.9645 | 15374.5083 | 0 | 0 | 0 | 1385.2489 | 0 | 0 | 0 | 3030.0528 | 0 | 0 | 0 | 2585.9755 | 0 | 0 | 0 | 2924.3245 | 0 | 0 | 0 | 1385.2489 | 3030.0528 | 2585.9755 | 2924.3245
40224 | 242.131 | 3301 | 3 | Standard Efficiency | Electric, 100% Usage | Standard, 100% Usage | Electric, 100% Usage | 290 Rated kWh, 100% Usage | 400%+ | None | None | Single-Family Detached | Single-Family Detached | Single-Family Detached | 3000-3999 | 2500-3999 | 1 | Fuel Oil | 100% Conditioned | Central AC | None | Fuel Oil Fuel Furnace | None | 200000+ | 100% Incandescent | Occupied | 1960s | Electricity | Yes | 67.9925 | 762.864 | 28.4279 | 877.4548 | 7105.215 | 91.1451 | 0 | 1237.6391 | 0 | 0 | 0 | 0 | 2332.8457 | 264.9362 | 99.9372 | 3321.6675 | 21.9803 | 2894.956 | 0 | 0 | 0 | 405.6104 | 434.0383 | 0 | 0 | 57452.1872 | 0 | 0 | 0 | 0 | 0 | 0 | 0 | 0 | 0 | 0 | 0 | 0 | 0 | 0 | 0 | 0 | 77399.1904 | 77399.1904 | 19946.7101 | 19946.7101 | 57452.1872 | 0 | 0 | 3458.5529 | 17419.4656 | 0 | 0 | 7377.3565 | 17419.4656 | 0 | 0 | 6542.9869 | 17419.4656 | 0 | 0 | 7828.4659 | 17419.4656 | 0 | 0 | 20878.0186 | 24796.8221 | 23962.4526 | 25247.9315
40251 | 242.131 | 2176 | 4 | Standard Efficiency | Electric, 100% Usage | EnergyStar, 100% Usage | Electric, 100% Usage | 318 Rated kWh, 100% Usage | 300-400% | None | None | Single-Family Detached | Single-Family Detached | Single-Family Detached | 2000-2499 | 1500-2499 | 1 | Fuel Oil | 100% Conditioned | Central AC | None | Fuel Oil Fuel Furnace | None | 60000-69999 | 100% LED | Occupied | 1940s | Electricity | Yes | 67.9925 | 400.042 | 23.4457 | 709.5251 | 3240.7799 | 97.5927 | 0 | 315.9306 | 0 | 0 | 0 | 0 | 2223.2371 | 34.8755 | 0 | 575.5916 | 21.9803 | 2537.1163 | 0 | 0 | 0 | 405.0242 | 434.0383 | 0 | 0 | 21158.2659 | 0 | 0 | 0 | 828.805 | 0 | 0 | 0 | 0 | 0 | 0 | 0 | 0 | 0 | 0 | 0 | 0 | 33074.2425 | 33074.2425 | 11087.4647 | 11087.4647 | 21158.2659 | 828.805 | 0 | 1981.6294 | 6415.1687 | 188.9171 | 0 | 4216.5343 | 6415.1687 | 188.9171 | 0 | 3734.0853 | 6415.1687 | 188.9171 | 0 | 4466.8525 | 6415.1687 | 188.9171 | 0 | 8585.7152 | 10820.6202 | 10338.1712 | 11070.9383
40263 | 242.131 | 2176 | 4 | Standard Efficiency | Electric, 120% Usage | EnergyStar, 120% Usage | Electric, 120% Usage | None | 400%+ | None | None | Single-Family Detached | Single-Family Detached | Single-Family Detached | 2000-2499 | 1500-2499 | 2 | Electricity | 20% Conditioned | Room AC | None | Electricity Electric Boiler | None | 120000-139999 | 100% CFL | Occupied | <1940 | Electricity | Yes | 67.9925 | 629.5167 | 36.6339 | 0 | 1454.8048 | 0 | 319.7405 | 109.0224 | 0 | 38084.8786 | 0 | 0 | 5447.8981 | 52.1667 | 0 | 753.7788 | 21.9803 | 5704.0422 | 0 | 0 | 0 | 565.6272 | 914.0887 | 0 | 0 | 0 | 0 | 0 | 0 | 0 | 0 | 0 | 0 | 0 | 0 | 0 | 0 | 0 | 0 | 0 | 0 | 0 | 54161.8783 | 54161.8783 | 54161.8783 | 54161.8783 | 0 | 0 | 0 | 9604.4778 | 0 | 0 | 0 | 22431.684 | 0 | 0 | 0 | 19469.695 | 0 | 0 | 0 | 23751.1906 | 0 | 0 | 0 | 9604.4778 | 22431.684 | 19469.695 | 23751.1906
40292 | 242.131 | 617 | 1 | Standard Efficiency | Electric, 100% Usage | Standard, 100% Usage | Gas, 100% Usage | None | 0-100% | None | 8 | Single-Family Attached | Single-Family Attached | Single-Family Attached | 500-749 | 0-1499 | 2 | Natural Gas | 60% Conditioned | Room AC | None | Natural Gas Fuel Wall/Floor Furnace | None | <10000 | 100% LED | Occupied | <1940 | Natural Gas | Yes | 67.9925 | 552.439 | 20.808 | 0 | 852.2507 | 0 | 0 | 0 | 0 | 0 | 0 | 0 | 0 | 21.6873 | 0 | 248.8173 | 16.412 | 1565.8787 | 0 | 0 | 0 | 23.7388 | 400.042 | 0 | 0 | 0 | 0 | 0 | 0 | 0 | 0 | 8896.7585 | 0 | 2799.7079 | 0 | 0 | 694.8715 | 0 | 0 | 0 | 0 | 0 | 16161.1111 | 16161.1111 | 3769.7732 | 3769.7732 | 0 | 12391.3379 | 0 | 648.8906 | 0 | 2824.9443 | 0 | 1408.6769 | 0 | 2824.9443 | 0 | 1245.4835 | 0 | 2824.9443 | 0 | 1494.3746 | 0 | 2824.9443 | 0 | 3473.8349 | 4233.6212 | 4070.4277 | 4319.3188
40402 | 242.131 | 853 | 2 | Standard Efficiency | Electric, 100% Usage | EnergyStar, 100% Usage | Electric, 100% Usage | 318 Rated kWh, 100% Usage | 200-300% | 8 | None | 5 to 9 Unit | Multifamily with 5+ units, 1-3 stories | Multi-Family with 5+ Units | 750-999 | 0-1499 | 2 | Electricity | 100% Conditioned | Heat Pump | None | Electricity ASHP | None | 50000-59999 | 100% CFL | Occupied | 1980s | Electricity | Yes | 67.9925 | 450.1572 | 26.3764 | 289.8473 | 1238.2253 | 112.5393 | 0 | 288.675 | 735.9015 | 2926.3146 | 0 | 0 | 2560.2689 | 35.7547 | 0 | 390.3707 | 16.412 | 1856.8983 | 0 | 0 | 0 | 431.9868 | 434.0383 | 330.8772 | 0 | 0 | 0 | 0 | 0 | 0 | 0 | 0 | 0 | 0 | 0 | 0 | 0 | 0 | 0 | 0 | 0 | 0 | 12192.3427 | 12192.3427 | 12192.3427 | 12192.3427 | 0 | 0 | 0 | 2150.735 | 0 | 0 | 0 | 4861.8389 | 0 | 0 | 0 | 4251.548 | 0 | 0 | 0 | 5144.9041 | 0 | 0 | 0 | 2150.735 | 4861.8389 | 4251.548 | 5144.9041
40566 | 242.131 | 1690 | 3 | None | Electric, 120% Usage | Standard, 120% Usage | Electric, 120% Usage | None | 400%+ | None | None | Single-Family Detached | Single-Family Detached | Single-Family Detached | 1500-1999 | 1500-2499 | 2 | Electricity | 100% Conditioned | Central AC | None | Electricity Electric Furnace | None | 80000-99999 | 100% Incandescent | Occupied | 1990s | Propane | Yes | 0 | 915.261 | 34.2893 | 778.6898 | 2943.0197 | 0 | 0 | 74.4401 | 0 | 8442.7914 | 897.3836 | 886.54 | 0 | 184.6348 | 99.9372 | 1938.9582 | 21.9803 | 4765.3356 | 0 | 0 | 0 | 486.498 | 434.0383 | 0 | 0 | 0 | 0 | 0 | 0 | 0 | 0 | 0 | 0 | 0 | 0 | 0 | 0 | 0 | 0 | 0 | 6229.5187 | 0 | 29133.6089 | 29133.6089 | 22904.0903 | 22904.0903 | 0 | 0 | 6229.5187 | 3798.8352 | 0 | 0 | 1714.2907 | 8757.6653 | 0 | 0 | 1714.2907 | 7655.7919 | 0 | 0 | 1714.2907 | 9242.2938 | 0 | 0 | 1714.2907 | 5513.1259 | 10471.956 | 9370.0826 | 10956.5845
40585 | 242.131 | 333 | 1 | Standard Efficiency | None | None | Electric, 100% Usage | None | 400%+ | 6 | None | 5 to 9 Unit | Multifamily with 5+ units, 1-3 stories | Multi-Family with 5+ Units | 0-499 | 0-1499 | 3 | Natural Gas | None | None | None | Natural Gas Fuel Boiler | None | 50000-59999 | 100% Incandescent | Occupied | <1940 | Natural Gas | No | 67.9925 | 0 | 0 | 0 | 0 | 0 | 0 | 84.4045 | 0 | 0 | 0 | 0 | 0 | 116.6423 | 0 | 774.0007 | 16.412 | 1256.9818 | 0 | 0 | 0 | 346.9961 | 1356.0398 | 0 | 0 | 0 | 0 | 0 | 0 | 0 | 0 | 4021.2282 | 0 | 1268.7047 | 0 | 0 | 0 | 0 | 0 | 0 | 0 | 0 | 9309.6956 | 9309.6956 | 4019.7628 | 4019.7628 | 0 | 5289.9328 | 0 | 692.9376 | 0 | 1206.01 | 0 | 1537.8251 | 0 | 1206.01 | 0 | 1351.1029 | 0 | 1206.01 | 0 | 1642.5632 | 0 | 1206.01 | 0 | 1898.9477 | 2743.8351 | 2557.1129 | 2848.5732
40614 | 242.131 | 333 | 1 | None | Electric, 120% Usage | EnergyStar, 120% Usage | Gas, 120% Usage | None | 100-150% | 67 | None | 50 or more Unit | Multifamily with 5+ units, 4-7 stories | Multi-Family with 5+ Units | 0-499 | 0-1499 | 6 | Natural Gas | 100% Conditioned | Room AC | Heating Only | Natural Gas Shared Heating | Boiler Baseboards Heating Only, Natural Gas | 15000-19999 | 100% Incandescent | Occupied | <1940 | Natural Gas | No | 0 | 347.5823 | 20.2219 | 0 | 1386.2262 | 0 | 0 | 101.4026 | 0 | 0 | 0 | 0 | 0 | 116.6423 | 0 | 774.0007 | 16.412 | 2513.9636 | 0 | 0 | 0 | 28.4279 | 434.0383 | 0 | 0 | 0 | 0 | 0 | 0 | 0 | 0 | 7050.9969 | 0 | 3897.2591 | 0 | 0 | 833.7872 | 0 | 0 | 0 | 0 | 0 | 17520.9608 | 17520.9608 | 5739.2108 | 5739.2108 | 0 | 11781.7501 | 0 | 987.3522 | 0 | 2686.003 | 0 | 2141.5883 | 0 | 2686.003 | 0 | 1892.0912 | 0 | 2686.003 | 0 | 2274.2368 | 0 | 2686.003 | 0 | 3673.3552 | 4827.5913 | 4578.0942 | 4960.2399
40703 | 242.131 | 885 | 2 | None | Electric, 100% Usage | Standard, 100% Usage | Electric, 100% Usage | None | 400%+ | None | None | Single-Family Detached | Single-Family Detached | Single-Family Detached | 750-999 | 0-1499 | 1 | Natural Gas | None | None | None | Natural Gas Fuel Wall/Floor Furnace | None | 70000-79999 | 100% LED | Occupied | <1940 | Electricity | Yes | 0 | 762.864 | 28.4279 | 0 | 0 | 0 | 0 | 0 | 0 | 0 | 0 | 0 | 2132.9712 | 24.0318 | 0 | 304.7939 | 16.412 | 2126.8168 | 0 | 0 | 0 | 405.6104 | 434.0383 | 0 | 0 | 0 | 0 | 0 | 0 | 0 | 0 | 15152.9466 | 0 | 0 | 0 | 0 | 0 | 0 | 0 | 0 | 0 | 0 | 21388.6198 | 21388.6198 | 6235.9662 | 6235.9662 | 0 | 15152.9466 | 0 | 1007.7421 | 0 | 3454.5314 | 0 | 2275.9578 | 0 | 3454.5314 | 0 | 1999.1612 | 0 | 3454.5314 | 0 | 2447.7845 | 0 | 3454.5314 | 0 | 4462.2735 | 5730.4891 | 5453.6926 | 5902.3158
40709 | 242.131 | 1202 | 3 | Standard Efficiency, No usage | Electric, 80% Usage | Standard, 80% Usage | Electric, 80% Usage | 318 Rated kWh, 80% Usage | 400%+ | None | 5 | Single-Family Attached | Single-Family Attached | Single-Family Attached | 1000-1499 | 0-1499 | 1 | Natural Gas | 100% Conditioned | Room AC | None | Natural Gas Fuel Wall/Floor Furnace | None | 160000-179999 | 100% Incandescent | Vacant | 1940s | Natural Gas | Yes | 0 | 0 | 0 | 0 | 370.7349 | 0 | 319.7405 | 0 | 0 | 0 | 0 | 0 | 0 | 0 | 0 | 0 | 21.9803 | 0 | 0 | 0 | 0 | 0 | 434.0383 | 0 | 0 | 0 | 0 | 0 | 0 | 0 | 0 | 4285.2852 | 0 | 1554.449 | 0 | 0 | 0 | 0 | 0 | 0 | 0 | 0 | 6986.2282 | 6986.2282 | 1146.494 | 1146.494 | 0 | 5839.7341 | 0 | 200.5309 | 0 | 1331.3512 | 0 | 422.221 | 0 | 1331.3512 | 0 | 376.3474 | 0 | 1331.3512 | 0 | 442.5542 | 0 | 1331.3512 | 0 | 1531.8821 | 1753.5722 | 1707.6986 | 1773.9054
40710 | 242.131 | 1220 | 3 | Standard Efficiency | Electric, 100% Usage | EnergyStar, 100% Usage | Electric, 100% Usage | None | 400%+ | None | None | Single-Family Detached | Single-Family Detached | Single-Family Detached | 1000-1499 | 0-1499 | 1 | Electricity | 100% Conditioned | Central AC | None | Electricity Baseboard | None | 80000-99999 | 100% Incandescent | Occupied | 1970s | Natural Gas | Yes | 67.9925 | 275.7799 | 16.1189 | 707.7666 | 2872.0965 | 0 | 0 | 0 | 0 | 16926.0266 | 0 | 0 | 0 | 160.896 | 0 | 1535.3993 | 21.9803 | 1918.4432 | 0 | 0 | -4943.2297 | 339.6694 | 914.0887 | 0 | 0 | 0 | 0 | 0 | 0 | 0 | 0 | 0 | 0 | 2576.9739 | 0 | 0 | 0 | 0 | 0 | 0 | 0 | 0 | 23390.2952 | 28333.5249 | 20813.3212 | 25756.551 | 0 | 2576.9739 | 0 | 4121.0423 | 0 | 587.5123 | 0 | 9329.4212 | 0 | 587.5123 | 0 | 8103.9257 | 0 | 587.5123 | 0 | 9794.2817 | 0 | 587.5123 | 0 | 4708.5546 | 9916.9335 | 8691.4381 | 10381.794
40781 | 242.131 | 1690 | 3 | Standard Efficiency | Electric, 100% Usage | EnergyStar, 100% Usage | Electric, 100% Usage | 290 Rated kWh, 100% Usage | 400%+ | None | None | Single-Family Detached | Single-Family Detached | Single-Family Detached | 1500-1999 | 1500-2499 | 1 | Electricity | 100% Conditioned | Central AC | None | Electricity Electric Furnace | None | 100000-119999 | 100% CFL | Occupied | 2000s | Electricity | Yes | 81.7668 | 400.042 | 23.4457 | 834.3733 | 3489.3042 | 91.1451 | 0 | 19.9288 | 0 | 2643.7941 | 0 | 0 | 2081.0977 | 46.0122 | 24.911 | 620.1384 | 21.9803 | 2382.6678 | 0 | 0 | 0 | 405.6104 | 1356.0398 | 0 | 0 | 0 | 0 | 0 | 0 | 0 | 0 | 0 | 0 | 0 | 0 | 0 | 0 | 0 | 0 | 0 | 0 | 0 | 14522.2577 | 14522.2577 | 14522.2577 | 14522.2577 | 0 | 0 | 0 | 2396.7204 | 0 | 0 | 0 | 5411.5321 | 0 | 0 | 0 | 4758.907 | 0 | 0 | 0 | 5705.2635 | 0 | 0 | 0 | 2396.7204 | 5411.5321 | 4758.907 | 5705.2635
40874 | 242.131 | 1138 | 1 | Standard Efficiency | Electric, 120% Usage | EnergyStar, 120% Usage | Electric, 120% Usage | 290 Rated kWh, 120% Usage | 400%+ | 11 | None | 10 to 19 Unit | Multifamily with 5+ units, 1-3 stories | Multi-Family with 5+ Units | 1000-1499 | 0-1499 | 2 | Electricity | 100% Conditioned | Heat Pump | None | Electricity ASHP | None | 80000-99999 | 100% LED | Occupied | 2010s | Electricity | Yes | 67.9925 | 347.5823 | 20.2219 | 266.6947 | 1122.4622 | 72.3886 | 0 | 208.0805 | 433.159 | 2286.2474 | 0 | 0 | 2239.063 | 26.0833 | 0 | 357.8398 | 16.412 | 3162.5299 | 0 | 0 | 0 | 416.454 | 914.0887 | 0 | 0 | 0 | 0 | 0 | 0 | 0 | 0 | 0 | 0 | 0 | 0 | 0 | 0 | 0 | 0 | 0 | 0 | 0 | 11957.5927 | 11957.5927 | 11957.5927 | 11957.5927 | 0 | 0 | 0 | 2023.6225 | 0 | 0 | 0 | 4588.0142 | 0 | 0 | 0 | 4019.4167 | 0 | 0 | 0 | 4853.5894 | 0 | 0 | 0 | 2023.6225 | 4588.0142 | 4019.4167 | 4853.5894
40951 | 242.131 | 1690 | 3 | Standard Efficiency | Electric, 80% Usage | EnergyStar, 80% Usage | Electric, 80% Usage | None | 150-200% | None | None | Single-Family Detached | Single-Family Detached | Single-Family Detached | 1500-1999 | 1500-2499 | 1 | Electricity | 100% Conditioned | Heat Pump | None | Electricity ASHP | None | 30000-34999 | 100% Incandescent | Occupied | 1950s | Electricity | Yes | 67.9925 | 320.0336 | 18.7565 | 1022.818 | 4117.6485 | 0 | 0 | 806.5316 | 3073.4363 | 8599.8775 | 0 | 0 | 1224.744 | 184.6348 | 99.9372 | 1938.9582 | 21.9803 | 1191.3339 | 0 | 0 | 0 | 324.4297 | 727.1093 | 351.6853 | 0 | 0 | 0 | 0 | 0 | 0 | 0 | 0 | 0 | 0 | 0 | 0 | 0 | 0 | 0 | 0 | 0 | 0 | 24091.6142 | 24091.6142 | 24091.6142 | 24091.6142 | 0 | 0 | 0 | 4315.4606 | 0 | 0 | 0 | 9802.8659 | 0 | 0 | 0 | 8561.9057 | 0 | 0 | 0 | 10269.221 | 0 | 0 | 0 | 4315.4606 | 9802.8659 | 8561.9057 | 10269.221
41041 | 242.131 | 3301 | 4 | Standard Efficiency | Electric, 120% Usage | EnergyStar, 120% Usage | Propane, 120% Usage | 290 Rated kWh, 120% Usage | 400%+ | None | None | Single-Family Detached | Single-Family Detached | Single-Family Detached | 3000-3999 | 2500-3999 | 3 | Electricity | 100% Conditioned | Heat Pump | None | Electricity ASHP | None | 200000+ | 100% Incandescent | Occupied | 1980s | Electricity | Yes | 67.9925 | 778.6898 | 45.426 | 1909.0649 | 6128.4091 | 192.5477 | 319.7405 | 890.9361 | 5063.975 | 16098.3939 | 0 | 0 | 7193.1363 | 264.9362 | 99.9372 | 3321.6675 | 21.9803 | 7048.9454 | 0 | 0 | 0 | 44.2537 | 434.0383 | 548.336 | 0 | 0 | 0 | 0 | 0 | 0 | 0 | 0 | 0 | 0 | 0 | 0 | 0 | 0 | 0 | 0 | 0 | 1297.1326 | 51769.8322 | 51769.8322 | 50472.6997 | 50472.6997 | 0 | 0 | 1297.1326 | 8882.7334 | 0 | 0 | 356.9482 | 20194.6032 | 0 | 0 | 356.9482 | 17637.972 | 0 | 0 | 356.9482 | 21286.4563 | 0 | 0 | 356.9482 | 9239.6816 | 20551.5513 | 17994.9201 | 21643.4044
41063 | 242.131 | 8194 | 5 | Standard Efficiency | Electric, 100% Usage | Standard, 100% Usage | Electric, 100% Usage | None | 400%+ | None | None | Single-Family Detached | Single-Family Detached | Single-Family Detached | 4000+ | 4000+ | 2 | Other Fuel | 100% Conditioned | Central AC | None | None | None | 200000+ | 100% Incandescent | Occupied | 1990s | Other Fuel | Yes | 67.9925 | 0 | 0 | 1286.8751 | 4239.8592 | 0 | 0 | 0 | 0 | 0 | 0 | 0 | 0 | 509.6506 | 0 | 7521.3759 | 27.2556 | 4450.8703 | 0 | 0 | 0 | 405.3173 | 868.0765 | 690.4754 | 0 | 0 | 0 | 0 | 0 | 0 | 0 | 0 | 0 | 0 | 0 | 0 | 0 | 0 | 0 | 0 | 0 | 0 | 20068.0415 | 20068.0415 | 20068.0415 | 20068.0415 | 0 | 0 | 0 | 3362.7406 | 0 | 0 | 0 | 7297.7864 | 0 | 0 | 0 | 6466.1121 | 0 | 0 | 0 | 7753.5547 | 0 | 0 | 0 | 3362.7406 | 7297.7864 | 6466.1121 | 7753.5547
41280 | 242.131 | 2663 | 4 | None | Electric, 80% Usage | Standard, 80% Usage | Electric, 80% Usage | None | 400%+ | None | None | Single-Family Detached | Single-Family Detached | Single-Family Detached | 2500-2999 | 2500-3999 | 1 | Electricity | 100% Conditioned | Central AC | None | Electricity Electric Furnace | None | 200000+ | 100% LED | Occupied | 2000s | Electricity | Yes | 0 | 989.701 | 36.927 | 513.7536 | 3246.9344 | 0 | 0 | 372.4933 | 0 | 15947.4623 | 0 | 0 | 2224.7025 | 38.9785 | 16.7051 | 677.8734 | 21.9803 | 1660.8338 | 0 | 0 | 0 | 429.9353 | 817.9614 | 0 | 0 | 0 | 0 | 0 | 0 | 0 | 0 | 0 | 0 | 0 | 0 | 0 | 0 | 0 | 0 | 0 | 0 | 0 | 26995.9485 | 26995.9485 | 26995.9485 | 26995.9485 | 0 | 0 | 0 | 4888.4979 | 0 | 0 | 0 | 11232.9207 | 0 | 0 | 0 | 9775.8808 | 0 | 0 | 0 | 11748.8811 | 0 | 0 | 0 | 4888.4979 | 11232.9207 | 9775.8808 | 11748.8811
41358 | 242.131 | 333 | 1 | Standard Efficiency | Electric, 100% Usage | EnergyStar, 100% Usage | Electric, 100% Usage | 318 Rated kWh, 100% Usage | 200-300% | 8 | None | 5 to 9 Unit | Multifamily with 5+ units, 1-3 stories | Multi-Family with 5+ Units | 0-499 | 0-1499 | 2 | Electricity | None | None | Heating Only | Electricity Shared Heating | Boiler Baseboards Heating Only, Electricity | 40000-44999 | 100% Incandescent | Occupied | 1960s | Electricity | No | 67.9925 | 369.8557 | 21.6873 | 0 | 0 | 88.5075 | 0 | 83.8183 | 0 | 2496.9655 | 0 | 0 | 1998.1586 | 116.6423 | 0 | 774.0007 | 16.412 | 1452.1672 | 0 | 0 | 0 | 389.4915 | 434.0383 | 267.2808 | 0 | 0 | 0 | 0 | 0 | 0 | 0 | 0 | 0 | 0 | 0 | 0 | 0 | 0 | 0 | 0 | 0 | 0 | 8577.311 | 8577.311 | 8577.311 | 8577.311 | 0 | 0 | 0 | 1419.0356 | 0 | 0 | 0 | 3291.6491 | 0 | 0 | 0 | 2873.3988 | 0 | 0 | 0 | 3512.1707 | 0 | 0 | 0 | 1419.0356 | 3291.6491 | 2873.3988 | 3512.1707
41398 | 242.131 | 1220 | 4 | Standard Efficiency | Electric, 100% Usage | Standard, 100% Usage | Electric, 100% Usage | 290 Rated kWh, 100% Usage | 400%+ | None | None | Single-Family Detached | Single-Family Detached | Single-Family Detached | 1000-1499 | 0-1499 | 1 | Propane | 100% Conditioned | Central AC | None | Propane Fuel Wall/Floor Furnace | None | 60000-69999 | 100% Incandescent | Occupied | 1950s | Electricity | Yes | 67.9925 | 762.864 | 28.4279 | 497.9277 | 2243.459 | 91.1451 | 0 | 0 | 0 | 0 | 0 | 0 | 2354.2399 | 160.896 | 0 | 1535.3993 | 21.9803 | 2233.2016 | 0 | 0 | 0 | 405.6104 | 434.0383 | 0 | 0 | 0 | 0 | 0 | 0 | 0 | 0 | 0 | 0 | 0 | 0 | 0 | 0 | 0 | 0 | 22292.744 | 0 | 0 | 33129.926 | 33129.926 | 10837.4751 | 10837.4751 | 0 | 0 | 22292.744 | 1857.2321 | 0 | 0 | 6134.6009 | 4062.0825 | 0 | 0 | 6134.6009 | 3591.5448 | 0 | 0 | 6134.6009 | 4284.3564 | 0 | 0 | 6134.6009 | 7991.8331 | 10196.6834 | 9726.1458 | 10418.9573
41399 | 242.131 | 2663 | 5 | Standard Efficiency | Electric, 80% Usage | EnergyStar, 80% Usage | Electric, 80% Usage | 318 Rated kWh, 80% Usage | 400%+ | None | None | Single-Family Detached | Single-Family Detached | Single-Family Detached | 2500-2999 | 2500-3999 | 2 | Electricity | 100% Conditioned | Heat Pump | None | Electricity ASHP | None | 200000+ | 100% LED | Occupied | 1990s | Natural Gas | Yes | 67.9925 | 519.0289 | 30.1863 | 840.8209 | 3219.3857 | 137.4503 | 0 | 1083.1907 | 3258.0711 | 8940.133 | 0 | 0 | 0 | 38.9785 | 16.7051 | 677.8734 | 27.2556 | 1660.8338 | 0 | 0 | 0 | 429.9353 | 868.0765 | 0 | 0 | 0 | 0 | 0 | 0 | 0 | 0 | 0 | 0 | 3774.7554 | 0 | 0 | 0 | 0 | 0 | 0 | 0 | 0 | 25590.6728 | 25590.6728 | 21815.9174 | 21815.9174 | 0 | 3774.7554 | 0 | 4128.8622 | 0 | 860.5582 | 0 | 9158.8047 | 0 | 860.5582 | 0 | 8232.1939 | 0 | 860.5582 | 0 | 9976.3156 | 0 | 860.5582 | 0 | 4989.4204 | 10019.3629 | 9092.7521 | 10836.8737
41408 | 242.131 | 1202 | 2 | Standard Efficiency, No usage | Electric, 80% Usage | Standard, 80% Usage | Gas, 80% Usage | 318 Rated kWh, 80% Usage | 400%+ | None | 6 | Single-Family Attached | Single-Family Attached | Single-Family Attached | 1000-1499 | 0-1499 | 1 | Natural Gas | 40% Conditioned | Room AC | None | Natural Gas Fuel Furnace | None | 50000-59999 | 100% CFL | Vacant | 1950s | Electricity | No | 0 | 0 | 0 | 0 | 622.776 | 0 | 0 | 229.4746 | 0 | 0 | 0 | 0 | 343.7724 | 0 | 0 | 0 | 16.412 | 0 | 0 | 0 | 0 | 0 | 480.0504 | 0 | 0 | 0 | 0 | 0 | 0 | 0 | 0 | 9209.7584 | 0 | 0 | 0 | 0 | 0 | 0 | 0 | 0 | 0 | 0 | 10902.2438 | 10902.2438 | 1692.4854 | 1692.4854 | 0 | 9209.7584 | 0 | 300.1693 | 0 | 2099.6142 | 0 | 644.5715 | 0 | 2099.6142 | 0 | 570.6641 | 0 | 2099.6142 | 0 | 673.7257 | 0 | 2099.6142 | 0 | 2399.7835 | 2744.1858 | 2670.2783 | 2773.34
41420 | 242.131 | 1690 | 3 | Standard Efficiency | Electric, 120% Usage | EnergyStar, 120% Usage | Gas, 120% Usage | None | 400%+ | None | None | Single-Family Detached | Single-Family Detached | Single-Family Detached | 1500-1999 | 1500-2499 | 2 | Natural Gas | 100% Conditioned | Central AC | None | Natural Gas Fuel Furnace | None | 200000+ | 100% CFL | Occupied | 1970s | Natural Gas | Yes | 67.9925 | 480.0504 | 28.1348 | 1080.553 | 4759.1811 | 0 | 0 | 237.3876 | 0 | 0 | 0 | 0 | 0 | 46.0122 | 24.911 | 620.1384 | 21.9803 | 4765.3356 | 0 | 0 | 0 | 33.4101 | 434.0383 | 0 | 0 | 0 | 0 | 0 | 0 | 0 | 0 | 27607.5879 | 0 | 6107.8942 | 0 | 0 | 976.2197 | 0 | 0 | 0 | 0 | 0 | 47290.8271 | 47290.8271 | 12599.4184 | 12599.4184 | 0 | 34691.4087 | 0 | 2175.9706 | 0 | 7908.9504 | 0 | 4660.7414 | 0 | 7908.9504 | 0 | 4140.9554 | 0 | 7908.9504 | 0 | 4881.6278 | 0 | 7908.9504 | 0 | 10084.921 | 12569.6918 | 12049.9058 | 12790.5782
41429 | 242.131 | 1220 | 2 | Standard Efficiency | Electric, 120% Usage | Standard, 120% Usage | Electric, 120% Usage | 290 Rated kWh, 120% Usage | 150-200% | None | None | Single-Family Detached | Single-Family Detached | Single-Family Detached | 1000-1499 | 0-1499 | 1 | Electricity | 80% Conditioned | Central AC | None | Electricity Electric Furnace | None | 25000-29999 | 100% CFL | Occupied | 1970s | Electricity | Yes | 81.7668 | 915.261 | 34.2893 | 776.6383 | 4777.6446 | 109.3155 | 0 | 395.3529 | 0 | 16974.6764 | 0 | 0 | 3900.4829 | 40.1507 | 0 | 491.1871 | 16.412 | 4466.4031 | 0 | 0 | 0 | 486.498 | 1790.0781 | 0 | 0 | 0 | 0 | 0 | 0 | 0 | 0 | 0 | 0 | 0 | 0 | 0 | 0 | 0 | 0 | 0 | 0 | 0 | 35256.1566 | 35256.1566 | 35256.1566 | 35256.1566 | 0 | 0 | 0 | 6203.3914 | 0 | 0 | 0 | 14213.2543 | 0 | 0 | 0 | 12401.5234 | 0 | 0 | 0 | 14977.1089 | 0 | 0 | 0 | 6203.3914 | 14213.2543 | 12401.5234 | 14977.1089
41521 | 242.131 | 853 | 1 | Standard Efficiency, No usage | None | None | Electric, 100% Usage | 318 Rated kWh, 100% Usage | 100-150% | 67 | None | 50 or more Unit | Multifamily with 5+ units, 1-3 stories | Multi-Family with 5+ Units | 750-999 | 0-1499 | 3 | Electricity | 100% Conditioned | Heat Pump | None | Electricity ASHP | None | 15000-19999 | 100% CFL | Vacant | 1990s | Electricity | Yes | 0 | 0 | 0 | 543.9399 | 2308.8139 | 0 | 0 | 234.7499 | 396.2321 | 1982.9189 | 0 | 0 | 362.822 | 0 | 0 | 0 | 16.412 | 0 | 0 | 0 | 0 | 0 | 434.0383 | 0 | 0 | 0 | 0 | 0 | 0 | 0 | 0 | 0 | 0 | 0 | 0 | 0 | 0 | 0 | 0 | 0 | 0 | 0 | 6280.22 | 6280.22 | 6280.22 | 6280.22 | 0 | 0 | 0 | 1157.1858 | 0 | 0 | 0 | 2561.5232 | 0 | 0 | 0 | 2251.7196 | 0 | 0 | 0 | 2637.0123 | 0 | 0 | 0 | 1157.1858 | 2561.5232 | 2251.7196 | 2637.0123
41605 | 242.131 | 1675 | 3 | Standard Efficiency | Electric, 80% Usage | EnergyStar, 80% Usage | Electric, 80% Usage | 318 Rated kWh, 80% Usage | 400%+ | None | 24 | Single-Family Attached | Single-Family Attached | Single-Family Attached | 1500-1999 | 1500-2499 | 3 | Electricity | 80% Conditioned | Central AC | None | Electricity Electric Furnace | None | 140000-159999 | 100% CFL | Occupied | 1990s | Electricity | Yes | 67.9925 | 296.0018 | 17.2912 | 138.6226 | 2047.3945 | 70.9232 | 0 | 492.0663 | 0 | 21062.7247 | 0 | 0 | 1082.8976 | 46.0122 | 0 | 616.0354 | 21.9803 | 929.6214 | 0 | 0 | 0 | 311.5345 | 1356.0398 | 0 | 0 | 0 | 0 | 0 | 0 | 0 | 0 | 0 | 0 | 0 | 0 | 0 | 0 | 0 | 0 | 0 | 0 | 0 | 28557.1381 | 28557.1381 | 28557.1381 | 28557.1381 | 0 | 0 | 0 | 5120.6002 | 0 | 0 | 0 | 11870.745 | 0 | 0 | 0 | 10303.8106 | 0 | 0 | 0 | 12525.0448 | 0 | 0 | 0 | 5120.6002 | 11870.745 | 10303.8106 | 12525.0448
41649 | 242.131 | 617 | 1 | Standard Efficiency | Electric, 100% Usage | EnergyStar, 100% Usage | Electric, 100% Usage | None | 0-100% | 183 | None | 50 or more Unit | Multifamily with 5+ units, 8+ stories | Multi-Family with 5+ Units | 500-749 | 0-1499 | 21 | Electricity | 100% Conditioned | Central AC | None | Electricity Electric Furnace | None | 10000-14999 | 100% Incandescent | Occupied | 1950s | Electricity | Yes | 67.9925 | 289.8473 | 16.9981 | 269.6254 | 1307.39 | 0 | 0 | 6.1545 | 0 | 610.174 | 0 | 0 | 1332.8872 | 130.7097 | 0 | 1017.8358 | 16.412 | 1371.2795 | 0 | 0 | 0 | 346.9961 | 434.0383 | 245.8866 | 0 | 0 | 0 | 0 | 0 | 0 | 0 | 0 | 0 | 0 | 0 | 0 | 0 | 0 | 0 | 0 | 0 | 0 | 7464.2271 | 7464.2271 | 7464.2271 | 7464.2271 | 0 | 0 | 0 | 1255.2661 | 0 | 0 | 0 | 2797.6353 | 0 | 0 | 0 | 2459.4844 | 0 | 0 | 0 | 2975.0933 | 0 | 0 | 0 | 1255.2661 | 2797.6353 | 2459.4844 | 2975.0933
41664 | 242.131 | 853 | 2 | None | Electric, 100% Usage | Standard, 100% Usage | Electric, 100% Usage | 290 Rated kWh, 100% Usage | 200-300% | 116 | None | 50 or more Unit | Multifamily with 5+ units, 8+ stories | Multi-Family with 5+ Units | 750-999 | 0-1499 | 21 | Natural Gas | None | None | Heating Only | Natural Gas Shared Heating | Boiler Baseboards Heating Only, Natural Gas | 60000-69999 | 100% Incandescent | Occupied | 1960s | Natural Gas | No | 0 | 1164.0783 | 43.6676 | 0 | 0 | 149.7593 | 0 | 160.896 | 0 | 0 | 0 | 0 | 0 | 142.7256 | 0 | 1220.3479 | 16.412 | 2246.9759 | 0 | 0 | 0 | 516.9774 | 400.042 | 403.5589 | 0 | 0 | 0 | 0 | 0 | 0 | 0 | 11753.0291 | 0 | 5359.3907 | 0 | 0 | 0 | 0 | 0 | 0 | 0 | 0 | 23577.8607 | 23577.8607 | 6465.4409 | 6465.4409 | 0 | 17112.4198 | 0 | 1068.9607 | 0 | 3901.2731 | 0 | 2397.9986 | 0 | 3901.2731 | 0 | 2107.147 | 0 | 3901.2731 | 0 | 2577.9732 | 0 | 3901.2731 | 0 | 4970.2339 | 6299.2717 | 6008.4202 | 6479.2463
41694 | 242.131 | 1220 | 3 | Standard Efficiency | Electric, 120% Usage | Standard, 120% Usage | Electric, 120% Usage | None | 400%+ | None | None | Single-Family Detached | Single-Family Detached | Single-Family Detached | 1000-1499 | 0-1499 | 1 | Electricity | 100% Conditioned | Heat Pump | None | Electricity ASHP | None | 120000-139999 | 100% Incandescent | Occupied | 1960s | Natural Gas | Yes | 67.9925 | 915.261 | 34.2893 | 904.4173 | 2986.9803 | 0 | 0 | 252.6273 | 468.3276 | 4254.5127 | 0 | 0 | 0 | 160.896 | 99.9372 | 1535.3993 | 21.9803 | 4466.4031 | 0 | 0 | 0 | 486.498 | 1160.8545 | 0 | 0 | 0 | 0 | 0 | 0 | 719.1964 | 0 | 0 | 0 | 5981.5805 | 0 | 0 | 0 | 0 | 0 | 0 | 0 | 0 | 24517.7396 | 24517.7396 | 17816.9626 | 17816.9626 | 0 | 6700.7769 | 0 | 3141.3131 | 0 | 1527.6324 | 0 | 7018.2256 | 0 | 1527.6324 | 0 | 6159.1072 | 0 | 1527.6324 | 0 | 7351.9993 | 0 | 1527.6324 | 0 | 4668.9456 | 8545.8581 | 7686.7396 | 8879.6317
41708 | 242.131 | 3301 | 5 | Standard Efficiency | Electric, 100% Usage | EnergyStar, 100% Usage | Gas, 100% Usage | 290 Rated kWh, 100% Usage | 200-300% | None | None | Single-Family Detached | Single-Family Detached | Single-Family Detached | 3000-3999 | 2500-3999 | 1 | Fuel Oil | 60% Conditioned | Central AC | None | Fuel Oil Fuel Furnace | None | 70000-79999 | 100% CFL | Occupied | 1950s | Electricity | Yes | 67.9925 | 771.3631 | 45.1329 | 191.0823 | 1548.0014 | 195.1853 | 0 | 1088.466 | 0 | 0 | 0 | 0 | 4703.2045 | 66.2341 | 24.911 | 1062.6757 | 27.2556 | 3839.231 | 0 | 0 | 0 | 41.323 | 434.0383 | 0 | 0 | 42953.0822 | 0 | 0 | 0 | 0 | 0 | 0 | 0 | 0 | 0 | 0 | 1214.7796 | 0 | 0 | 0 | 0 | 0 | 58274.5446 | 58274.5446 | 14106.976 | 14106.976 | 42953.0822 | 1214.7796 | 0 | 2469.8495 | 13023.3341 | 276.9181 | 0 | 5462.8579 | 13023.3341 | 276.9181 | 0 | 4987.9398 | 13023.3341 | 276.9181 | 0 | 6009.1713 | 13023.3341 | 276.9181 | 0 | 15770.1017 | 18763.1101 | 18288.1921 | 19309.4236
41720 | 242.131 | 2176 | 3 | Standard Efficiency | Electric, 80% Usage | EnergyStar, 80% Usage | Electric, 80% Usage | None | 400%+ | None | None | Single-Family Detached | Single-Family Detached | Single-Family Detached | 2000-2499 | 1500-2499 | 1 | Natural Gas | 60% Conditioned | Central AC | None | Natural Gas Fuel Furnace | None | 200000+ | 100% CFL | Occupied | 1990s | Natural Gas | Yes | 67.9925 | 220.6825 | 12.8951 | 143.0187 | 950.7226 | 0 | 0 | 220.0964 | 0 | 0 | 0 | 0 | 0 | 52.1667 | 24.911 | 753.7788 | 21.9803 | 1111.3255 | 0 | 0 | 0 | 271.6769 | 480.0504 | 0 | 0 | 0 | 0 | 0 | 0 | 0 | 0 | 10127.3639 | 0 | 1977.6436 | 0 | 0 | 0 | 0 | 0 | 0 | 0 | 0 | 16436.3048 | 16436.3048 | 4331.2973 | 4331.2973 | 0 | 12105.0075 | 0 | 762.1332 | 0 | 2759.7131 | 0 | 1672.1039 | 0 | 2759.7131 | 0 | 1474.8374 | 0 | 2759.7131 | 0 | 1760.5027 | 0 | 2759.7131 | 0 | 3521.8463 | 4431.817 | 4234.5506 | 4520.2158
41725 | 242.131 | 885 | 5 | Standard Efficiency | Electric, 80% Usage | Standard, 80% Usage | Electric, 80% Usage | 290 Rated kWh, 80% Usage | 300-400% | None | None | Single-Family Detached | Single-Family Detached | Single-Family Detached | 750-999 | 0-1499 | 2 | Electricity | 100% Conditioned | Central AC | None | Electricity Electric Furnace | None | 70000-79999 | 100% CFL | Occupied | 1990s | Electricity | Yes | 67.9925 | 799.791 | 29.8932 | 643.291 | 2881.4748 | 100.5234 | 319.7405 | 27.2556 | 0 | 5557.2136 | 0 | 0 | 1939.2513 | 36.0477 | 0 | 399.1628 | 27.2556 | 1220.641 | 0 | 0 | 0 | 377.1825 | 434.0383 | 0 | 0 | 0 | 0 | 0 | 0 | 0 | 0 | 0 | 0 | 0 | 0 | 0 | 0 | 0 | 0 | 0 | 0 | 0 | 14861.3409 | 14861.3409 | 14861.3409 | 14861.3409 | 0 | 0 | 0 | 2598.0315 | 0 | 0 | 0 | 5867.0386 | 0 | 0 | 0 | 5138.9543 | 0 | 0 | 0 | 6178.0052 | 0 | 0 | 0 | 2598.0315 | 5867.0386 | 5138.9543 | 6178.0052
41938 | 242.131 | 8194 | 4 | Standard Efficiency | Electric, 80% Usage | Standard, 80% Usage | Electric, 80% Usage | 318 Rated kWh, 80% Usage | 400%+ | None | None | Single-Family Detached | Single-Family Detached | Single-Family Detached | 4000+ | 4000+ | 2 | Electricity | 100% Conditioned | Heat Pump | None | Electricity ASHP | None | 100000-119999 | 100% LED | Occupied | 1980s | Electricity | Yes | 67.9925 | 420.557 | 15.8258 | 1610.7186 | 4558.7205 | 48.3567 | 319.7405 | 641.5326 | 4762.1118 | 9328.1591 | 0 | 0 | 877.4548 | 84.9906 | 16.7051 | 1837.8487 | 21.9803 | 2068.2025 | 0 | 0 | -8295.0836 | 271.6769 | 914.0887 | 0 | 0 | 0 | 0 | 0 | 0 | 0 | 0 | 0 | 0 | 0 | 0 | 0 | 0 | 0 | 0 | 0 | 0 | 0 | 19571.5791 | 27866.3696 | 19571.5791 | 27866.3696 | 0 | 0 | 0 | 4281.1794 | 0 | 0 | 0 | 9565.9097 | 0 | 0 | 0 | 8305.2813 | 0 | 0 | 0 | 9819.7559 | 0 | 0 | 0 | 4281.1794 | 9565.9097 | 8305.2813 | 9819.7559
41951 | 242.131 | 1220 | 2 | Standard Efficiency | Gas, 120% Usage | EnergyStar, 120% Usage | Electric, 120% Usage | None | 300-400% | None | None | Single-Family Detached | Single-Family Detached | Single-Family Detached | 1000-1499 | 0-1499 | 1 | Natural Gas | 100% Conditioned | Central AC | None | Natural Gas Fuel Furnace | None | 50000-59999 | 100% Incandescent | Occupied | 1960s | Natural Gas | Yes | 67.9925 | 42.7884 | 28.1348 | 1209.2112 | 5742.7276 | 0 | 319.7405 | 474.7751 | 0 | 0 | 0 | 824.9951 | 0 | 160.896 | 0 | 1535.3993 | 16.412 | 4466.4031 | 0 | 0 | 0 | 486.498 | 1370.9865 | 0 | 0 | 0 | 0 | 570.3163 | 0 | 0 | 0 | 20100.2793 | 1896.1698 | 5869.0412 | 0 | 0 | 0 | 0 | 0 | 0 | 0 | 0 | 45182.7669 | 45182.7669 | 16747.5463 | 16747.5463 | 0 | 28435.5136 | 0 | 2860.109 | 0 | 6482.6845 | 0 | 6197.55 | 0 | 6482.6845 | 0 | 5495.8186 | 0 | 6482.6845 | 0 | 6498.4546 | 0 | 6482.6845 | 0 | 9342.7935 | 12680.2346 | 11978.5031 | 12981.1391
41983 | 242.131 | 617 | 3 | None | None | None | Electric, 100% Usage | 318 Rated kWh, 100% Usage | 150-200% | 4 | None | 3 or 4 Unit | Multifamily with 2-4 Units | Multi-Family with 2 - 4 Units | 500-749 | 0-1499 | 2 | Electricity | 40% Conditioned | Room AC | None | Electricity Electric Furnace | None | 45000-49999 | 100% Incandescent | Occupied | 1960s | Electricity | Yes | 0 | 0 | 0 | 0 | 776.0522 | 136.5711 | 319.7405 | 195.1853 | 0 | 8351.0601 | 0 | 0 | 3050.2837 | 130.7097 | 0 | 1017.8358 | 21.9803 | 1513.7121 | 0 | 0 | 0 | 474.4821 | 914.0887 | 0 | 0 | 0 | 0 | 0 | 0 | 0 | 0 | 0 | 0 | 0 | 0 | 0 | 0 | 0 | 0 | 0 | 0 | 0 | 16901.7017 | 16901.7017 | 16901.7017 | 16901.7017 | 0 | 0 | 0 | 2898.8122 | 0 | 0 | 0 | 6746.0303 | 0 | 0 | 0 | 5872.6672 | 0 | 0 | 0 | 7151.7396 | 0 | 0 | 0 | 2898.8122 | 6746.0303 | 5872.6672 | 7151.7396
42105 | 242.131 | 2176 | 4 | Standard Efficiency | Electric, 80% Usage | EnergyStar, 80% Usage | Electric, 80% Usage | None | 400%+ | None | None | Single-Family Detached | Single-Family Detached | Single-Family Detached | 2000-2499 | 1500-2499 | 1 | Electricity | 100% Conditioned | Heat Pump | None | Electricity ASHP | None | 100000-119999 | 100% Incandescent | Occupied | 1990s | Fuel Oil | Yes | 67.9925 | 419.6778 | 24.618 | 872.1795 | 3623.5307 | 0 | 0 | 783.672 | 2375.341 | 8088.1754 | 0 | 0 | 0 | 208.6666 | 0 | 2355.9983 | 21.9803 | 1426.0838 | 0 | 0 | 0 | 377.1825 | 434.0383 | 0 | 0 | 0 | 2969.9822 | 0 | 0 | 0 | 0 | 0 | 0 | 0 | 0 | 0 | 0 | 0 | 0 | 0 | 0 | 0 | 24048.8259 | 24048.8259 | 21078.8436 | 21078.8436 | 2969.9822 | 0 | 0 | 3785.4392 | 900.5029 | 0 | 0 | 8599.7394 | 900.5029 | 0 | 0 | 7508.6397 | 900.5029 | 0 | 0 | 9010.8125 | 900.5029 | 0 | 0 | 4685.9421 | 9500.2423 | 8409.1426 | 9911.3153
42149 | 242.131 | 8194 | 5 | None | None | None | Electric, 120% Usage | None | 400%+ | None | None | Single-Family Detached | Single-Family Detached | Single-Family Detached | 4000+ | 4000+ | 2 | Electricity | 100% Conditioned | Heat Pump | None | Electricity ASHP | None | 200000+ | 100% Incandescent | Occupied | 1980s | Electricity | Yes | 0 | 0 | 0 | 1725.0163 | 5639.8597 | 0 | 0 | 877.4548 | 1882.9816 | 14067.9975 | 0 | 0 | 8297.1351 | 509.6506 | 99.9372 | 7521.669 | 27.2556 | 10790.5837 | 0 | 0 | 0 | 723.8855 | 434.0383 | 0 | 0 | 0 | 0 | 0 | 0 | 0 | 0 | 0 | 0 | 0 | 0 | 0 | 0 | 0 | 0 | 0 | 0 | 0 | 52598.0511 | 52598.0511 | 52598.0511 | 52598.0511 | 0 | 0 | 0 | 9206.7957 | 0 | 0 | 0 | 20915.6409 | 0 | 0 | 0 | 18290.5812 | 0 | 0 | 0 | 21972.3759 | 0 | 0 | 0 | 9206.7957 | 20915.6409 | 18290.5812 | 21972.3759
42150 | 242.131 | 617 | 2 | Standard Efficiency | None | None | Electric, 100% Usage | 290 Rated kWh, 100% Usage | 400%+ | 36 | None | 20 to 49 Unit | Multifamily with 5+ units, 1-3 stories | Multi-Family with 5+ Units | 500-749 | 0-1499 | 3 | Electricity | 100% Conditioned | Heat Pump | None | Electricity ASHP | None | 80000-99999 | 100% LED | Occupied | 2010s | Natural Gas | Yes | 67.9925 | 0 | 0 | 314.1722 | 1193.0923 | 82.646 | 0 | 3.8099 | 12.8951 | 186.3932 | 0 | 0 | 0 | 21.6873 | 0 | 248.8173 | 16.412 | 1566.4649 | 0 | 0 | 0 | 389.4915 | 434.0383 | 0 | 0 | 0 | 0 | 0 | 0 | 0 | 0 | 0 | 0 | 3497.8032 | 0 | 0 | 0 | 0 | 0 | 0 | 0 | 0 | 8035.7157 | 8035.7157 | 4537.9124 | 4537.9124 | 0 | 3497.8032 | 0 | 774.7598 | 0 | 797.4154 | 0 | 1712.5466 | 0 | 797.4154 | 0 | 1511.0223 | 0 | 797.4154 | 0 | 1807.7339 | 0 | 797.4154 | 0 | 1572.1752 | 2509.962 | 2308.4377 | 2605.1493
42225 | 242.131 | 853 | 2 | Standard Efficiency | Propane, 80% Usage | EnergyStar, 80% Usage | Electric, 80% Usage | None | 0-100% | 67 | None | 50 or more Unit | Multifamily with 5+ units, 4-7 stories | Multi-Family with 5+ Units | 750-999 | 0-1499 | 4 | Electricity | 100% Conditioned | Heat Pump | None | Electricity ASHP | None | 10000-14999 | 100% Incandescent | Occupied | 1980s | Natural Gas | Yes | 67.9925 | 20.808 | 13.4813 | 348.1684 | 1553.8628 | 0 | 0 | 585.556 | 2492.8625 | 5812.4785 | 0 | 0 | 0 | 142.7256 | 0 | 1220.3479 | 16.412 | 733.2638 | 0 | 0 | 0 | 277.5383 | 434.0383 | 0 | 0 | 0 | 0 | 0 | 0 | 0 | 0 | 0 | 0 | 2030.9825 | 0 | 0 | 0 | 275.1937 | 0 | 0 | 0 | 0 | 16026.0053 | 16026.0053 | 13719.8291 | 13719.8291 | 0 | 2030.9825 | 275.1937 | 2512.2817 | 0 | 462.9949 | 75.744 | 5767.1861 | 0 | 462.9949 | 75.744 | 5016.4191 | 0 | 462.9949 | 75.744 | 6040.5889 | 0 | 462.9949 | 75.744 | 3051.0206 | 6305.925 | 5555.158 | 6579.3278
42242 | 242.131 | 1220 | 2 | Standard Efficiency | Electric, 100% Usage | Standard, 100% Usage | Electric, 100% Usage | 318 Rated kWh, 100% Usage | 400%+ | None | None | Single-Family Detached | Single-Family Detached | Single-Family Detached | 1000-1499 | 0-1499 | 1 | Natural Gas | 20% Conditioned | Room AC | None | Natural Gas Fuel Boiler | None | 140000-159999 | 100% CFL | Occupied | 1940s | Natural Gas | Yes | 67.9925 | 762.864 | 28.4279 | 0 | 1021.3527 | 97.5927 | 319.7405 | 83.5253 | 0 | 0 | 834.9595 | 824.9951 | 0 | 40.1507 | 0 | 491.1871 | 16.412 | 2233.2016 | 0 | 0 | 0 | 405.6104 | 434.0383 | 0 | 0 | 0 | 0 | 0 | 0 | 0 | 0 | 22493.2046 | 0 | 3440.3613 | 0 | 0 | 0 | 0 | 0 | 0 | 0 | 0 | 33595.909 | 33595.909 | 7662.0501 | 7662.0501 | 0 | 25933.859 | 0 | 1320.7521 | 0 | 5912.3525 | 0 | 2894.1525 | 0 | 5912.3525 | 0 | 2553.1376 | 0 | 5912.3525 | 0 | 3063.645 | 0 | 5912.3525 | 0 | 7233.1046 | 8806.5049 | 8465.4901 | 8975.9974
42299 | 242.131 | 1220 | 3 | None | Electric, 100% Usage | EnergyStar, 100% Usage | Electric, 100% Usage | None | 400%+ | None | None | Single-Family Detached | Single-Family Detached | Single-Family Detached | 1000-1499 | 0-1499 | 2 | Electricity | 100% Conditioned | Heat Pump | None | Electricity ASHP | None | 100000-119999 | 100% Incandescent | Occupied | 1970s | Natural Gas | Yes | 0 | 648.8593 | 37.8062 | 628.3444 | 2671.6359 | 0 | 319.7405 | 707.4736 | 4704.3768 | 7338.4996 | 0 | 0 | 0 | 160.896 | 0 | 1535.3993 | 21.9803 | 2862.7182 | 0 | 0 | 0 | 537.1993 | 1356.0398 | 0 | 0 | 0 | 0 | 0 | 0 | 0 | 0 | 0 | 0 | 5711.9552 | 0 | 0 | 0 | 0 | 0 | 0 | 0 | 0 | 29242.9244 | 29242.9244 | 23530.9693 | 23530.9693 | 0 | 5711.9552 | 0 | 4358.3033 | 0 | 1302.2011 | 0 | 9891.5337 | 0 | 1302.2011 | 0 | 8614.9633 | 0 | 1302.2011 | 0 | 10309.036 | 0 | 1302.2011 | 0 | 5660.5044 | 11193.7348 | 9917.1644 | 11611.2371
42300 | 242.131 | 1690 | 2 | Standard Efficiency | Electric, 100% Usage | EnergyStar, 100% Usage | Electric, 100% Usage | None | 400%+ | None | None | Single-Family Detached | Single-Family Detached | Single-Family Detached | 1500-1999 | 1500-2499 | 1 | Fuel Oil | 100% Conditioned | Central AC | None | Fuel Oil Fuel Furnace | None | 70000-79999 | 100% CFL | Occupied | 1990s | Electricity | Yes | 67.9925 | 400.042 | 23.4457 | 1011.9744 | 4568.978 | 0 | 0 | 194.3061 | 0 | 0 | 897.3836 | 886.54 | 2143.5218 | 46.0122 | 24.911 | 620.1384 | 16.412 | 2382.6678 | 0 | 1992.0041 | 0 | 405.6104 | 480.0504 | 0 | 0 | 9417.2527 | 0 | 0 | 0 | 0 | 0 | 0 | 0 | 0 | 0 | 0 | 0 | 0 | 0 | 0 | 0 | 0 | 25579.5361 | 25579.5361 | 16162.2834 | 16162.2834 | 9417.2527 | 0 | 0 | 2729.9647 | 2855.2692 | 0 | 0 | 6034.8587 | 2855.2692 | 0 | 0 | 5341.7741 | 2855.2692 | 0 | 0 | 6286.5258 | 2855.2692 | 0 | 0 | 5585.2339 | 8890.1279 | 8197.0433 | 9141.795
42315 | 242.131 | 1690 | 3 | Standard Efficiency | Electric, 120% Usage | EnergyStar, 120% Usage | Electric, 120% Usage | 318 Rated kWh, 120% Usage | 400%+ | None | None | Single-Family Detached | Single-Family Detached | Single-Family Detached | 1500-1999 | 1500-2499 | 1 | Electricity | 100% Conditioned | Heat Pump | None | Electricity ASHP | None | 200000+ | 100% Incandescent | Occupied | 1980s | Electricity | Yes | 67.9925 | 778.6898 | 45.426 | 740.2975 | 2844.8409 | 206.322 | 0 | 433.159 | 1598.7027 | 5328.0321 | 0 | 0 | 7203.3938 | 184.6348 | 99.9372 | 1938.9582 | 21.9803 | 6024.3689 | 0 | 0 | 0 | 644.7564 | 868.0765 | 0 | 0 | 0 | 0 | 0 | 0 | 0 | 0 | 0 | 0 | 0 | 0 | 0 | 0 | 0 | 0 | 0 | 0 | 0 | 29029.5687 | 29029.5687 | 29029.5687 | 29029.5687 | 0 | 0 | 0 | 4987.3592 | 0 | 0 | 0 | 11293.0534 | 0 | 0 | 0 | 9891.4063 | 0 | 0 | 0 | 11946.3856 | 0 | 0 | 0 | 4987.3592 | 11293.0534 | 9891.4063 | 11946.3856
42326 | 242.131 | 2631 | 2 | Standard Efficiency | Electric, 100% Usage | Standard, 100% Usage | Electric, 100% Usage | 318 Rated kWh, 100% Usage | 400%+ | None | 8 | Single-Family Attached | Single-Family Attached | Single-Family Attached | 2500-2999 | 2500-3999 | 1 | Natural Gas | 100% Conditioned | Central AC | None | Natural Gas Fuel Furnace | None | 180000-199999 | 100% LED | Occupied | 2000s | Natural Gas | Yes | 67.9925 | 705.129 | 26.3764 | 514.9259 | 2715.3035 | 88.5075 | 0 | 71.8024 | 0 | 0 | 0 | 0 | 0 | 38.6854 | 0 | 671.1328 | 16.412 | 2006.3645 | 0 | 0 | 0 | 389.4915 | 400.042 | 0 | 0 | 0 | 0 | 0 | 0 | 0 | 0 | 3669.2498 | 0 | 3945.9089 | 0 | 0 | 0 | 0 | 0 | 0 | 0 | 0 | 15327.617 | 15327.617 | 7712.4583 | 7712.4583 | 0 | 7615.1587 | 0 | 1315.3526 | 0 | 1736.1207 | 0 | 2866.5759 | 0 | 1736.1207 | 0 | 2540.7047 | 0 | 1736.1207 | 0 | 2988.6788 | 0 | 1736.1207 | 0 | 3051.4733 | 4602.6966 | 4276.8254 | 4724.7996
42351 | 242.131 | 3301 | 5 | None | Electric, 100% Usage | Standard, 100% Usage | Electric, 100% Usage | None | 0-100% | None | None | Single-Family Detached | Single-Family Detached | Single-Family Detached | 3000-3999 | 2500-3999 | 2 | Fuel Oil | 40% Conditioned | Room AC | None | Fuel Oil Fuel Boiler | None | 20000-24999 | 100% LED | Occupied | <1940 | Electricity | Yes | 0 | 1237.053 | 46.3052 | 0 | 2967.0515 | 0 | 319.7405 | 153.5692 | 0 | 0 | 0 | 0 | 3971.9922 | 44.2537 | 0 | 811.5138 | 27.2556 | 3524.4727 | 0 | 0 | 0 | 537.1993 | 480.0504 | 0 | 0 | 25545.2467 | 0 | 0 | 0 | 0 | 0 | 0 | 0 | 0 | 0 | 0 | 0 | 0 | 0 | 0 | 0 | 0 | 39665.997 | 39665.997 | 14120.4572 | 14120.4572 | 25545.2467 | 0 | 0 | 2327.289 | 7745.3142 | 0 | 0 | 5180.4072 | 7745.3142 | 0 | 0 | 4574.3693 | 7745.3142 | 0 | 0 | 5482.1623 | 7745.3142 | 0 | 0 | 10072.6033 | 12925.7215 | 12319.6835 | 13227.4765
42358 | 242.131 | 617 | 2 | Standard Efficiency, No usage | None | None | Electric, 120% Usage | None | 100-150% | 8 | None | 5 to 9 Unit | Multifamily with 5+ units, 1-3 stories | Multi-Family with 5+ Units | 500-749 | 0-1499 | 2 | Electricity | 100% Conditioned | Heat Pump | None | Electricity ASHP | None | 15000-19999 | 100% LED | Vacant | 2010s | Electricity | Yes | 0 | 0 | 0 | 139.5018 | 596.9858 | 0 | 0 | 56.5627 | 9.3783 | 633.3266 | 0 | 0 | 338.7902 | 0 | 0 | 0 | 16.412 | 0 | 0 | 0 | 0 | 0 | 434.0383 | 0 | 0 | 0 | 0 | 0 | 0 | 0 | 0 | 0 | 0 | 0 | 0 | 0 | 0 | 0 | 0 | 0 | 0 | 0 | 2224.4094 | 2224.4094 | 2224.4094 | 2224.4094 | 0 | 0 | 0 | 390.9104 | 0 | 0 | 0 | 867.8161 | 0 | 0 | 0 | 762.9451 | 0 | 0 | 0 | 902.9781 | 0 | 0 | 0 | 390.9104 | 867.8161 | 762.9451 | 902.9781
42411 | 242.131 | 1202 | 2 | None | Electric, 100% Usage | Standard, 100% Usage | Electric, 100% Usage | 318 Rated kWh, 100% Usage | 100-150% | None | 30 | Single-Family Attached | Single-Family Attached | Single-Family Attached | 1000-1499 | 0-1499 | 1 | Electricity | 100% Conditioned | Central AC | None | Electricity Electric Furnace | None | 20000-24999 | 100% Incandescent | Occupied | 1970s | Electricity | No | 0 | 705.129 | 26.3764 | 363.1151 | 2009.0022 | 88.5075 | 0 | 108.4363 | 0 | 5761.7772 | 0 | 0 | 2151.4347 | 160.0168 | 0 | 1519.8666 | 16.412 | 1786.8543 | 0 | 0 | 0 | 389.4915 | 480.0504 | 312.7068 | 0 | 0 | 0 | 0 | 0 | 0 | 0 | 0 | 0 | 0 | 0 | 0 | 0 | 0 | 0 | 0 | 0 | 0 | 15879.1767 | 15879.1767 | 15879.1767 | 15879.1767 | 0 | 0 | 0 | 2753.0698 | 0 | 0 | 0 | 6274.1445 | 0 | 0 | 0 | 5484.8049 | 0 | 0 | 0 | 6625.8973 | 0 | 0 | 0 | 2753.0698 | 6274.1445 | 5484.8049 | 6625.8973
42517 | 242.131 | 1138 | 3 | Standard Efficiency | Electric, 100% Usage | EnergyStar, 100% Usage | Electric, 100% Usage | None | 400%+ | 12 | None | 10 to 19 Unit | Multifamily with 5+ units, 1-3 stories | Multi-Family with 5+ Units | 1000-1499 | 0-1499 | 2 | Electricity | 100% Conditioned | Heat Pump | None | Electricity ASHP | None | 70000-79999 | 100% CFL | Occupied | 2000s | Electricity | No | 67.9925 | 289.8473 | 16.9981 | 594.9343 | 1765.7532 | 0 | 0 | 32.2378 | 14.3605 | 531.6309 | 0 | 0 | 1271.0492 | 39.2715 | 0 | 468.6206 | 21.9803 | 1581.4115 | 0 | 0 | 0 | 346.9961 | 434.0383 | 0 | 0 | 0 | 0 | 0 | 0 | 0 | 0 | 0 | 0 | 0 | 0 | 0 | 0 | 0 | 0 | 0 | 0 | 0 | 7476.5361 | 7476.5361 | 7476.5361 | 7476.5361 | 0 | 0 | 0 | 1352.3231 | 0 | 0 | 0 | 2966.4782 | 0 | 0 | 0 | 2617.7396 | 0 | 0 | 0 | 3079.4159 | 0 | 0 | 0 | 1352.3231 | 2966.4782 | 2617.7396 | 3079.4159
42546 | 242.131 | 1138 | 2 | None | None | None | Electric, 100% Usage | 290 Rated kWh, 100% Usage | 150-200% | 13 | None | 10 to 19 Unit | Multifamily with 5+ units, 4-7 stories | Multi-Family with 5+ Units | 1000-1499 | 0-1499 | 4 | Electricity | 100% Conditioned | Central AC | Heating and Cooling | Electricity Shared Heating | Fan Coil Heating and Cooling, Electricity | 25000-29999 | 100% Incandescent | Occupied | 1960s | Natural Gas | No | 0 | 0 | 0 | 19.0496 | 1746.4105 | 82.646 | 0 | 259.661 | 0 | 14374.8429 | 0 | 0 | 0 | 156.793 | 0 | 1465.0623 | 16.412 | 1776.3038 | 0 | 0 | 0 | 389.4915 | 434.0383 | 0 | 0 | 0 | 0 | 0 | 0 | 0 | 0 | 0 | 0 | 3488.4249 | 0 | 0 | 0 | 0 | 0 | 0 | 0 | 0 | 24209.4288 | 24209.4288 | 20721.0039 | 20721.0039 | 0 | 3488.4249 | 0 | 3656.3319 | 0 | 795.3075 | 0 | 8488.0754 | 0 | 795.3075 | 0 | 7378.2514 | 0 | 795.3075 | 0 | 8971.6434 | 0 | 795.3075 | 0 | 4451.6394 | 9283.3829 | 8173.559 | 9766.9509
42594 | 242.131 | 885 | 3 | None | Electric, 120% Usage | Standard, 120% Usage | Electric, 120% Usage | 290 Rated kWh, 120% Usage | 400%+ | None | None | Single-Family Detached | Single-Family Detached | Single-Family Detached | 750-999 | 0-1499 | 1 | Electricity | 100% Conditioned | Heat Pump | None | Electricity ASHP | None | 120000-139999 | 100% Incandescent | Occupied | 1950s | Electricity | Yes | 0 | 1484.405 | 55.6835 | 1066.7787 | 4185.641 | 192.5477 | 319.7405 | 274.3145 | 516.0982 | 3272.1385 | 0 | 0 | 7051.8761 | 144.191 | 0 | 1247.8966 | 21.9803 | 5512.3738 | 0 | 0 | -10397.2824 | 644.7564 | 868.0765 | 0 | 0 | 0 | 0 | 0 | 0 | 0 | 0 | 0 | 0 | 0 | 0 | 0 | 0 | 0 | 0 | 0 | 0 | 0 | 16461.2159 | 26858.4982 | 16461.2159 | 26858.4982 | 0 | 0 | 0 | 3639.5952 | 0 | 0 | 0 | 7803.0053 | 0 | 0 | 0 | 6818.6577 | 0 | 0 | 0 | 8111.1238 | 0 | 0 | 0 | 3639.5952 | 7803.0053 | 6818.6577 | 8111.1238
42630 | 242.131 | 853 | 2 | Standard Efficiency | Electric, 80% Usage | EnergyStar, 80% Usage | Electric, 80% Usage | 318 Rated kWh, 80% Usage | 400%+ | 67 | None | 50 or more Unit | Multifamily with 5+ units, 1-3 stories | Multi-Family with 5+ Units | 750-999 | 0-1499 | 2 | Natural Gas | 100% Conditioned | Central AC | None | Natural Gas Fuel Furnace | None | 45000-49999 | 100% Incandescent | Occupied | 1990s | Natural Gas | Yes | 67.9925 | 231.8192 | 13.4813 | 359.8913 | 2155.2446 | 51.5805 | 0 | 478.8781 | 0 | 0 | 0 | 0 | 0 | 142.7256 | 0 | 1220.3479 | 16.412 | 733.2638 | 0 | 0 | 0 | 277.5383 | 434.0383 | 0 | 0 | 0 | 0 | 0 | 1152.3554 | 0 | 0 | 19123.7665 | 0 | 2071.1333 | 0 | 0 | 0 | 0 | 0 | 0 | 0 | 0 | 28531.0548 | 28531.0548 | 6183.7996 | 6183.7996 | 0 | 22347.2552 | 0 | 1051.6271 | 0 | 5094.7064 | 0 | 2275.7995 | 0 | 5094.7064 | 0 | 2013.6916 | 0 | 5094.7064 | 0 | 2409.8319 | 0 | 5094.7064 | 0 | 6146.3336 | 7370.5059 | 7108.398 | 7504.5383
42640 | 242.131 | 1138 | 2 | Standard Efficiency | None | None | Electric, 80% Usage | 290 Rated kWh, 80% Usage | 300-400% | 8 | None | 5 to 9 Unit | Multifamily with 5+ units, 1-3 stories | Multi-Family with 5+ Units | 1000-1499 | 0-1499 | 2 | Electricity | 40% Conditioned | Room AC | None | Electricity Baseboard | None | 60000-69999 | 100% LED | Occupied | 1970s | Natural Gas | Yes | 67.9925 | 0 | 0 | 0 | 612.8116 | 84.1114 | 0 | 0 | 0 | 7470.3816 | 0 | 0 | 0 | 26.0833 | 0 | 357.8398 | 16.412 | 985.8911 | 0 | 0 | 0 | 345.5308 | 434.0383 | 0 | 0 | 0 | 0 | 0 | 0 | 0 | 0 | 0 | 0 | 2744.0244 | 0 | 0 | 0 | 0 | 0 | 0 | 0 | 0 | 13145.4098 | 13145.4098 | 10401.0923 | 10401.0923 | 0 | 2744.0244 | 0 | 1838.4815 | 0 | 625.6132 | 0 | 4294.7704 | 0 | 625.6132 | 0 | 3725.9252 | 0 | 625.6132 | 0 | 4535.9124 | 0 | 625.6132 | 0 | 2464.0947 | 4920.3836 | 4351.5384 | 5161.5256
42655 | 242.131 | 1202 | 3 | Standard Efficiency | Electric, 80% Usage | EnergyStar, 80% Usage | Gas, 80% Usage | 290 Rated kWh, 80% Usage | 400%+ | None | 144 | Single-Family Attached | Single-Family Attached | Single-Family Attached | 1000-1499 | 0-1499 | 1 | Natural Gas | 100% Conditioned | Central AC | Heating and Cooling | Natural Gas Shared Heating | Fan Coil Heating and Cooling, Natural Gas | 60000-69999 | 100% CFL | Occupied | 1960s | Natural Gas | Yes | 67.9925 | 296.0018 | 17.2912 | 22.8595 | 1822.9021 | 66.2341 | 319.7405 | 220.0964 | 0 | 0 | 0 | 0 | 0 | 40.1507 | 0 | 486.2049 | 21.9803 | 893.2806 | 0 | 0 | 0 | 21.3942 | 400.042 | 0 | 0 | 0 | 0 | 0 | 0 | 0 | 0 | 7805.0687 | 0 | 1933.976 | 0 | 0 | 624.8275 | 0 | 0 | 0 | 0 | 0 | 15059.75 | 15059.75 | 4695.8778 | 4695.8778 | 0 | 10363.8722 | 0 | 794.3432 | 0 | 2362.7808 | 0 | 1709.7207 | 0 | 2362.7808 | 0 | 1518.6644 | 0 | 2362.7808 | 0 | 1800.4664 | 0 | 2362.7808 | 0 | 3157.124 | 4072.5015 | 3881.4452 | 4163.2472
42723 | 242.131 | 1675 | 3 | None | Electric, 80% Usage | Standard, 80% Usage | Electric, 80% Usage | 318 Rated kWh, 80% Usage | 400%+ | None | 16 | Single-Family Attached | Single-Family Attached | Single-Family Attached | 1500-1999 | 1500-2499 | 1 | Natural Gas | 100% Conditioned | Central AC | None | Natural Gas Fuel Furnace | None | 140000-159999 | 100% LED | Occupied | 2010s | Natural Gas | Yes | 0 | 686.6655 | 25.7903 | 444.8819 | 2082.563 | 89.9728 | 0 | 284.8651 | 0 | 0 | 0 | 0 | 0 | 30.4794 | 0 | 470.6721 | 21.9803 | 995.2694 | 0 | 0 | 0 | 345.5308 | 434.0383 | 0 | 0 | 0 | 0 | 0 | 0 | 0 | 0 | 13398.037 | 0 | 2955.0356 | 0 | 0 | 0 | 0 | 0 | 0 | 0 | 0 | 22265.4884 | 22265.4884 | 5912.4158 | 5912.4158 | 0 | 16353.0726 | 0 | 1038.287 | 0 | 3728.161 | 0 | 2237.5957 | 0 | 3728.161 | 0 | 1983.3394 | 0 | 3728.161 | 0 | 2338.1045 | 0 | 3728.161 | 0 | 4766.448 | 5965.7566 | 5711.5004 | 6066.2654
42735 | 242.131 | 617 | 2 | None | Electric, 100% Usage | EnergyStar, 100% Usage | Gas, 100% Usage | 318 Rated kWh, 100% Usage | 0-100% | None | 12 | Single-Family Attached | Single-Family Attached | Single-Family Attached | 500-749 | 0-1499 | 1 | Natural Gas | 100% Conditioned | Central AC | None | Natural Gas Fuel Furnace | None | <10000 | 100% LED | Occupied | 1990s | Natural Gas | Yes | 0 | 289.8473 | 16.9981 | 177.308 | 1128.0305 | 64.7687 | 319.7405 | 11.4298 | 0 | 0 | 0 | 0 | 0 | 21.6873 | 0 | 248.8173 | 16.412 | 1565.8787 | 0 | 0 | 0 | 23.7388 | 434.0383 | 0 | 0 | 0 | 0 | 0 | 0 | 0 | 0 | 1029.5587 | 0 | 2827.2566 | 0 | 0 | 694.8715 | 0 | 0 | 0 | 0 | 0 | 8870.089 | 8870.089 | 4318.4022 | 4318.4022 | 0 | 4551.6868 | 0 | 745.2781 | 0 | 1037.705 | 0 | 1625.2115 | 0 | 1037.705 | 0 | 1437.2378 | 0 | 1037.705 | 0 | 1712.1438 | 0 | 1037.705 | 0 | 1782.9832 | 2662.9165 | 2474.9429 | 2749.8489
42814 | 242.131 | 2663 | 4 | Standard Efficiency | Electric, 120% Usage | EnergyStar, 120% Usage | Electric, 120% Usage | None | 400%+ | None | None | Single-Family Detached | Single-Family Detached | Single-Family Detached | 2500-2999 | 2500-3999 | 1 | Electricity | 100% Conditioned | Heat Pump | None | Electricity ASHP | None | 140000-159999 | 100% LED | Occupied | 2000s | Electricity | Yes | 67.9925 | 480.0504 | 28.1348 | 380.1132 | 1526.0211 | 0 | 319.7405 | 487.6703 | 3179.528 | 5112.9179 | 0 | 0 | 4163.9538 | 38.9785 | 16.7051 | 677.8734 | 21.9803 | 5384.3017 | 0 | 0 | 0 | 486.498 | 434.0383 | 402.3866 | 0 | 0 | 0 | 0 | 0 | 0 | 0 | 0 | 0 | 0 | 0 | 0 | 0 | 0 | 0 | 0 | 0 | 0 | 23208.8842 | 23208.8842 | 23208.8842 | 23208.8842 | 0 | 0 | 0 | 4017.8232 | 0 | 0 | 0 | 9206.01 | 0 | 0 | 0 | 8033.7359 | 0 | 0 | 0 | 9722.7261 | 0 | 0 | 0 | 4017.8232 | 9206.01 | 8033.7359 | 9722.7261
42834 | 242.131 | 2176 | 3 | Standard Efficiency | Electric, 100% Usage | EnergyStar, 100% Usage | Electric, 100% Usage | None | 400%+ | None | None | Single-Family Detached | Single-Family Detached | Single-Family Detached | 2000-2499 | 1500-2499 | 2 | Electricity | 60% Conditioned | Central AC | None | Electricity Baseboard | None | 200000+ | 100% LED | Occupied | 1940s | Electricity | Yes | 67.9925 | 648.8593 | 37.8062 | 644.4633 | 2432.783 | 0 | 319.7405 | 0 | 0 | 24252.2172 | 0 | 0 | 3714.6758 | 34.8755 | 0 | 575.5916 | 21.9803 | 3166.6329 | 0 | 0 | 0 | 537.1993 | 727.1093 | 0 | 0 | 0 | 0 | 0 | 0 | 0 | 0 | 0 | 0 | 0 | 0 | 0 | 0 | 0 | 0 | 0 | 0 | 0 | 37182.2197 | 37182.2197 | 37182.2197 | 37182.2197 | 0 | 0 | 0 | 6492.9902 | 0 | 0 | 0 | 15074.4507 | 0 | 0 | 0 | 13116.4902 | 0 | 0 | 0 | 15966.6864 | 0 | 0 | 0 | 6492.9902 | 15074.4507 | 13116.4902 | 15966.6864
42974 | 242.131 | 2152 | 3 | Standard Efficiency | Electric, 120% Usage | EnergyStar, 120% Usage | Electric, 120% Usage | 318 Rated kWh, 120% Usage | 400%+ | None | 5 | Single-Family Attached | Single-Family Attached | Single-Family Attached | 2000-2499 | 1500-2499 | 3 | Electricity | 100% Conditioned | Heat Pump | None | Electricity ASHP | None | 80000-99999 | 100% Incandescent | Occupied | 1980s | Electricity | Yes | 67.9925 | 444.0027 | 25.7903 | 802.4286 | 2981.9981 | 106.3848 | 0 | 524.8903 | 1052.4182 | 4831.5697 | 0 | 0 | 3399.0383 | 207.4943 | 0 | 2335.4834 | 21.9803 | 3865.3143 | 0 | 0 | 0 | 467.4484 | 434.0383 | 0 | 0 | 0 | 0 | 0 | 0 | 0 | 0 | 0 | 0 | 0 | 0 | 0 | 0 | 0 | 0 | 0 | 0 | 0 | 21568.2723 | 21568.2723 | 21568.2723 | 21568.2723 | 0 | 0 | 0 | 3781.8663 | 0 | 0 | 0 | 8527.5901 | 0 | 0 | 0 | 7463.8103 | 0 | 0 | 0 | 8983.4146 | 0 | 0 | 0 | 3781.8663 | 8527.5901 | 7463.8103 | 8983.4146
42998 | 242.131 | 1220 | 3 | None | None | None | Electric, 100% Usage | 290 Rated kWh, 100% Usage | 400%+ | None | None | Single-Family Detached | Single-Family Detached | Single-Family Detached | 1000-1499 | 0-1499 | 2 | Natural Gas | 100% Conditioned | Central AC | None | Natural Gas Fuel Furnace | None | 80000-99999 | 100% CFL | Occupied | 2000s | Natural Gas | Yes | 0 | 0 | 0 | 448.6918 | 1620.0969 | 91.1451 | 319.7405 | 84.1114 | 0 | 0 | 0 | 0 | 0 | 40.1507 | 0 | 491.1871 | 21.9803 | 2233.2016 | 0 | 0 | 0 | 405.6104 | 434.0383 | 0 | 0 | 0 | 0 | 0 | 0 | 0 | 0 | 9131.2153 | 0 | 3796.7357 | 0 | 0 | 0 | 0 | 0 | 0 | 0 | 0 | 19117.9051 | 19117.9051 | 6189.9541 | 6189.9541 | 0 | 12927.951 | 0 | 1075.0221 | 0 | 2947.2758 | 0 | 2325.5871 | 0 | 2947.2758 | 0 | 2058.4725 | 0 | 2947.2758 | 0 | 2451.5987 | 0 | 2947.2758 | 0 | 4022.2979 | 5272.863 | 5005.7483 | 5398.8746
43013 | 242.131 | 1202 | 2 | Standard Efficiency | Electric, 100% Usage | EnergyStar, 100% Usage | Electric, 100% Usage | None | 400%+ | None | 7 | Single-Family Attached | Single-Family Attached | Single-Family Attached | 1000-1499 | 0-1499 | 1 | Electricity | 100% Conditioned | Central AC | None | Electricity Electric Furnace | None | 50000-59999 | 100% Incandescent | Occupied | 1980s | Natural Gas | Yes | 67.9925 | 289.8473 | 16.9981 | 386.5607 | 2770.6939 | 0 | 0 | 34.5824 | 0 | 1513.7121 | 0 | 0 | 0 | 160.0168 | 0 | 1519.8666 | 16.412 | 1655.5585 | 0 | 0 | 0 | 346.9961 | 434.0383 | 0 | 0 | 0 | 0 | 0 | 1233.5361 | 0 | 0 | 0 | 0 | 2737.5769 | 0 | 0 | 0 | 0 | 0 | 0 | 0 | 0 | 13183.8021 | 13183.8021 | 9212.9822 | 9212.9822 | 0 | 3970.8199 | 0 | 1620.0596 | 0 | 905.2846 | 0 | 3586.109 | 0 | 905.2846 | 0 | 3155.7841 | 0 | 905.2846 | 0 | 3762.7025 | 0 | 905.2846 | 0 | 2525.3442 | 4491.3936 | 4061.0687 | 4667.9871
43052 | 242.131 | 2176 | 3 | None | Electric, 80% Usage | EnergyStar, 80% Usage | Gas, 80% Usage | None | 400%+ | None | None | Single-Family Detached | Single-Family Detached | Single-Family Detached | 2000-2499 | 1500-2499 | 1 | Natural Gas | 100% Conditioned | Central AC | None | Natural Gas Fuel Furnace | None | 120000-139999 | 100% CFL | Occupied | 1970s | Natural Gas | Yes | 0 | 519.0289 | 30.1863 | 488.5495 | 3258.0711 | 0 | 319.7405 | 651.497 | 0 | 0 | 0 | 0 | 0 | 52.1667 | 24.911 | 753.7788 | 21.9803 | 1583.463 | 0 | 0 | 0 | 29.6002 | 914.0887 | 0 | 0 | 0 | 0 | 0 | 0 | 0 | 0 | 26195.2784 | 0 | 3453.5495 | 0 | 0 | 864.8527 | 0 | 0 | 0 | 0 | 0 | 39160.7425 | 39160.7425 | 8647.0619 | 8647.0619 | 0 | 30513.6806 | 0 | 1535.7195 | 0 | 6956.4586 | 0 | 3267.2771 | 0 | 6956.4586 | 0 | 2901.2462 | 0 | 6956.4586 | 0 | 3418.5914 | 0 | 6956.4586 | 0 | 8492.1781 | 10223.7357 | 9857.7048 | 10375.05
43093 | 242.131 | 1675 | 4 | Standard Efficiency | Electric, 100% Usage | EnergyStar, 100% Usage | Electric, 100% Usage | None | 400%+ | None | 7 | Single-Family Attached | Single-Family Attached | Single-Family Attached | 1500-1999 | 1500-2499 | 2 | Natural Gas | 100% Conditioned | Central AC | None | Natural Gas Fuel Furnace | None | 140000-159999 | 100% CFL | Occupied | 2000s | Natural Gas | Yes | 67.9925 | 370.7349 | 21.6873 | 366.0458 | 1844.0032 | 0 | 319.7405 | 66.2341 | 0 | 0 | 0 | 0 | 0 | 46.0122 | 0 | 616.0354 | 21.9803 | 1859.5359 | 0 | 0 | 0 | 389.4915 | 434.0383 | 0 | 0 | 0 | 0 | 0 | 0 | 0 | 0 | 4396.3591 | 0 | 3574.5878 | 0 | 0 | 0 | 0 | 0 | 0 | 0 | 0 | 14394.1856 | 14394.1856 | 6423.5317 | 6423.5317 | 0 | 7970.947 | 0 | 1079.26 | 0 | 1817.2058 | 0 | 2375.0809 | 0 | 1817.2058 | 0 | 2199.566 | 0 | 1817.2058 | 0 | 2622.9351 | 0 | 1817.2058 | 0 | 2896.4658 | 4192.2867 | 4016.7718 | 4440.1409
43124 | 242.131 | 2631 | 4 | None | Electric, 100% Usage | EnergyStar, 100% Usage | Electric, 100% Usage | 318 Rated kWh, 100% Usage | 400%+ | None | 16 | Single-Family Attached | Single-Family Attached | Single-Family Attached | 2500-2999 | 2500-3999 | 1 | Electricity | 100% Conditioned | Heat Pump | None | Electricity ASHP | None | 120000-139999 | 100% Incandescent | Occupied | 1990s | Electricity | Yes | 0 | 610.7601 | 35.7547 | 713.335 | 2499.3101 | 160.3099 | 0 | 427.5907 | 1445.4265 | 4327.4874 | 0 | 0 | 3588.0691 | 231.5261 | 0 | 2746.6621 | 21.9803 | 2399.3729 | 0 | 0 | 0 | 516.9774 | 434.0383 | 496.1693 | 0 | 0 | 0 | 0 | 0 | 0 | 0 | 0 | 0 | 0 | 0 | 0 | 0 | 0 | 0 | 0 | 0 | 0 | 20654.4767 | 20654.4767 | 20654.4767 | 20654.4767 | 0 | 0 | 0 | 3587.6181 | 0 | 0 | 0 | 8119.093 | 0 | 0 | 0 | 7103.1898 | 0 | 0 | 0 | 8578.0364 | 0 | 0 | 0 | 3587.6181 | 8119.093 | 7103.1898 | 8578.0364
43241 | 242.131 | 2176 | 3 | None | Electric, 120% Usage | Standard, 120% Usage | Electric, 120% Usage | 318 Rated kWh, 120% Usage | 400%+ | None | None | Single-Family Detached | Single-Family Detached | Single-Family Detached | 2000-2499 | 1500-2499 | 2 | Electricity | 40% Conditioned | Room AC | None | Electricity Baseboard | None | 120000-139999 | 100% Incandescent | Occupied | 1940s | Electricity | Yes | 0 | 915.261 | 34.2893 | 0 | 1013.1467 | 117.2284 | 0 | 0 | 0 | 33561.0336 | 0 | 0 | 4190.6232 | 208.6666 | 0 | 2355.9983 | 21.9803 | 5074.5256 | 0 | 0 | 0 | 486.498 | 434.0383 | 0 | 0 | 0 | 0 | 0 | 0 | 0 | 0 | 0 | 0 | 0 | 0 | 0 | 0 | 0 | 0 | 0 | 0 | 0 | 48413.2893 | 48413.2893 | 48413.2893 | 48413.2893 | 0 | 0 | 0 | 8181.6388 | 0 | 0 | 0 | 19299.8677 | 0 | 0 | 0 | 16770.2421 | 0 | 0 | 0 | 20508.2002 | 0 | 0 | 0 | 8181.6388 | 19299.8677 | 16770.2421 | 20508.2002
43256 | 242.131 | 1202 | 4 | Standard Efficiency | Gas, 100% Usage | EnergyStar, 100% Usage | Gas, 100% Usage | 290 Rated kWh, 100% Usage | 400%+ | None | 50 | Single-Family Attached | Single-Family Attached | Single-Family Attached | 1000-1499 | 0-1499 | 1 | Natural Gas | 100% Conditioned | Central AC | None | Natural Gas Fuel Furnace | None | 60000-69999 | 100% Incandescent | Occupied | <1940 | Natural Gas | Yes | 67.9925 | 25.7903 | 16.9981 | 416.454 | 2502.8269 | 60.3726 | 319.7405 | 205.1497 | 0 | 0 | 0 | 0 | 0 | 160.0168 | 0 | 1519.8666 | 21.9803 | 1655.5585 | 0 | 0 | 0 | 23.7388 | 434.0383 | 276.366 | 0 | 0 | 0 | 344.0654 | 0 | 0 | 0 | 8222.1089 | 0 | 2807.0347 | 0 | 0 | 694.8715 | 0 | 0 | 0 | 0 | 0 | 19775.2635 | 19775.2635 | 7707.183 | 7707.183 | 0 | 12068.0805 | 0 | 1368.2051 | 0 | 2751.2772 | 0 | 2960.1402 | 0 | 2751.2772 | 0 | 2617.9215 | 0 | 2751.2772 | 0 | 3106.9258 | 0 | 2751.2772 | 0 | 4119.4824 | 5711.4174 | 5369.1987 | 5858.2031
43266 | 242.131 | 1220 | 2 | Standard Efficiency | Electric, 120% Usage | EnergyStar, 120% Usage | Electric, 120% Usage | None | 400%+ | None | None | Single-Family Detached | Single-Family Detached | Single-Family Detached | 1000-1499 | 0-1499 | 1 | Electricity | 100% Conditioned | Room AC | None | Electricity Baseboard | None | 140000-159999 | 100% CFL | Occupied | 1970s | Electricity | Yes | 81.7668 | 480.0504 | 28.1348 | 0 | 2815.5338 | 0 | 0 | 0 | 0 | 12260.0421 | 0 | 0 | 3622.0654 | 40.1507 | 0 | 491.1871 | 16.412 | 4466.4031 | 0 | 0 | 0 | 486.498 | 434.0383 | 327.0673 | 0 | 0 | 0 | 0 | 0 | 0 | 0 | 0 | 0 | 0 | 0 | 0 | 0 | 0 | 0 | 0 | 0 | 0 | 25549.9359 | 25549.9359 | 25549.9359 | 25549.9359 | 0 | 0 | 0 | 4627.841 | 0 | 0 | 0 | 10580.2611 | 0 | 0 | 0 | 9225.4551 | 0 | 0 | 0 | 11118.6834 | 0 | 0 | 0 | 4627.841 | 10580.2611 | 9225.4551 | 11118.6834
43308 | 242.131 | 2631 | 3 | Standard Efficiency | Electric, 100% Usage | EnergyStar, 100% Usage | Gas, 100% Usage | None | 0-100% | None | 36 | Single-Family Attached | Single-Family Attached | Single-Family Attached | 2500-2999 | 2500-3999 | 3 | Natural Gas | 80% Conditioned | Room AC | None | Natural Gas Fuel Furnace | None | <10000 | 100% Incandescent | Occupied | <1940 | Natural Gas | Yes | 67.9925 | 369.8557 | 21.6873 | 0 | 4484.8666 | 0 | 0 | 814.1514 | 0 | 0 | 0 | 0 | 0 | 231.5261 | 0 | 2746.6621 | 21.9803 | 2006.3645 | 0 | 0 | 0 | 26.6695 | 400.042 | 0 | 0 | 0 | 0 | 0 | 0 | 0 | 0 | 32657.4955 | 0 | 3367.0935 | 0 | 0 | 781.0344 | 0 | 0 | 0 | 0 | 0 | 47997.1283 | 47997.1283 | 11191.505 | 11191.505 | 0 | 36805.6234 | 0 | 2024.5424 | 0 | 8390.9023 | 0 | 4366.99 | 0 | 8390.9023 | 0 | 3862.471 | 0 | 8390.9023 | 0 | 4560.771 | 0 | 8390.9023 | 0 | 10415.4447 | 12757.8923 | 12253.3733 | 12951.6733
43318 | 242.131 | 2176 | 2 | Standard Efficiency | Electric, 100% Usage | EnergyStar, 100% Usage | Electric, 100% Usage | None | 400%+ | None | None | Single-Family Detached | Single-Family Detached | Single-Family Detached | 2000-2499 | 1500-2499 | 2 | Natural Gas | 80% Conditioned | Central AC | None | Natural Gas Fuel Furnace | None | 160000-179999 | 100% CFL | Occupied | 1990s | Natural Gas | Yes | 67.9925 | 400.042 | 23.4457 | 756.7095 | 3125.603 | 0 | 0 | 309.19 | 0 | 0 | 0 | 0 | 0 | 52.1667 | 24.911 | 753.7788 | 16.412 | 2537.1163 | 0 | 0 | 0 | 405.6104 | 1836.0903 | 376.8894 | 0 | 0 | 0 | 0 | 0 | 0 | 0 | 18820.1449 | 0 | 3834.2488 | 0 | 0 | 0 | 0 | 0 | 0 | 0 | 0 | 33340.3511 | 33340.3511 | 10685.9574 | 10685.9574 | 0 | 22654.3937 | 0 | 1774.1254 | 0 | 5164.7442 | 0 | 3853.8138 | 0 | 5164.7442 | 0 | 3416.5094 | 0 | 5164.7442 | 0 | 4074.461 | 0 | 5164.7442 | 0 | 6938.8696 | 9018.558 | 8581.2537 | 9239.2053
43322 | 242.131 | 2663 | 3 | Standard Efficiency | Electric, 120% Usage | Standard, 120% Usage | Electric, 120% Usage | 318 Rated kWh, 120% Usage | 400%+ | None | None | Single-Family Detached | Single-Family Detached | Single-Family Detached | 2500-2999 | 2500-3999 | 2 | Electricity | None | None | None | Electricity Baseboard | None | 100000-119999 | 100% Incandescent | Occupied | 1940s | Electricity | Yes | 67.9925 | 1484.405 | 55.6835 | 0 | 0 | 206.322 | 0 | 0 | 0 | 19325.1064 | 0 | 0 | 7510.8254 | 233.2846 | 99.9372 | 2774.2107 | 21.9803 | 6643.335 | 0 | 0 | 0 | 644.7564 | 434.0383 | 514.9259 | 0 | 0 | 0 | 0 | 0 | 0 | 0 | 0 | 0 | 0 | 0 | 0 | 0 | 0 | 0 | 0 | 0 | 0 | 40016.217 | 40016.217 | 40016.217 | 40016.217 | 0 | 0 | 0 | 6384.7753 | 0 | 0 | 0 | 15173.7575 | 0 | 0 | 0 | 13184.842 | 0 | 0 | 0 | 16236.3643 | 0 | 0 | 0 | 6384.7753 | 15173.7575 | 13184.842 | 16236.3643
43520 | 242.131 | 885 | 1 | Standard Efficiency | Electric, 100% Usage | Standard, 100% Usage | Electric, 100% Usage | 290 Rated kWh, 100% Usage | 400%+ | None | None | Single-Family Detached | Single-Family Detached | Single-Family Detached | 750-999 | 0-1499 | 1 | Electricity | 40% Conditioned | Room AC | None | Electricity Baseboard | None | 50000-59999 | 100% CFL | Occupied | 1950s | Electricity | Yes | 67.9925 | 525.7695 | 19.6358 | 0 | 1149.7178 | 56.5627 | 319.7405 | 0 | 0 | 11752.736 | 0 | 0 | 1358.9706 | 36.0477 | 24.911 | 399.1628 | 16.412 | 1812.0584 | 0 | 0 | 0 | 339.6694 | 434.0383 | 0 | 0 | 0 | 0 | 0 | 0 | 0 | 0 | 0 | 0 | 0 | 0 | 0 | 0 | 0 | 0 | 0 | 0 | 0 | 18313.132 | 18313.132 | 18313.132 | 18313.132 | 0 | 0 | 0 | 3114.0164 | 0 | 0 | 0 | 7276.9838 | 0 | 0 | 0 | 6318.0709 | 0 | 0 | 0 | 7718.4085 | 0 | 0 | 0 | 3114.0164 | 7276.9838 | 6318.0709 | 7718.4085
43612 | 242.131 | 633 | 1 | Standard Efficiency | Electric, 120% Usage | EnergyStar, 120% Usage | Electric, 120% Usage | None | 300-400% | None | None | Single-Family Detached | Single-Family Detached | Single-Family Detached | 500-749 | 0-1499 | 1 | Electricity | 100% Conditioned | Central AC | None | Electricity Electric Furnace | None | 40000-44999 | 100% Incandescent | Occupied | 1980s | Electricity | Yes | 67.9925 | 330.8772 | 19.3427 | 426.7115 | 2588.6968 | 0 | 319.7405 | 65.941 | 0 | 4951.1427 | 0 | 0 | 1989.9526 | 131.5889 | 0 | 1031.6102 | 16.412 | 3463.5139 | 0 | 0 | 0 | 407.3688 | 400.042 | 0 | 0 | 0 | 0 | 0 | 0 | 0 | 0 | 0 | 0 | 0 | 0 | 0 | 0 | 0 | 0 | 0 | 0 | 0 | 16211.5193 | 16211.5193 | 16211.5193 | 16211.5193 | 0 | 0 | 0 | 2817.0998 | 0 | 0 | 0 | 6377.3137 | 0 | 0 | 0 | 5585.3559 | 0 | 0 | 0 | 6720.1429 | 0 | 0 | 0 | 2817.0998 | 6377.3137 | 5585.3559 | 6720.1429
43631 | 242.131 | 1220 | 2 | Standard Efficiency | Electric, 100% Usage | Standard, 100% Usage | Electric, 100% Usage | None | 400%+ | None | None | Single-Family Detached | Single-Family Detached | Single-Family Detached | 1000-1499 | 0-1499 | 1 | Electricity | 100% Conditioned | Central AC | None | Electricity Electric Furnace | None | 140000-159999 | 100% CFL | Occupied | 1970s | Electricity | Yes | 67.9925 | 762.864 | 28.4279 | 844.9239 | 3744.276 | 0 | 319.7405 | 67.1133 | 0 | 7197.5324 | 0 | 0 | 2303.2455 | 40.1507 | 0 | 491.1871 | 16.412 | 2233.2016 | 0 | 0 | 0 | 405.6104 | 434.0383 | 0 | 0 | 0 | 0 | 0 | 0 | 0 | 0 | 0 | 0 | 0 | 439.6066 | 0 | 0 | 0 | 0 | 0 | 0 | 0 | 19396.3226 | 19396.3226 | 18957.0091 | 18957.0091 | 0 | 439.6066 | 0 | 3284.0727 | 0 | 100.2013 | 0 | 7475.2349 | 0 | 100.2013 | 0 | 6541.4452 | 0 | 100.2013 | 0 | 7821.6266 | 0 | 100.2013 | 0 | 3384.274 | 7575.4362 | 6641.6464 | 7921.8279
43682 | 242.131 | 1138 | 3 | None | Electric, 80% Usage | EnergyStar, 80% Usage | Electric, 80% Usage | 318 Rated kWh, 80% Usage | 300-400% | 12 | None | 10 to 19 Unit | Multifamily with 5+ units, 1-3 stories | Multi-Family with 5+ Units | 1000-1499 | 0-1499 | 2 | Electricity | 100% Conditioned | Heat Pump | None | Electricity ASHP | None | 60000-69999 | 100% LED | Occupied | 1980s | Electricity | Yes | 0 | 296.0018 | 17.2912 | 273.1422 | 1253.758 | 70.9232 | 319.7405 | 231.5261 | 288.0889 | 2125.3514 | 0 | 0 | 1025.1626 | 26.0833 | 0 | 357.8398 | 21.9803 | 888.2984 | 0 | 0 | 0 | 311.5345 | 480.0504 | 0 | 0 | 0 | 0 | 0 | 0 | 0 | 0 | 0 | 0 | 0 | 0 | 0 | 0 | 0 | 0 | 0 | 0 | 0 | 7987.0659 | 7987.0659 | 7987.0659 | 7987.0659 | 0 | 0 | 0 | 1407.0721 | 0 | 0 | 0 | 3182.5147 | 0 | 0 | 0 | 2787.4403 | 0 | 0 | 0 | 3326.9136 | 0 | 0 | 0 | 1407.0721 | 3182.5147 | 2787.4403 | 3326.9136
43727 | 242.131 | 1202 | 2 | Standard Efficiency | Electric, 120% Usage | EnergyStar, 120% Usage | Electric, 120% Usage | None | 200-300% | None | 20 | Single-Family Attached | Single-Family Attached | Single-Family Attached | 1000-1499 | 0-1499 | 1 | Natural Gas | None | None | Heating Only | Natural Gas Shared Heating | Boiler Baseboards Heating Only, Natural Gas | 30000-34999 | 100% CFL | Occupied | 1950s | Natural Gas | Yes | 67.9925 | 444.0027 | 25.7903 | 0 | 0 | 0 | 0 | 96.1273 | 0 | 0 | 0 | 0 | 0 | 40.1507 | 0 | 486.2049 | 16.412 | 3573.7086 | 0 | 0 | 0 | 467.4484 | 434.0383 | 0 | 0 | 0 | 0 | 0 | 0 | 0 | 0 | 8593.1368 | 0 | 5401.5929 | 0 | 0 | 0 | 0 | 0 | 0 | 0 | 0 | 19646.3122 | 19646.3122 | 5651.5825 | 5651.5825 | 0 | 13994.4367 | 0 | 944.2795 | 0 | 3190.4485 | 0 | 2124.227 | 0 | 3190.4485 | 0 | 1864.8666 | 0 | 3190.4485 | 0 | 2270.6739 | 0 | 3190.4485 | 0 | 4134.7281 | 5314.6756 | 5055.3151 | 5461.1224
43806 | 242.131 | 2176 | 3 | None | Electric, 120% Usage | EnergyStar, 120% Usage | Electric, 120% Usage | None | 400%+ | None | None | Single-Family Detached | Single-Family Detached | Single-Family Detached | 2000-2499 | 1500-2499 | 1 | Electricity | 100% Conditioned | Central AC | None | Electricity Electric Furnace | None | 140000-159999 | 100% LED | Occupied | 1990s | Electricity | Yes | 0 | 778.6898 | 45.426 | 892.6945 | 3890.8115 | 0 | 0 | 255.851 | 0 | 16563.2046 | 0 | 0 | 6915.0119 | 34.8755 | 16.7051 | 575.5916 | 21.9803 | 6333.5589 | 0 | 0 | 0 | 644.7564 | 434.0383 | 0 | 0 | 0 | 0 | 0 | 0 | 0 | 0 | 0 | 0 | 0 | 0 | 0 | 0 | 0 | 0 | 0 | 0 | 0 | 37402.9022 | 37402.9022 | 37402.9022 | 37402.9022 | 0 | 0 | 0 | 6503.6519 | 0 | 0 | 0 | 14893.3712 | 0 | 0 | 0 | 13003.6695 | 0 | 0 | 0 | 15774.888 | 0 | 0 | 0 | 6503.6519 | 14893.3712 | 13003.6695 | 15774.888
43973 | 242.131 | 1138 | 3 | Standard Efficiency | Electric, 120% Usage | Standard, 120% Usage | Electric, 120% Usage | None | 400%+ | 183 | None | 50 or more Unit | Multifamily with 5+ units, 4-7 stories | Multi-Family with 5+ Units | 1000-1499 | 0-1499 | 5 | Electricity | 100% Conditioned | Central AC | None | Electricity Electric Furnace | None | 140000-159999 | 100% LED | Occupied | 2000s | Electricity | Yes | 67.9925 | 1396.7767 | 52.1667 | 470.6721 | 2510.1537 | 0 | 0 | 20.808 | 0 | 2484.0704 | 0 | 0 | 6849.9501 | 26.0833 | 0 | 357.8398 | 21.9803 | 4723.7195 | 0 | 0 | 0 | 620.4315 | 434.0383 | 0 | 0 | 0 | 0 | 0 | 0 | 0 | 0 | 0 | 0 | 0 | 0 | 0 | 0 | 0 | 0 | 0 | 0 | 0 | 20036.6829 | 20036.6829 | 20036.6829 | 20036.6829 | 0 | 0 | 0 | 3331.4509 | 0 | 0 | 0 | 7541.0176 | 0 | 0 | 0 | 6617.1284 | 0 | 0 | 0 | 8005.728 | 0 | 0 | 0 | 3331.4509 | 7541.0176 | 6617.1284 | 8005.728
43982 | 242.131 | 1220 | 3 | None | Electric, 120% Usage | EnergyStar, 120% Usage | Electric, 120% Usage | None | 300-400% | None | None | Single-Family Detached | Single-Family Detached | Single-Family Detached | 1000-1499 | 0-1499 | 2 | Natural Gas | 100% Conditioned | Central AC | None | Natural Gas Fuel Wall/Floor Furnace | None | 45000-49999 | 100% LED | Occupied | 1950s | Natural Gas | Yes | 0 | 330.8772 | 19.3427 | 1234.7084 | 5301.3626 | 0 | 319.7405 | 0 | 0 | 0 | 0 | 0 | 0 | 26.9625 | 0 | 375.131 | 21.9803 | 3836.8864 | 0 | 0 | 0 | 407.3688 | 434.0383 | 0 | 0 | 0 | 0 | 0 | 0 | 0 | 0 | 30129.4644 | 0 | 3566.968 | 0 | 0 | 0 | 0 | 0 | 0 | 0 | 0 | 46005.1243 | 46005.1243 | 12308.6919 | 12308.6919 | 0 | 33696.4324 | 0 | 2113.1889 | 0 | 7682.0998 | 0 | 4549.5755 | 0 | 7682.0998 | 0 | 4047.5145 | 0 | 7682.0998 | 0 | 4717.0159 | 0 | 7682.0998 | 0 | 9795.2887 | 12231.6753 | 11729.6143 | 12399.1157
44006 | 242.131 | 853 | 1 | Standard Efficiency | Electric, 120% Usage | EnergyStar, 120% Usage | Electric, 120% Usage | None | 100-150% | 67 | None | 50 or more Unit | Multifamily with 5+ units, 1-3 stories | Multi-Family with 5+ Units | 750-999 | 0-1499 | 3 | Electricity | 100% Conditioned | Heat Pump | Heating Only | Electricity Shared Heating | Boiler Baseboards Heating Only, Electricity | 15000-19999 | 100% LED | Occupied | 2000s | Electricity | Yes | 67.9925 | 347.5823 | 20.2219 | 0 | 0 | 0 | 0 | 151.5177 | 0 | 10390.2486 | 0 | 0 | 2218.8411 | 23.7388 | 0 | 298.0533 | 16.412 | 2933.0553 | 0 | 0 | 0 | 416.454 | 434.0383 | 0 | 0 | 0 | 0 | 0 | 0 | 0 | 0 | 0 | 0 | 0 | 346.7031 | 0 | 0 | 0 | 0 | 0 | 0 | 0 | 17665.1518 | 17665.1518 | 17318.4487 | 17318.4487 | 0 | 346.7031 | 0 | 2955.621 | 0 | 79.0362 | 0 | 6938.7377 | 0 | 79.0362 | 0 | 6030.4734 | 0 | 79.0362 | 0 | 7367.6755 | 0 | 79.0362 | 0 | 3034.6572 | 7017.7739 | 6109.5096 | 7446.7117
44040 | 242.131 | 2152 | 3 | None | Electric, 80% Usage | EnergyStar, 80% Usage | Electric, 80% Usage | None | 400%+ | None | 5 | Single-Family Attached | Single-Family Attached | Single-Family Attached | 2000-2499 | 1500-2499 | 2 | Electricity | 40% Conditioned | Room AC | None | Electricity Baseboard | None | 140000-159999 | 100% CFL | Occupied | 1950s | Propane | Yes | 0 | 360.1843 | 21.1011 | 0 | 1437.2205 | 0 | 0 | 0 | 0 | 13461.0473 | 0 | 0 | 0 | 51.8736 | 0 | 747.0382 | 21.9803 | 1031.9032 | 0 | 0 | 0 | 345.5308 | 434.0383 | 0 | 0 | 0 | 0 | 0 | 0 | 0 | 0 | 0 | 0 | 0 | 0 | 0 | 0 | 0 | 0 | 0 | 2812.6031 | 0 | 20724.2276 | 20724.2276 | 17911.6246 | 17911.6246 | 0 | 0 | 2812.6031 | 3386.3319 | 0 | 0 | 773.9896 | 7766.0353 | 0 | 0 | 773.9896 | 6748.0052 | 0 | 0 | 773.9896 | 8187.1341 | 0 | 0 | 773.9896 | 4160.3215 | 8540.0249 | 7521.9948 | 8961.1237
44081 | 242.131 | 2176 | 4 | None | Electric, 100% Usage | Standard, 100% Usage | Electric, 100% Usage | None | 200-300% | None | None | Single-Family Detached | Single-Family Detached | Single-Family Detached | 2000-2499 | 1500-2499 | 1 | Propane | 20% Conditioned | Room AC | None | Propane Fuel Wall/Floor Furnace | None | 35000-39999 | 100% CFL | Occupied | 1980s | Propane | Yes | 0 | 762.864 | 28.4279 | 0 | 676.408 | 0 | 319.7405 | 0 | 0 | 0 | 0 | 0 | 0 | 52.1667 | 24.911 | 753.7788 | 21.9803 | 2537.1163 | 0 | 0 | 0 | 405.6104 | 914.0887 | 0 | 0 | 0 | 0 | 0 | 0 | 0 | 0 | 0 | 0 | 0 | 0 | 0 | 0 | 0 | 0 | 11268.2896 | 3826.922 | 0 | 21592.0111 | 21592.0111 | 6496.7995 | 6496.7995 | 0 | 0 | 15095.2116 | 1114.769 | 0 | 0 | 4153.9617 | 2452.9296 | 0 | 0 | 4153.9617 | 2161.2139 | 0 | 0 | 4153.9617 | 2614.7173 | 0 | 0 | 4153.9617 | 5268.7308 | 6606.8913 | 6315.1756 | 6768.6791
44160 | 242.131 | 2176 | 4 | None | Electric, 100% Usage | EnergyStar, 100% Usage | Electric, 100% Usage | None | 400%+ | None | None | Single-Family Detached | Single-Family Detached | Single-Family Detached | 2000-2499 | 1500-2499 | 2 | Natural Gas | 100% Conditioned | Central AC | None | Natural Gas Fuel Furnace | None | 100000-119999 | 100% CFL | Occupied | 1970s | Natural Gas | Yes | 0 | 400.042 | 23.4457 | 1426.3769 | 6175.5936 | 0 | 0 | 901.1935 | 0 | 0 | 0 | 0 | 0 | 52.1667 | 24.911 | 753.7788 | 21.9803 | 2537.1163 | 0 | 0 | 0 | 405.6104 | 434.0383 | 0 | 0 | 0 | 0 | 0 | 0 | 0 | 0 | 54509.4606 | 0 | 3719.658 | 506.4268 | 0 | 0 | 0 | 0 | 0 | 0 | 0 | 71891.7988 | 71891.7988 | 13156.2534 | 13156.2534 | 0 | 58735.5454 | 0 | 2459.9816 | 0 | 13390.4895 | 0 | 5155.4052 | 0 | 13390.4895 | 0 | 4588.989 | 0 | 13390.4895 | 0 | 5331.9906 | 0 | 13390.4895 | 0 | 15850.471 | 18545.8947 | 17979.4785 | 18722.48
44223 | 242.131 | 3301 | 4 | Standard Efficiency | Electric, 120% Usage | Standard, 120% Usage | Electric, 120% Usage | None | 400%+ | None | None | Single-Family Detached | Single-Family Detached | Single-Family Detached | 3000-3999 | 2500-3999 | 2 | Electricity | 20% Conditioned | Room AC | None | Electricity Baseboard | None | 200000+ | 100% CFL | Occupied | 1990s | Electricity | Yes | 67.9925 | 915.261 | 34.2893 | 0 | 790.7057 | 0 | 319.7405 | 0 | 0 | 8681.6443 | 0 | 0 | 3833.9557 | 66.2341 | 24.911 | 1062.6757 | 21.9803 | 5789.9121 | 0 | 0 | 0 | 486.498 | 868.0765 | 0 | 0 | 0 | 0 | 0 | 0 | 0 | 0 | 0 | 0 | 0 | 0 | 0 | 0 | 0 | 0 | 0 | 0 | 0 | 22963.8768 | 22963.8768 | 22963.8768 | 22963.8768 | 0 | 0 | 0 | 3948.0671 | 0 | 0 | 0 | 9116.4505 | 0 | 0 | 0 | 7949.4535 | 0 | 0 | 0 | 9633.764 | 0 | 0 | 0 | 3948.0671 | 9116.4505 | 7949.4535 | 9633.764
44262 | 242.131 | 2663 | 4 | Standard Efficiency | Electric, 120% Usage | EnergyStar, 120% Usage | Electric, 120% Usage | 290 Rated kWh, 120% Usage | 400%+ | None | None | Single-Family Detached | Single-Family Detached | Single-Family Detached | 2500-2999 | 2500-3999 | 2 | Propane | 60% Conditioned | Central AC | None | Propane Fuel Furnace | None | 200000+ | 100% Incandescent | Occupied | 2000s | Electricity | Yes | 67.9925 | 480.0504 | 28.1348 | 425.2461 | 1510.4883 | 109.3155 | 0 | 393.0083 | 0 | 0 | 0 | 0 | 3983.7151 | 233.2846 | 0 | 2774.2107 | 21.9803 | 5384.3017 | 0 | 0 | 0 | 486.498 | 434.0383 | 0 | 0 | 0 | 0 | 0 | 0 | 0 | 0 | 0 | 0 | 0 | 0 | 0 | 0 | 0 | 0 | 15763.7067 | 0 | 0 | 32095.6782 | 32095.6782 | 16331.9715 | 16331.9715 | 0 | 0 | 15763.7067 | 2706.9109 | 0 | 0 | 4337.9306 | 6057.3496 | 0 | 0 | 4337.9306 | 5334.0916 | 0 | 0 | 4337.9306 | 6453.8937 | 0 | 0 | 4337.9306 | 7044.8415 | 10395.2803 | 9672.0222 | 10791.8243
44271 | 242.131 | 2176 | 4 | Standard Efficiency | Electric, 100% Usage | EnergyStar, 100% Usage | Electric, 100% Usage | None | 400%+ | None | None | Single-Family Detached | Single-Family Detached | Single-Family Detached | 2000-2499 | 1500-2499 | 1 | Electricity | 100% Conditioned | Central AC | None | Electricity Electric Furnace | None | 100000-119999 | 100% CFL | Occupied | 1970s | Electricity | Yes | 67.9925 | 400.042 | 23.4457 | 1533.0548 | 6500.0233 | 0 | 319.7405 | 116.9354 | 0 | 25142.5671 | 0 | 0 | 2089.8898 | 52.1667 | 0 | 753.7788 | 21.9803 | 2537.1163 | 0 | 0 | 0 | 405.6104 | 1356.0398 | 0 | 0 | 0 | 0 | 0 | 0 | 0 | 0 | 0 | 0 | 0 | 0 | 0 | 0 | 0 | 0 | 0 | 0 | 0 | 41320.3832 | 41320.3832 | 41320.3832 | 41320.3832 | 0 | 0 | 0 | 7449.479 | 0 | 0 | 0 | 17031.377 | 0 | 0 | 0 | 14837.9399 | 0 | 0 | 0 | 17899.722 | 0 | 0 | 0 | 7449.479 | 17031.377 | 14837.9399 | 17899.722
44381 | 242.131 | 1675 | 2 | Standard Efficiency | Electric, 100% Usage | EnergyStar, 100% Usage | Electric, 100% Usage | None | 400%+ | None | 12 | Single-Family Attached | Single-Family Attached | Single-Family Attached | 1500-1999 | 1500-2499 | 2 | Electricity | 100% Conditioned | Heat Pump | None | Electricity ASHP | None | 120000-139999 | 100% CFL | Occupied | 1980s | Electricity | Yes | 67.9925 | 369.8557 | 21.6873 | 454.2602 | 1567.051 | 0 | 0 | 376.3033 | 870.7141 | 3431.5692 | 0 | 0 | 1898.8075 | 46.0122 | 0 | 616.0354 | 16.412 | 1859.5359 | 0 | 0 | 0 | 389.4915 | 434.0383 | 0 | 0 | 0 | 0 | 0 | 0 | 0 | 0 | 0 | 0 | 0 | 0 | 0 | 0 | 0 | 0 | 0 | 0 | 0 | 12419.4727 | 12419.4727 | 12419.4727 | 12419.4727 | 0 | 0 | 0 | 2228.8586 | 0 | 0 | 0 | 5021.7483 | 0 | 0 | 0 | 4388.6091 | 0 | 0 | 0 | 5282.881 | 0 | 0 | 0 | 2228.8586 | 5021.7483 | 4388.6091 | 5282.881
44487 | 242.131 | 1138 | 2 | Standard Efficiency | Electric, 100% Usage | EnergyStar, 100% Usage | Electric, 100% Usage | None | 0-100% | 16 | None | 10 to 19 Unit | Multifamily with 5+ units, 1-3 stories | Multi-Family with 5+ Units | 1000-1499 | 0-1499 | 3 | Electricity | 100% Conditioned | Central AC | Heating and Cooling | Electricity Shared Heating | Fan Coil Heating and Cooling, Electricity | <10000 | 100% Incandescent | Occupied | 1980s | Electricity | Yes | 67.9925 | 369.8557 | 21.6873 | 17.8773 | 1675.1942 | 0 | 0 | 140.9672 | 0 | 4012.436 | 0 | 0 | 1799.1633 | 156.793 | 0 | 1465.0623 | 16.412 | 1776.3038 | 0 | 0 | 0 | 389.4915 | 434.0383 | 0 | 0 | 0 | 0 | 0 | 0 | 0 | 0 | 0 | 0 | 0 | 0 | 0 | 0 | 0 | 0 | 0 | 0 | 0 | 12343.5673 | 12343.5673 | 12343.5673 | 12343.5673 | 0 | 0 | 0 | 2101.0739 | 0 | 0 | 0 | 4779.76 | 0 | 0 | 0 | 4180.0782 | 0 | 0 | 0 | 5066.2312 | 0 | 0 | 0 | 2101.0739 | 4779.76 | 4180.0782 | 5066.2312
44492 | 242.131 | 2663 | 4 | Standard Efficiency | Electric, 80% Usage | EnergyStar, 80% Usage | Electric, 80% Usage | None | 400%+ | None | None | Single-Family Detached | Single-Family Detached | Single-Family Detached | 2500-2999 | 2500-3999 | 1 | Natural Gas | 100% Conditioned | Central AC | None | Natural Gas Fuel Furnace | None | 70000-79999 | 100% Incandescent | Occupied | 2000s | Natural Gas | Yes | 67.9925 | 220.6825 | 12.8951 | 1087.0006 | 3988.6973 | 0 | 0 | 309.483 | 0 | 0 | 0 | 0 | 0 | 233.2846 | 99.9372 | 2773.9177 | 21.9803 | 1188.6963 | 0 | 0 | 0 | 271.6769 | 434.0383 | 0 | 0 | 0 | 0 | 0 | 0 | 0 | 0 | 26324.8158 | 0 | 1984.3842 | 0 | 0 | 0 | 0 | 0 | 0 | 0 | 0 | 39019.4823 | 39019.4823 | 10710.2823 | 10710.2823 | 0 | 28309.2 | 0 | 1884.1206 | 0 | 6453.92 | 0 | 3986.1856 | 0 | 6453.92 | 0 | 3538.1579 | 0 | 6453.92 | 0 | 4218.639 | 0 | 6453.92 | 0 | 8338.0406 | 10440.1056 | 9992.0779 | 10672.559
44551 | 242.131 | 2176 | 4 | Standard Efficiency | Electric, 100% Usage | EnergyStar, 100% Usage | Electric, 100% Usage | None | 400%+ | None | None | Single-Family Detached | Single-Family Detached | Single-Family Detached | 2000-2499 | 1500-2499 | 1 | Propane | 100% Conditioned | Central AC | None | Propane Fuel Wall/Floor Furnace | None | 100000-119999 | 100% LED | Occupied | 1970s | Electricity | Yes | 67.9925 | 275.7799 | 16.1189 | 947.4988 | 3626.7545 | 0 | 319.7405 | 0 | 0 | 0 | 0 | 0 | 1252.5858 | 34.8755 | 16.7051 | 575.5916 | 21.9803 | 2222.3579 | 0 | 0 | 0 | 339.6694 | 434.0383 | 0 | 0 | 0 | 0 | 0 | 0 | 0 | 0 | 0 | 0 | 0 | 0 | 0 | 0 | 0 | 0 | 30305.3071 | 0 | 0 | 40457.2889 | 40457.2889 | 10151.6888 | 10151.6888 | 0 | 0 | 30305.3071 | 1775.5161 | 0 | 0 | 8339.572 | 3833.2665 | 0 | 0 | 8339.572 | 3400.5906 | 0 | 0 | 8339.572 | 3988.919 | 0 | 0 | 8339.572 | 10115.0881 | 12172.8384 | 11740.1626 | 12328.4909
44612 | 242.131 | 2176 | 4 | None | Electric, 120% Usage | EnergyStar, 120% Usage | Gas, 120% Usage | 290 Rated kWh, 120% Usage | 400%+ | None | None | Single-Family Detached | Single-Family Detached | Single-Family Detached | 2000-2499 | 1500-2499 | 1 | Natural Gas | 100% Conditioned | Central AC | None | Natural Gas Fuel Furnace | None | 120000-139999 | 100% LED | Occupied | 2000s | Natural Gas | Yes | 0 | 330.8772 | 19.3427 | 904.1243 | 3763.9118 | 67.6994 | 319.7405 | 52.1667 | 0 | 0 | 818.2544 | 808.5831 | 0 | 34.8755 | 0 | 575.5916 | 21.9803 | 4445.0089 | 0 | 1816.4545 | 0 | 27.8418 | 727.1093 | 0 | 0 | 0 | 0 | 0 | 0 | 0 | 0 | 8561.7782 | 0 | 3021.8558 | 0 | 0 | 815.6168 | 0 | 0 | 0 | 0 | 0 | 27132.5197 | 27132.5197 | 14733.2688 | 14733.2688 | 0 | 12399.2508 | 0 | 2521.6071 | 0 | 2826.765 | 0 | 5469.6354 | 0 | 2826.765 | 0 | 4841.5071 | 0 | 2826.765 | 0 | 5773.8553 | 0 | 2826.765 | 0 | 5348.372 | 8296.4004 | 7668.272 | 8600.6203
44625 | 242.131 | 3301 | 4 | Standard Efficiency | Electric, 100% Usage | EnergyStar, 100% Usage | Electric, 100% Usage | 318 Rated kWh, 100% Usage | 400%+ | None | None | Single-Family Detached | Single-Family Detached | Single-Family Detached | 3000-3999 | 2500-3999 | 1 | Electricity | 20% Conditioned | Room AC | None | Electricity Baseboard | None | 180000-199999 | 100% Incandescent | Occupied | 1950s | Electricity | Yes | 67.9925 | 773.1215 | 45.1329 | 0 | 1196.023 | 208.9597 | 0 | 0 | 0 | 25558.728 | 0 | 0 | 4416.8741 | 264.9362 | 0 | 3321.6675 | 21.9803 | 3839.231 | 0 | 0 | 0 | 603.1403 | 480.0504 | 0 | 0 | 0 | 0 | 0 | 0 | 0 | 0 | 0 | 0 | 0 | 0 | 0 | 0 | 0 | 0 | 0 | 0 | 0 | 40798.1306 | 40798.1306 | 40798.1306 | 40798.1306 | 0 | 0 | 0 | 7074.2937 | 0 | 0 | 0 | 16560.1957 | 0 | 0 | 0 | 14392.8873 | 0 | 0 | 0 | 17553.836 | 0 | 0 | 0 | 7074.2937 | 16560.1957 | 14392.8873 | 17553.836
44706 | 242.131 | 1220 | 3 | Standard Efficiency | Electric, 80% Usage | Standard, 80% Usage | Electric, 80% Usage | None | 400%+ | None | None | Single-Family Detached | Single-Family Detached | Single-Family Detached | 1000-1499 | 0-1499 | 1 | Electricity | 100% Conditioned | Heat Pump | None | Electricity ASHP | None | 120000-139999 | 100% CFL | Occupied | 1980s | Electricity | Yes | 67.9925 | 989.701 | 36.927 | 411.4718 | 2212.9796 | 0 | 319.7405 | 218.0449 | 654.1346 | 2870.6311 | 0 | 0 | 2211.2212 | 40.1507 | 0 | 491.1871 | 21.9803 | 1431.3591 | 0 | 0 | 0 | 429.9353 | 1206.8667 | 0 | 0 | 0 | 0 | 0 | 0 | 0 | 0 | 0 | 0 | 0 | 0 | 0 | 0 | 0 | 0 | 0 | 0 | 0 | 13614.3235 | 13614.3235 | 13614.3235 | 13614.3235 | 0 | 0 | 0 | 2359.8823 | 0 | 0 | 0 | 5329.636 | 0 | 0 | 0 | 4672.8836 | 0 | 0 | 0 | 5585.8122 | 0 | 0 | 0 | 2359.8823 | 5329.636 | 4672.8836 | 5585.8122
44736 | 242.131 | 853 | 1 | Standard Efficiency | None | None | Electric, 120% Usage | 318 Rated kWh, 120% Usage | 200-300% | 10 | None | 10 to 19 Unit | Multifamily with 5+ units, 4-7 stories | Multi-Family with 5+ Units | 750-999 | 0-1499 | 4 | Electricity | 80% Conditioned | Room AC | None | Electricity Electric Furnace | None | 30000-34999 | 100% Incandescent | Occupied | 1950s | Electricity | No | 67.9925 | 0 | 0 | 0 | 945.4473 | 77.6638 | 0 | 57.4419 | 0 | 2441.8682 | 0 | 0 | 2268.077 | 142.7256 | 0 | 1220.3479 | 16.412 | 2933.0553 | 0 | 0 | 0 | 416.454 | 480.0504 | 0 | 0 | 0 | 0 | 0 | 0 | 0 | 0 | 0 | 0 | 0 | 0 | 0 | 0 | 0 | 0 | 0 | 0 | 0 | 11066.9497 | 11066.9497 | 11066.9497 | 11066.9497 | 0 | 0 | 0 | 1885.2406 | 0 | 0 | 0 | 4305.1967 | 0 | 0 | 0 | 3772.2193 | 0 | 0 | 0 | 4542.0014 | 0 | 0 | 0 | 1885.2406 | 4305.1967 | 3772.2193 | 4542.0014
44774 | 242.131 | 2152 | 3 | Standard Efficiency | Electric, 100% Usage | EnergyStar, 100% Usage | Electric, 100% Usage | None | 400%+ | None | 8 | Single-Family Attached | Single-Family Attached | Single-Family Attached | 2000-2499 | 1500-2499 | 2 | Natural Gas | 80% Conditioned | Central AC | None | Natural Gas Fuel Furnace | None | 200000+ | 100% Incandescent | Occupied | 1990s | Natural Gas | Yes | 67.9925 | 369.8557 | 21.6873 | 90.2659 | 937.8274 | 0 | 319.7405 | 195.1853 | 0 | 0 | 0 | 0 | 0 | 207.4943 | 0 | 2335.4834 | 21.9803 | 1932.8037 | 0 | 0 | 0 | 389.4915 | 434.0383 | 0 | 0 | 0 | 0 | 0 | 0 | 0 | 0 | 7792.1736 | 0 | 3410.7611 | 0 | 0 | 0 | 0 | 0 | 0 | 0 | 0 | 18526.7808 | 18526.7808 | 7323.846 | 7323.846 | 0 | 11202.9347 | 0 | 1277.2399 | 0 | 2554.063 | 0 | 2794.9241 | 0 | 2554.063 | 0 | 2461.0312 | 0 | 2554.063 | 0 | 2985.731 | 0 | 2554.063 | 0 | 3831.3029 | 5348.9871 | 5015.0941 | 5539.7939
44781 | 242.131 | 1220 | 3 | None | Electric, 100% Usage | EnergyStar, 100% Usage | Electric, 100% Usage | None | 400%+ | None | None | Single-Family Detached | Single-Family Detached | Single-Family Detached | 1000-1499 | 0-1499 | 1 | Electricity | 100% Conditioned | Central AC | None | Electricity Baseboard | None | 70000-79999 | 100% CFL | Occupied | 1950s | Electricity | Yes | 0 | 275.7799 | 16.1189 | 737.953 | 3000.4616 | 0 | 0 | 0 | 0 | 12700.821 | 0 | 0 | 1048.3152 | 40.1507 | 0 | 491.1871 | 21.9803 | 1918.4432 | 0 | 0 | -13034.922 | 339.6694 | 1206.8667 | 0 | 0 | 0 | 0 | 0 | 0 | 0 | 0 | 0 | 0 | 0 | 0 | 0 | 0 | 0 | 0 | 0 | 0 | 0 | 8762.825 | 21797.747 | 8762.825 | 21797.747 | 0 | 0 | 0 | 2442.5822 | 0 | 0 | 0 | 5543.7601 | 0 | 0 | 0 | 4770.6609 | 0 | 0 | 0 | 5540.1486 | 0 | 0 | 0 | 2442.5822 | 5543.7601 | 4770.6609 | 5540.1486
44823 | 242.131 | 3301 | 5 | Standard Efficiency | Electric, 100% Usage | EnergyStar, 100% Usage | Electric, 100% Usage | None | 400%+ | None | None | Single-Family Detached | Single-Family Detached | Single-Family Detached | 3000-3999 | 2500-3999 | 2 | Fuel Oil | 100% Conditioned | Central AC | None | Fuel Oil Fuel Furnace | None | 200000+ | 100% Incandescent | Occupied | 1970s | Electricity | Yes | 67.9925 | 897.6767 | 52.4597 | 401.2143 | 3340.131 | 0 | 0 | 1406.155 | 0 | 0 | 0 | 0 | 5155.7063 | 264.9362 | 99.9372 | 3321.6675 | 27.2556 | 4153.9893 | 0 | 0 | 0 | 669.0813 | 434.0383 | 660.8753 | 0 | 56395.3729 | 0 | 0 | 0 | 0 | 0 | 0 | 0 | 0 | 0 | 0 | 0 | 0 | 0 | 0 | 0 | 0 | 77349.3683 | 77349.3683 | 20953.7023 | 20953.7023 | 56395.3729 | 0 | 0 | 3503.8273 | 17099.0376 | 0 | 0 | 7747.286 | 17099.0376 | 0 | 0 | 6825.9129 | 17099.0376 | 0 | 0 | 8272.4317 | 17099.0376 | 0 | 0 | 20602.8649 | 24846.3236 | 23924.9505 | 25371.4692
44854 | 242.131 | 2176 | 4 | Standard Efficiency | Electric, 80% Usage | Standard, 80% Usage | Gas, 80% Usage | 290 Rated kWh, 80% Usage | 400%+ | None | None | Single-Family Detached | Single-Family Detached | Single-Family Detached | 2000-2499 | 1500-2499 | 1 | Natural Gas | 100% Conditioned | Central AC | None | Natural Gas Fuel Furnace | None | 140000-159999 | 100% LED | Occupied | 1990s | Natural Gas | Yes | 67.9925 | 610.174 | 22.8595 | 501.1515 | 2351.3092 | 72.9747 | 0 | 148.0009 | 0 | 0 | 0 | 0 | 0 | 34.8755 | 16.7051 | 575.5916 | 21.9803 | 1268.7047 | 0 | 0 | 0 | 22.2734 | 434.0383 | 0 | 0 | 0 | 0 | 0 | 1683.1072 | 0 | 0 | 14568.856 | 0 | 2894.663 | 0 | 0 | 650.9108 | 0 | 0 | 0 | 0 | 0 | 25946.168 | 25946.168 | 6148.631 | 6148.631 | 0 | 19797.5369 | 0 | 1059.8131 | 0 | 4513.4087 | 0 | 2285.3326 | 0 | 4513.4087 | 0 | 2132.7006 | 0 | 4513.4087 | 0 | 2499.9136 | 0 | 4513.4087 | 0 | 5573.2219 | 6798.7414 | 6646.1093 | 7013.3223
44940 | 242.131 | 2663 | 3 | None | Electric, 120% Usage | Standard, 120% Usage | Electric, 120% Usage | 290 Rated kWh, 120% Usage | 400%+ | None | None | Single-Family Detached | Single-Family Detached | Single-Family Detached | 2500-2999 | 2500-3999 | 2 | Natural Gas | 100% Conditioned | Central AC | None | Natural Gas Fuel Furnace | None | 200000+ | 100% Incandescent | Vacant | 2000s | Natural Gas | Yes | 0 | 0 | 0 | 700.7329 | 2860.0806 | 0 | 0 | 201.926 | 0 | 0 | 0 | 0 | 0 | 0 | 0 | 0 | 21.9803 | 0 | 0 | 0 | 0 | 0 | 727.1093 | 0 | 0 | 0 | 0 | 0 | 0 | 0 | 0 | 9487.0036 | 0 | 1607.4948 | 0 | 0 | 0 | 0 | 0 | 0 | 0 | 0 | 15606.3275 | 15606.3275 | 4511.8291 | 4511.8291 | 0 | 11094.4984 | 0 | 797.8449 | 0 | 2529.305 | 0 | 1661.463 | 0 | 2529.305 | 0 | 1488.4584 | 0 | 2529.305 | 0 | 1698.0879 | 0 | 2529.305 | 0 | 3327.1499 | 4190.768 | 4017.7634 | 4227.3929
44960 | 242.131 | 1138 | 2 | Standard Efficiency | Electric, 80% Usage | EnergyStar, 80% Usage | Electric, 80% Usage | 318 Rated kWh, 80% Usage | 400%+ | 10 | None | 10 to 19 Unit | Multifamily with 5+ units, 1-3 stories | Multi-Family with 5+ Units | 1000-1499 | 0-1499 | 2 | Electricity | 100% Conditioned | Central AC | None | Electricity Electric Furnace | None | 80000-99999 | 100% Incandescent | Occupied | 1990s | Electricity | Yes | 67.9925 | 296.0018 | 17.2912 | 358.4259 | 2262.8017 | 70.9232 | 0 | 146.8286 | 0 | 7292.7805 | 0 | 0 | 1151.4762 | 156.793 | 0 | 1465.0623 | 16.412 | 888.2984 | 0 | 0 | 0 | 311.5345 | 434.0383 | 309.19 | 0 | 0 | 0 | 0 | 0 | 0 | 0 | 0 | 0 | 0 | 0 | 0 | 0 | 0 | 0 | 0 | 0 | 0 | 15245.5571 | 15245.5571 | 15245.5571 | 15245.5571 | 0 | 0 | 0 | 2556.1332 | 0 | 0 | 0 | 5910.3249 | 0 | 0 | 0 | 5159.131 | 0 | 0 | 0 | 6257.7998 | 0 | 0 | 0 | 2556.1332 | 5910.3249 | 5159.131 | 6257.7998
44995 | 242.131 | 633 | 2 | Standard Efficiency | Electric, 100% Usage | Standard, 100% Usage | Electric, 100% Usage | None | 400%+ | None | None | Single-Family Detached | Single-Family Detached | Single-Family Detached | 500-749 | 0-1499 | 1 | Electricity | 100% Conditioned | Central AC | None | Electricity Electric Furnace | None | 70000-79999 | 100% LED | Occupied | 1960s | Electricity | Yes | 67.9925 | 762.864 | 28.4279 | 415.2817 | 1847.227 | 0 | 0 | 58.3211 | 0 | 4420.3909 | 0 | 0 | 2145.2802 | 21.9803 | 0 | 252.0411 | 16.412 | 2046.5153 | 0 | 1680.1764 | 0 | 405.6104 | 434.0383 | 0 | 0 | 0 | 0 | 0 | 0 | 0 | 0 | 0 | 0 | 0 | 0 | 0 | 0 | 0 | 0 | 0 | 0 | 0 | 14602.8522 | 14602.8522 | 14602.8522 | 14602.8522 | 0 | 0 | 0 | 2395.2294 | 0 | 0 | 0 | 5530.728 | 0 | 0 | 0 | 4840.5146 | 0 | 0 | 0 | 5859.1946 | 0 | 0 | 0 | 2395.2294 | 5530.728 | 4840.5146 | 5859.1946
45021 | 242.131 | 333 | 1 | Standard Efficiency | Electric, 100% Usage | Standard, 100% Usage | Electric, 100% Usage | None | 400%+ | 43 | None | 20 to 49 Unit | Multifamily with 5+ units, 4-7 stories | Multi-Family with 5+ Units | 0-499 | 0-1499 | 4 | Electricity | 100% Conditioned | Room AC | None | Electricity Baseboard | None | 200000+ | 100% CFL | Occupied | 1990s | Electricity | Yes | 67.9925 | 552.439 | 20.808 | 0 | 911.451 | 0 | 0 | 0 | 0 | 3464.3931 | 0 | 0 | 1390.6222 | 29.3071 | 0 | 247.6451 | 16.412 | 1256.9818 | 0 | 0 | 0 | 346.9961 | 434.0383 | 0 | 0 | 0 | 0 | 0 | 0 | 0 | 0 | 0 | 0 | 0 | 0 | 0 | 0 | 0 | 0 | 0 | 0 | 0 | 8738.7932 | 8738.7932 | 8738.7932 | 8738.7932 | 0 | 0 | 0 | 1488.2533 | 0 | 0 | 0 | 3396.2389 | 0 | 0 | 0 | 2968.2128 | 0 | 0 | 0 | 3612.0849 | 0 | 0 | 0 | 1488.2533 | 3396.2389 | 2968.2128 | 3612.0849
45023 | 242.131 | 1220 | 4 | Standard Efficiency | Electric, 100% Usage | Standard, 100% Usage | Electric, 100% Usage | 290 Rated kWh, 100% Usage | 400%+ | None | None | Single-Family Detached | Single-Family Detached | Single-Family Detached | 1000-1499 | 0-1499 | 1 | Natural Gas | 100% Conditioned | Central AC | None | Natural Gas Fuel Furnace | None | 80000-99999 | 100% LED | Occupied | <1940 | Natural Gas | Yes | 67.9925 | 999.9585 | 37.5131 | 251.1619 | 2864.1836 | 125.7275 | 319.7405 | 259.0748 | 0 | 0 | 0 | 0 | 0 | 26.9625 | 0 | 375.131 | 21.9803 | 2547.9599 | 0 | 0 | 0 | 471.2583 | 434.0383 | 0 | 0 | 0 | 0 | 0 | 0 | 0 | 0 | 13859.0378 | 0 | 5243.6276 | 0 | 0 | 0 | 0 | 0 | 0 | 0 | 0 | 27905.3481 | 27905.3481 | 8802.6827 | 8802.6827 | 0 | 19102.6654 | 0 | 1516.4863 | 0 | 4355.0288 | 0 | 3293.0103 | 0 | 4355.0288 | 0 | 2917.067 | 0 | 4355.0288 | 0 | 3443.2455 | 0 | 4355.0288 | 0 | 5871.5151 | 7648.0391 | 7272.0958 | 7798.2743
45092 | 242.131 | 2663 | 5 | Standard Efficiency | Electric, 80% Usage | EnergyStar, 80% Usage | Electric, 80% Usage | None | 400%+ | None | None | Single-Family Detached | Single-Family Detached | Single-Family Detached | 2500-2999 | 2500-3999 | 1 | Electricity | 100% Conditioned | Central AC | None | Electricity Electric Furnace | None | 100000-119999 | 100% Incandescent | Occupied | 2000s | Electricity | Yes | 67.9925 | 320.0336 | 18.7565 | 742.0559 | 3092.1929 | 0 | 319.7405 | 276.366 | 0 | 17130.5902 | 0 | 0 | 1214.4865 | 233.2846 | 99.9372 | 2774.2107 | 27.2556 | 1346.0754 | 0 | 0 | 0 | 324.4297 | 480.0504 | 0 | 0 | 0 | 0 | 0 | 1796.5257 | 0 | 0 | 0 | 0 | 0 | 0 | 0 | 0 | 0 | 0 | 0 | 0 | 0 | 30263.3979 | 30263.3979 | 28467.1653 | 28467.1653 | 0 | 1796.5257 | 0 | 4977.949 | 0 | 409.5535 | 0 | 11527.9185 | 0 | 409.5535 | 0 | 10036.9055 | 0 | 409.5535 | 0 | 12181.6712 | 0 | 409.5535 | 0 | 5387.5026 | 11937.4721 | 10446.4591 | 12591.2248
45118 | 242.131 | 2176 | 3 | None | Electric, 80% Usage | EnergyStar, 80% Usage | Propane, 80% Usage | 290 Rated kWh, 80% Usage | 400%+ | None | None | Single-Family Detached | Single-Family Detached | Single-Family Detached | 2000-2499 | 1500-2499 | 1 | Other Fuel | 80% Conditioned | Central AC | None | None | None | 200000+ | 100% CFL | Occupied | 1990s | Fuel Oil | Yes | 0 | 220.6825 | 12.8951 | 463.9315 | 1586.6868 | 45.1329 | 0 | 0 | 0 | 0 | 0 | 0 | 0 | 52.1667 | 24.911 | 753.7788 | 21.9803 | 1111.3255 | 0 | 0 | 0 | 18.4635 | 434.0383 | 0 | 0 | 0 | 1994.3486 | 0 | 0 | 0 | 0 | 0 | 0 | 0 | 0 | 0 | 0 | 0 | 0 | 0 | 0 | 543.9399 | 7284.2814 | 7284.2814 | 4745.9929 | 4745.9929 | 1994.3486 | 0 | 543.9399 | 853.8486 | 604.7185 | 0 | 149.6451 | 1819.1757 | 604.7185 | 0 | 149.6451 | 1615.1667 | 604.7185 | 0 | 149.6451 | 1894.121 | 604.7185 | 0 | 149.6451 | 1608.2122 | 2573.5393 | 2369.5303 | 2648.4846
45214 | 242.131 | 1690 | 3 | Standard Efficiency | Electric, 100% Usage | Standard, 100% Usage | Electric, 100% Usage | 290 Rated kWh, 100% Usage | 400%+ | None | None | Single-Family Detached | Single-Family Detached | Single-Family Detached | 1500-1999 | 1500-2499 | 2 | Electricity | 100% Conditioned | Central AC | None | Electricity Electric Furnace | None | 80000-99999 | 100% Incandescent | Occupied | 1980s | Electricity | Yes | 67.9925 | 525.7695 | 19.6358 | 418.2124 | 2539.7539 | 56.5627 | 0 | 463.3454 | 0 | 24838.9455 | 0 | 0 | 1327.6119 | 184.6348 | 99.9372 | 1938.9582 | 21.9803 | 2067.9095 | 0 | 0 | 0 | 339.6694 | 480.0504 | 0 | 0 | 0 | 0 | 0 | 0 | 0 | 0 | 0 | 0 | 0 | 0 | 0 | 0 | 0 | 0 | 0 | 0 | 0 | 35390.6763 | 35390.6763 | 35390.6763 | 35390.6763 | 0 | 0 | 0 | 6350.085 | 0 | 0 | 0 | 14711.2797 | 0 | 0 | 0 | 12779.6257 | 0 | 0 | 0 | 15532.7191 | 0 | 0 | 0 | 6350.085 | 14711.2797 | 12779.6257 | 15532.7191
45260 | 242.131 | 1675 | 3 | Standard Efficiency | Electric, 100% Usage | EnergyStar, 100% Usage | Electric, 100% Usage | 318 Rated kWh, 100% Usage | 400%+ | None | 5 | Single-Family Attached | Single-Family Attached | Single-Family Attached | 1500-1999 | 1500-2499 | 2 | Natural Gas | 100% Conditioned | Central AC | None | Natural Gas Fuel Furnace | None | 180000-199999 | 100% CFL | Occupied | 1950s | Natural Gas | Yes | 67.9925 | 530.4586 | 31.0655 | 1151.4762 | 4394.6007 | 136.5711 | 0 | 1071.1748 | 0 | 0 | 0 | 0 | 0 | 46.0122 | 0 | 616.0354 | 21.9803 | 2121.5415 | 0 | 0 | 0 | 474.4821 | 434.0383 | 410.0064 | 0 | 0 | 0 | 0 | 0 | 900.9005 | 0 | 58432.2169 | 0 | 4353.8638 | 0 | 0 | 0 | 0 | 0 | 0 | 0 | 0 | 75194.1236 | 75194.1236 | 11507.1425 | 11507.1425 | 0 | 63686.9812 | 0 | 1944.2575 | 0 | 14519.3212 | 0 | 4187.2128 | 0 | 14519.3212 | 0 | 3717.7664 | 0 | 14519.3212 | 0 | 4404.3883 | 0 | 14519.3212 | 0 | 16463.5787 | 18706.534 | 18237.0877 | 18923.7095
45264 | 242.131 | 1202 | 4 | None | Gas, 100% Usage | EnergyStar, 100% Usage | Electric, 100% Usage | 318 Rated kWh, 100% Usage | 400%+ | None | 16 | Single-Family Attached | Single-Family Attached | Single-Family Attached | 1000-1499 | 0-1499 | 2 | Natural Gas | 100% Conditioned | Central AC | None | Natural Gas Fuel Furnace | None | 70000-79999 | 100% CFL | Occupied | 1990s | Natural Gas | Yes | 0 | 33.117 | 21.6873 | 742.9352 | 3270.6731 | 88.5075 | 319.7405 | 198.116 | 0 | 0 | 0 | 0 | 0 | 40.1507 | 0 | 486.2049 | 21.9803 | 1786.8543 | 0 | 0 | 0 | 389.4915 | 434.0383 | 0 | 0 | 0 | 0 | 439.3135 | 0 | 0 | 0 | 9198.0355 | 0 | 2862.4251 | 0 | 0 | 0 | 0 | 0 | 0 | 0 | 0 | 20332.6847 | 20332.6847 | 7833.2036 | 7833.2036 | 0 | 12499.4811 | 0 | 1365.8995 | 0 | 2849.6523 | 0 | 2942.7771 | 0 | 2849.6523 | 0 | 2613.5629 | 0 | 2849.6523 | 0 | 3056.2646 | 0 | 2849.6523 | 0 | 4215.5519 | 5792.4294 | 5463.2153 | 5905.9169
45332 | 242.131 | 2152 | 3 | Standard Efficiency, No usage | Gas, 100% Usage | EnergyStar, 100% Usage | Gas, 100% Usage | None | 200-300% | None | 6 | Single-Family Attached | Single-Family Attached | Single-Family Attached | 2000-2499 | 1500-2499 | 2 | Natural Gas | 40% Conditioned | Room AC | None | Natural Gas Fuel Wall/Floor Furnace | None | 35000-39999 | 100% Incandescent | Vacant | 1990s | Natural Gas | Yes | 0 | 0 | 0 | 0 | 1082.0184 | 0 | 319.7405 | 0 | 0 | 0 | 0 | 0 | 0 | 0 | 0 | 0 | 21.9803 | 0 | 0 | 0 | 0 | 0 | 434.0383 | 0 | 0 | 0 | 0 | 0 | 0 | 0 | 0 | 6619.0101 | 0 | 1624.1999 | 0 | 0 | 0 | 0 | 0 | 0 | 0 | 0 | 10100.6944 | 10100.6944 | 1857.4844 | 1857.4844 | 0 | 8243.21 | 0 | 326.67 | 0 | 1879.2745 | 0 | 702.2767 | 0 | 1879.2745 | 0 | 626.5517 | 0 | 1879.2745 | 0 | 709.4965 | 0 | 1879.2745 | 0 | 2205.9444 | 2581.5511 | 2505.8261 | 2588.771
45383 | 242.131 | 617 | 2 | Standard Efficiency | Electric, 120% Usage | EnergyStar, 120% Usage | Electric, 120% Usage | None | 0-100% | None | 7 | Single-Family Attached | Single-Family Attached | Single-Family Attached | 500-749 | 0-1499 | 2 | Natural Gas | 100% Conditioned | Central AC | None | Natural Gas Fuel Furnace | None | 25000-29999 | 100% LED | Occupied | 1950s | Natural Gas | Yes | 67.9925 | 732.6777 | 42.7884 | 293.3641 | 1248.1897 | 0 | 0 | 204.5636 | 0 | 0 | 0 | 0 | 0 | 21.6873 | 0 | 248.8173 | 16.412 | 4180.3657 | 0 | 0 | 0 | 621.3107 | 868.0765 | 0 | 0 | 0 | 0 | 0 | 0 | 0 | 0 | 8194.5602 | 0 | 9433.9577 | 0 | 0 | 0 | 0 | 0 | 0 | 0 | 0 | 26174.4703 | 26174.4703 | 8546.2455 | 8546.2455 | 0 | 17628.5179 | 0 | 1444.2617 | 0 | 4018.9119 | 0 | 3209.1497 | 0 | 4018.9119 | 0 | 2829.5432 | 0 | 4018.9119 | 0 | 3387.724 | 0 | 4018.9119 | 0 | 5463.1736 | 7228.0615 | 6848.4551 | 7406.6359
45419 | 242.131 | 333 | 1 | Standard Efficiency | None | None | Electric, 80% Usage | None | 0-100% | 14 | None | 10 to 19 Unit | Multifamily with 5+ units, 1-3 stories | Multi-Family with 5+ Units | 0-499 | 0-1499 | 2 | Electricity | 100% Conditioned | Heat Pump | None | Electricity ASHP | None | <10000 | 100% Incandescent | Occupied | 1960s | Electricity | Yes | 67.9925 | 0 | 0 | 293.9503 | 1026.628 | 0 | 0 | 114.2977 | 137.1573 | 1082.3115 | 0 | 0 | 795.981 | 116.6423 | 0 | 774.0007 | 16.412 | 628.6374 | 0 | 0 | 0 | 277.5383 | 400.042 | 0 | 0 | 0 | 0 | 0 | 1031.3171 | 0 | 0 | 0 | 0 | 0 | 0 | 0 | 0 | 0 | 0 | 0 | 0 | 0 | 6762.908 | 6762.908 | 5731.5909 | 5731.5909 | 0 | 1031.3171 | 0 | 1011.242 | 0 | 235.1377 | 0 | 2274.4156 | 0 | 235.1377 | 0 | 1996.1448 | 0 | 235.1377 | 0 | 2370.2719 | 0 | 235.1377 | 0 | 1246.3798 | 2509.5533 | 2231.2826 | 2605.4096
45458 | 242.131 | 333 | 2 | None | Electric, 100% Usage | Standard, 100% Usage | Electric, 100% Usage | None | 100-150% | 4 | None | 3 or 4 Unit | Multifamily with 2-4 Units | Multi-Family with 2 - 4 Units | 0-499 | 0-1499 | 2 | Electricity | 80% Conditioned | Room AC | None | Electricity Baseboard | None | 15000-19999 | 100% LED | Vacant | 1940s | Electricity | Yes | 0 | 0 | 0 | 0 | 675.5288 | 0 | 0 | 0 | 0 | 1214.1934 | 0 | 0 | 319.4475 | 0 | 0 | 0 | 16.412 | 0 | 0 | 0 | 0 | 0 | 400.042 | 0 | 0 | 0 | 0 | 0 | 0 | 0 | 0 | 0 | 0 | 0 | 0 | 0 | 0 | 0 | 0 | 0 | 0 | 0 | 2625.6237 | 2625.6237 | 2625.6237 | 2625.6237 | 0 | 0 | 0 | 453.5035 | 0 | 0 | 0 | 1051.1967 | 0 | 0 | 0 | 917.4881 | 0 | 0 | 0 | 1088.7088 | 0 | 0 | 0 | 453.5035 | 1051.1967 | 917.4881 | 1088.7088
45474 | 242.131 | 2663 | 3 | Standard Efficiency | Electric, 120% Usage | EnergyStar, 120% Usage | Gas, 120% Usage | None | 400%+ | None | None | Single-Family Detached | Single-Family Detached | Single-Family Detached | 2500-2999 | 2500-3999 | 1 | Natural Gas | 20% Conditioned | Room AC | None | Natural Gas Fuel Boiler | None | 120000-139999 | 100% CFL | Occupied | 1950s | Natural Gas | Yes | 67.9925 | 778.6898 | 45.426 | 0 | 1101.6542 | 0 | 0 | 75.6123 | 0 | 0 | 1314.4237 | 1298.5979 | 0 | 58.3211 | 0 | 887.4192 | 21.9803 | 6643.335 | 0 | 0 | 0 | 44.2537 | 480.0504 | 0 | 0 | 0 | 0 | 0 | 0 | 0 | 0 | 21057.7425 | 0 | 10142.6036 | 0 | 0 | 1297.1326 | 0 | 0 | 0 | 0 | 0 | 45314.9419 | 45314.9419 | 12817.1702 | 12817.1702 | 0 | 32497.4787 | 0 | 2199.7919 | 0 | 7408.7759 | 0 | 4861.3241 | 0 | 7408.7759 | 0 | 4283.6642 | 0 | 7408.7759 | 0 | 5153.8866 | 0 | 7408.7759 | 0 | 9608.5678 | 12270.1 | 11692.4401 | 12562.6625
45537 | 242.131 | 617 | 1 | Standard Efficiency, No usage | Electric, 100% Usage | EnergyStar, 100% Usage | Gas, 100% Usage | None | 300-400% | 6 | None | 5 to 9 Unit | Multifamily with 5+ units, 1-3 stories | Multi-Family with 5+ Units | 500-749 | 0-1499 | 3 | Natural Gas | 100% Conditioned | Central AC | None | Natural Gas Fuel Furnace | None | 45000-49999 | 100% Incandescent | Vacant | 1970s | Natural Gas | Yes | 0 | 0 | 0 | 194.8923 | 811.2207 | 0 | 0 | 60.0796 | 0 | 0 | 0 | 0 | 0 | 0 | 0 | 0 | 16.412 | 0 | 0 | 0 | 0 | 0 | 480.0504 | 0 | 0 | 0 | 0 | 0 | 0 | 0 | 0 | 4304.0417 | 0 | 1520.4527 | 0 | 0 | 0 | 0 | 0 | 0 | 0 | 0 | 7386.8563 | 7386.8563 | 1562.6549 | 1562.6549 | 0 | 5824.2014 | 0 | 239.8619 | 0 | 1327.8177 | 0 | 520.9663 | 0 | 1327.8177 | 0 | 465.3132 | 0 | 1327.8177 | 0 | 549.7626 | 0 | 1327.8177 | 0 | 1567.6796 | 1848.784 | 1793.1309 | 1877.5803
45557 | 242.131 | 2663 | 3 | Standard Efficiency | Electric, 120% Usage | EnergyStar, 120% Usage | Electric, 120% Usage | None | 0-100% | None | None | Single-Family Detached | Single-Family Detached | Single-Family Detached | 2500-2999 | 2500-3999 | 1 | Electricity | 80% Conditioned | Central AC | None | Electricity Electric Furnace | None | 15000-19999 | 100% LED | Occupied | 2000s | Electricity | Yes | 67.9925 | 480.0504 | 28.1348 | 235.6291 | 1932.8037 | 0 | 0 | 247.352 | 0 | 10614.448 | 0 | 0 | 3766.8425 | 38.9785 | 16.7051 | 677.8734 | 21.9803 | 5384.3017 | 0 | 0 | 0 | 486.498 | 434.0383 | 0 | 0 | 0 | 0 | 0 | 0 | 0 | 0 | 0 | 0 | 0 | 0 | 0 | 0 | 0 | 0 | 0 | 0 | 0 | 24433.6282 | 24433.6282 | 24433.6282 | 24433.6282 | 0 | 0 | 0 | 4165.1691 | 0 | 0 | 0 | 9653.0534 | 0 | 0 | 0 | 8417.0868 | 0 | 0 | 0 | 10188.3709 | 0 | 0 | 0 | 4165.1691 | 9653.0534 | 8417.0868 | 10188.3709
45561 | 242.131 | 2176 | 2 | None | Electric, 100% Usage | EnergyStar, 100% Usage | Electric, 100% Usage | None | 150-200% | None | None | Single-Family Detached | Single-Family Detached | Single-Family Detached | 2000-2499 | 1500-2499 | 2 | Natural Gas | 100% Conditioned | Central AC | None | Natural Gas Fuel Furnace | None | 25000-29999 | 100% Incandescent | Occupied | 1970s | Electricity | Yes | 0 | 400.042 | 23.4457 | 757.0026 | 6101.1535 | 0 | 319.7405 | 548.0429 | 0 | 0 | 0 | 0 | 2127.4029 | 208.6666 | 99.9372 | 2355.9983 | 16.412 | 2537.4093 | 0 | 0 | 0 | 405.6104 | 434.0383 | 376.8894 | 0 | 0 | 0 | 0 | 0 | 0 | 0 | 21986.7778 | 0 | 0 | 0 | 0 | 0 | 0 | 0 | 0 | 0 | 0 | 38698.2764 | 38698.2764 | 16711.7916 | 16711.7916 | 0 | 21986.7778 | 0 | 2980.8381 | 0 | 5012.5019 | 0 | 6375.5701 | 0 | 5012.5019 | 0 | 5652.1655 | 0 | 5012.5019 | 0 | 6690.6585 | 0 | 5012.5019 | 0 | 7993.3399 | 11388.0719 | 10664.6674 | 11703.1603
45570 | 242.131 | 8194 | 5 | None | Electric, 120% Usage | Standard, 120% Usage | Electric, 120% Usage | None | 300-400% | None | None | Single-Family Detached | Single-Family Detached | Single-Family Detached | 4000+ | 4000+ | 1 | Natural Gas | 20% Conditioned | Room AC | None | Natural Gas Fuel Wall/Floor Furnace | None | 100000-119999 | 100% LED | Occupied | 1950s | Natural Gas | Yes | 0 | 1768.977 | 66.2341 | 0 | 1926.6492 | 0 | 0 | 0 | 0 | 0 | 0 | 0 | 0 | 84.9906 | 0 | 1837.8487 | 27.2556 | 10790.2907 | 0 | 0 | 0 | 723.8855 | 914.0887 | 0 | 0 | 0 | 0 | 0 | 0 | 0 | 0 | 80272.7522 | 0 | 11852.6733 | 0 | 0 | 0 | 0 | 0 | 0 | 0 | 0 | 110265.3524 | 110265.3524 | 18140.22 | 18140.22 | 0 | 92125.1324 | 0 | 3047.2748 | 0 | 21002.6412 | 0 | 6777.8643 | 0 | 21002.6412 | 0 | 5969.8077 | 0 | 21002.6412 | 0 | 7194.2072 | 0 | 21002.6412 | 0 | 24049.9161 | 27780.5056 | 26972.4489 | 28196.8485
45656 | 242.131 | 2176 | 3 | Standard Efficiency | Electric, 100% Usage | EnergyStar, 100% Usage | Electric, 100% Usage | 290 Rated kWh, 100% Usage | 400%+ | None | None | Single-Family Detached | Single-Family Detached | Single-Family Detached | 2000-2499 | 1500-2499 | 1 | Natural Gas | 100% Conditioned | Central AC | None | Natural Gas Fuel Furnace | None | 80000-99999 | 100% Incandescent | Occupied | 1980s | Natural Gas | Yes | 67.9925 | 400.042 | 23.4457 | 345.2377 | 2612.4355 | 91.1451 | 319.7405 | 298.6394 | 0 | 0 | 0 | 0 | 0 | 208.6666 | 0 | 2355.9983 | 21.9803 | 2537.1163 | 0 | 0 | 0 | 405.6104 | 480.0504 | 0 | 0 | 0 | 0 | 0 | 0 | 0 | 0 | 13820.0594 | 0 | 3853.8846 | 0 | 0 | 0 | 0 | 0 | 0 | 0 | 0 | 27841.7516 | 27841.7516 | 10168.1008 | 10168.1008 | 0 | 17673.6509 | 0 | 1752.8333 | 0 | 4029.2474 | 0 | 3827.392 | 0 | 4029.2474 | 0 | 3381.127 | 0 | 4029.2474 | 0 | 4040.7165 | 0 | 4029.2474 | 0 | 5782.0807 | 7856.6394 | 7410.3744 | 8069.9639
45766 | 242.131 | 2663 | 4 | None | None | None | Electric, 100% Usage | None | 400%+ | None | None | Single-Family Detached | Single-Family Detached | Single-Family Detached | 2500-2999 | 2500-3999 | 1 | Electricity | 100% Conditioned | Central AC | None | Electricity Baseboard | None | 200000+ | 100% LED | Occupied | 1960s | Electricity | Yes | 0 | 0 | 0 | 1435.4621 | 4525.0173 | 0 | 0 | 0 | 0 | 27264.4016 | 0 | 0 | 2063.8065 | 38.9785 | 0 | 677.8734 | 21.9803 | 2692.1508 | 0 | 0 | 0 | 405.6104 | 400.042 | 0 | 0 | 0 | 0 | 0 | 0 | 0 | 0 | 0 | 0 | 0 | 0 | 0 | 0 | 0 | 0 | 0 | 0 | 0 | 39524.7368 | 39524.7368 | 39524.7368 | 39524.7368 | 0 | 0 | 0 | 6835.8239 | 0 | 0 | 0 | 15883.1701 | 0 | 0 | 0 | 13836.5722 | 0 | 0 | 0 | 16733.1668 | 0 | 0 | 0 | 6835.8239 | 15883.1701 | 13836.5722 | 16733.1668
45786 | 242.131 | 853 | 3 | Standard Efficiency, No usage | Electric, 120% Usage | Standard, 120% Usage | Electric, 120% Usage | None | 100-150% | 8 | None | 5 to 9 Unit | Multifamily with 5+ units, 1-3 stories | Multi-Family with 5+ Units | 750-999 | 0-1499 | 2 | Electricity | 100% Conditioned | Heat Pump | None | Electricity ASHP | None | 25000-29999 | 100% CFL | Vacant | 1980s | Electricity | Yes | 0 | 0 | 0 | 214.235 | 892.9876 | 0 | 0 | 112.8324 | 129.2443 | 1110.1532 | 0 | 0 | 214.8211 | 0 | 0 | 0 | 21.9803 | 0 | 0 | 0 | 0 | 0 | 434.0383 | 0 | 0 | 0 | 0 | 0 | 0 | 0 | 0 | 0 | 0 | 0 | 0 | 0 | 0 | 0 | 0 | 0 | 0 | 0 | 3130.2921 | 3130.2921 | 3130.2921 | 3130.2921 | 0 | 0 | 0 | 578.4441 | 0 | 0 | 0 | 1299.2854 | 0 | 0 | 0 | 1138.3785 | 0 | 0 | 0 | 1325.9539 | 0 | 0 | 0 | 578.4441 | 1299.2854 | 1138.3785 | 1325.9539
45788 | 242.131 | 2663 | 3 | None | Electric, 100% Usage | EnergyStar, 100% Usage | Propane, 100% Usage | None | 400%+ | None | None | Single-Family Detached | Single-Family Detached | Single-Family Detached | 2500-2999 | 2500-3999 | 2 | Other Fuel | 20% Conditioned | Room AC | None | None | None | 200000+ | 100% Incandescent | Occupied | 1960s | Electricity | Yes | 0 | 400.042 | 23.4457 | 0 | 828.2188 | 0 | 0 | 0 | 0 | 0 | 0 | 0 | 1998.1586 | 233.2846 | 0 | 2774.2107 | 21.9803 | 2692.1508 | 0 | 0 | 0 | 27.8418 | 434.0383 | 0 | 0 | 0 | 0 | 0 | 0 | 0 | 0 | 0 | 0 | 0 | 0 | 0 | 0 | 0 | 0 | 0 | 0 | 813.5653 | 10246.6438 | 10246.6438 | 9433.0785 | 9433.0785 | 0 | 0 | 813.5653 | 1620.5232 | 0 | 0 | 223.8565 | 3593.1605 | 0 | 0 | 223.8565 | 3161.796 | 0 | 0 | 223.8565 | 3826.2966 | 0 | 0 | 223.8565 | 1844.3796 | 3817.017 | 3385.6525 | 4050.153
45805 | 242.131 | 3301 | 3 | Standard Efficiency | Gas, 80% Usage | EnergyStar, 80% Usage | Electric, 80% Usage | None | 400%+ | None | None | Single-Family Detached | Single-Family Detached | Single-Family Detached | 3000-3999 | 2500-3999 | 2 | Electricity | 100% Conditioned | Heat Pump | None | Electricity ASHP | None | 80000-99999 | 100% CFL | Occupied | 1980s | Electricity | Yes | 67.9925 | 28.721 | 18.7565 | 503.203 | 2211.2212 | 0 | 0 | 1233.2431 | 7024.3274 | 13035.8012 | 0 | 0 | 1217.1242 | 66.2341 | 24.911 | 1062.6757 | 21.9803 | 1447.478 | 0 | 0 | 0 | 324.4297 | 434.0383 | 0 | 0 | 0 | 0 | 380.1132 | 0 | 0 | 0 | 0 | 0 | 0 | 0 | 0 | 0 | 0 | 0 | 0 | 0 | 0 | 29101.6642 | 29101.6642 | 28721.551 | 28721.551 | 0 | 380.1132 | 0 | 5267.5623 | 0 | 86.6597 | 0 | 12229.3089 | 0 | 86.6597 | 0 | 10614.7976 | 0 | 86.6597 | 0 | 12790.8404 | 0 | 86.6597 | 0 | 5354.222 | 12315.9686 | 10701.4574 | 12877.5001
45923 | 242.131 | 2663 | 4 | Standard Efficiency | Electric, 100% Usage | EnergyStar, 100% Usage | Electric, 100% Usage | 290 Rated kWh, 100% Usage | 200-300% | None | None | Single-Family Detached | Single-Family Detached | Single-Family Detached | 2500-2999 | 2500-3999 | 2 | Electricity | 100% Conditioned | Heat Pump | None | Electricity ASHP | None | 60000-69999 | 100% CFL | Occupied | 1980s | Electricity | Yes | 67.9925 | 648.8593 | 37.8062 | 1241.156 | 5267.3663 | 160.6029 | 319.7405 | 701.3191 | 1691.6062 | 7283.1092 | 0 | 0 | 3658.9923 | 58.3211 | 24.911 | 887.4192 | 21.9803 | 3321.6675 | 0 | 0 | 0 | 537.1993 | 434.0383 | 0 | 0 | 0 | 0 | 0 | 0 | 1132.1335 | 0 | 0 | 0 | 0 | 0 | 0 | 0 | 0 | 0 | 0 | 0 | 0 | 27496.2209 | 27496.2209 | 26364.0873 | 26364.0873 | 0 | 1132.1335 | 0 | 4675.2101 | 0 | 258.0854 | 0 | 10562.1873 | 0 | 258.0854 | 0 | 9247.6185 | 0 | 258.0854 | 0 | 11035.3839 | 0 | 258.0854 | 0 | 4933.2956 | 10820.2727 | 9505.704 | 11293.4693
45941 | 242.131 | 2152 | 3 | Standard Efficiency | Electric, 80% Usage | EnergyStar, 80% Usage | Electric, 80% Usage | None | 400%+ | None | 36 | Single-Family Attached | Single-Family Attached | Single-Family Attached | 2000-2499 | 1500-2499 | 1 | Electricity | 100% Conditioned | Heat Pump | None | Electricity ASHP | None | 180000-199999 | 100% LED | Occupied | 1980s | Electricity | Yes | 67.9925 | 231.8192 | 13.4813 | 721.834 | 2171.0705 | 0 | 319.7405 | 257.0233 | 1288.9266 | 3461.1693 | 0 | 0 | 826.7535 | 34.5824 | 0 | 570.6094 | 21.9803 | 900.9005 | 0 | 0 | 0 | 277.5383 | 434.0383 | 325.602 | 0 | 0 | 0 | 0 | 0 | 0 | 0 | 0 | 0 | 0 | 0 | 0 | 0 | 0 | 0 | 0 | 0 | 0 | 11925.3549 | 11925.3549 | 11925.3549 | 11925.3549 | 0 | 0 | 0 | 2019.5003 | 0 | 0 | 0 | 4620.3527 | 0 | 0 | 0 | 4042.4324 | 0 | 0 | 0 | 4880.736 | 0 | 0 | 0 | 2019.5003 | 4620.3527 | 4042.4324 | 4880.736
45966 | 242.131 | 1220 | 2 | Standard Efficiency | Electric, 100% Usage | Standard, 100% Usage | None | None | 400%+ | None | None | Single-Family Detached | Single-Family Detached | Single-Family Detached | 1000-1499 | 0-1499 | 2 | Natural Gas | 20% Conditioned | Room AC | None | Natural Gas Fuel Wall/Floor Furnace | None | 80000-99999 | 100% CFL | Occupied | 1950s | Natural Gas | Yes | 67.9925 | 762.864 | 28.4279 | 0 | 1211.8489 | 0 | 0 | 0 | 0 | 0 | 0 | 0 | 0 | 40.1507 | 24.911 | 491.1871 | 16.412 | 2233.2016 | 0 | 0 | 0 | 0 | 868.0765 | 0 | 0 | 0 | 0 | 0 | 0 | 0 | 0 | 44982.8924 | 0 | 3949.7188 | 0 | 0 | 0 | 0 | 0 | 0 | 0 | 0 | 54677.6834 | 54677.6834 | 5745.3653 | 5745.3653 | 0 | 48932.3181 | 0 | 944.0931 | 0 | 11155.5741 | 0 | 2079.9029 | 0 | 11155.5741 | 0 | 1839.1855 | 0 | 11155.5741 | 0 | 2210.4772 | 0 | 11155.5741 | 0 | 12099.6672 | 13235.477 | 12994.7596 | 13366.0513
46034 | 242.131 | 1690 | 3 | Standard Efficiency | Electric, 100% Usage | EnergyStar, 100% Usage | Electric, 100% Usage | None | 400%+ | None | None | Single-Family Detached | Single-Family Detached | Single-Family Detached | 1500-1999 | 1500-2499 | 1 | Electricity | 100% Conditioned | Heat Pump | None | Electricity ASHP | None | 120000-139999 | 100% LED | Occupied | 1980s | Electricity | Yes | 67.9925 | 524.5972 | 30.7725 | 580.8669 | 2468.5376 | 0 | 0 | 641.8256 | 1772.2008 | 6645.0934 | 0 | 0 | 2923.0909 | 30.7725 | 0 | 473.6028 | 21.9803 | 2697.4261 | 0 | 0 | 0 | 471.2583 | 434.0383 | 0 | 0 | 0 | 0 | 0 | 0 | 0 | 0 | 0 | 0 | 0 | 0 | 0 | 0 | 0 | 0 | 0 | 0 | 0 | 19784.0557 | 19784.0557 | 19784.0557 | 19784.0557 | 0 | 0 | 0 | 3516.3165 | 0 | 0 | 0 | 7999.1677 | 0 | 0 | 0 | 6982.996 | 0 | 0 | 0 | 8409.9037 | 0 | 0 | 0 | 3516.3165 | 7999.1677 | 6982.996 | 8409.9037
46201 | 242.131 | 1202 | 3 | None | Electric, 80% Usage | EnergyStar, 80% Usage | Electric, 80% Usage | None | 150-200% | None | 5 | Single-Family Attached | Single-Family Attached | Single-Family Attached | 1000-1499 | 0-1499 | 3 | Natural Gas | 40% Conditioned | Room AC | None | Natural Gas Fuel Furnace | None | 45000-49999 | 100% Incandescent | Vacant | <1940 | Electricity | Yes | 0 | 0 | 0 | 0 | 809.7554 | 0 | 0 | 124.5552 | 0 | 0 | 0 | 0 | 216.5795 | 0 | 0 | 0 | 21.9803 | 0 | 0 | 0 | 0 | 0 | 434.0383 | 0 | 0 | 0 | 0 | 0 | 0 | 0 | 0 | 5764.1218 | 0 | 0 | 0 | 0 | 0 | 0 | 0 | 0 | 0 | 0 | 7371.0305 | 7371.0305 | 1606.9087 | 1606.9087 | 0 | 5764.1218 | 0 | 271.4034 | 0 | 1314.1247 | 0 | 587.7595 | 0 | 1314.1247 | 0 | 523.085 | 0 | 1314.1247 | 0 | 608.8702 | 0 | 1314.1247 | 0 | 1585.528 | 1901.8842 | 1837.2097 | 1922.9949
46255 | 242.131 | 2176 | 4 | Standard Efficiency | Propane, 120% Usage | Standard, 120% Usage | Electric, 120% Usage | 290 Rated kWh, 120% Usage | 400%+ | None | None | Single-Family Detached | Single-Family Detached | Single-Family Detached | 2000-2499 | 1500-2499 | 2 | Electricity | 100% Conditioned | Heat Pump | None | Electricity ASHP | None | 140000-159999 | 100% LED | Occupied | 1970s | Electricity | Yes | 67.9925 | 81.7668 | 34.2893 | 1617.4592 | 5091.5237 | 109.3155 | 319.7405 | 419.6778 | 1240.2768 | 6845.261 | 0 | 0 | 4202.6391 | 34.8755 | 16.7051 | 575.5916 | 21.9803 | 5074.5256 | 0 | 0 | 0 | 486.498 | 400.042 | 0 | 0 | 0 | 0 | 0 | 0 | 0 | 0 | 0 | 0 | 0 | 0 | 0 | 0 | 1087.0006 | 0 | 0 | 0 | 0 | 27727.1609 | 27727.1609 | 26640.1603 | 26640.1603 | 0 | 0 | 1087.0006 | 4690.5787 | 0 | 0 | 299.1097 | 10536.4055 | 0 | 0 | 299.1097 | 9242.7501 | 0 | 0 | 299.1097 | 11016.47 | 0 | 0 | 299.1097 | 4989.6884 | 10835.5152 | 9541.8598 | 11315.5797
46353 | 242.131 | 853 | 2 | None | None | None | Electric, 120% Usage | 318 Rated kWh, 120% Usage | 400%+ | 67 | None | 50 or more Unit | Multifamily with 5+ units, 1-3 stories | Multi-Family with 5+ Units | 750-999 | 0-1499 | 3 | Electricity | 100% Conditioned | Heat Pump | None | Electricity ASHP | None | 100000-119999 | 100% CFL | Occupied | 1960s | Natural Gas | No | 0 | 0 | 0 | 291.0196 | 1265.1878 | 106.3848 | 0 | 72.6816 | 69.4578 | 849.613 | 0 | 0 | 0 | 35.7547 | 0 | 390.3707 | 16.412 | 3323.1329 | 0 | 0 | 0 | 467.4484 | 434.0383 | 0 | 0 | 0 | 0 | 0 | 0 | 0 | 0 | 0 | 0 | 5283.7783 | 0 | 0 | 0 | 0 | 0 | 0 | 0 | 0 | 12605.5729 | 12605.5729 | 7321.7945 | 7321.7945 | 0 | 5283.7783 | 0 | 1221.0144 | 0 | 1204.6161 | 0 | 2724.2427 | 0 | 1204.6161 | 0 | 2398.0816 | 0 | 1204.6161 | 0 | 2888.3165 | 0 | 1204.6161 | 0 | 2425.6306 | 3928.8588 | 3602.6978 | 4092.9327
46362 | 242.131 | 333 | 1 | Standard Efficiency | None | None | Electric, 120% Usage | None | 300-400% | 4 | None | 3 or 4 Unit | Multifamily with 2-4 Units | Multi-Family with 2 - 4 Units | 0-499 | 0-1499 | 2 | Natural Gas | 100% Conditioned | Room AC | Heating Only | Natural Gas Shared Heating | Boiler Baseboards Heating Only, Natural Gas | 40000-44999 | 100% Incandescent | Occupied | <1940 | Natural Gas | Yes | 67.9925 | 0 | 0 | 0 | 1615.7008 | 0 | 319.7405 | 63.3034 | 0 | 0 | 0 | 0 | 0 | 116.6423 | 0 | 774.0007 | 16.412 | 1944.8196 | 0 | 0 | 0 | 416.454 | 480.0504 | 0 | 0 | 0 | 0 | 0 | 0 | 0 | 0 | 3741.9314 | 0 | 3985.7666 | 0 | 0 | 0 | 0 | 0 | 0 | 0 | 0 | 13543.1072 | 13543.1072 | 5815.4092 | 5815.4092 | 0 | 7727.698 | 0 | 1002.1643 | 0 | 1761.7532 | 0 | 2189.5502 | 0 | 1761.7532 | 0 | 1934.4562 | 0 | 1761.7532 | 0 | 2311.1125 | 0 | 1761.7532 | 0 | 2763.9175 | 3951.3035 | 3696.2095 | 4072.8658
46469 | 242.131 | 1220 | 3 | Standard Efficiency | Electric, 100% Usage | Standard, 100% Usage | Electric, 100% Usage | None | 300-400% | None | None | Single-Family Detached | Single-Family Detached | Single-Family Detached | 1000-1499 | 0-1499 | 1 | Electricity | 100% Conditioned | Heat Pump | None | Electricity ASHP | None | 50000-59999 | 100% LED | Occupied | 1970s | Electricity | Yes | 81.7668 | 762.864 | 28.4279 | 891.2291 | 3354.4915 | 0 | 319.7405 | 464.2246 | 930.2076 | 6280.513 | 0 | 0 | 2118.0246 | 26.9625 | 0 | 375.131 | 21.9803 | 2233.2016 | 0 | 0 | 0 | 405.6104 | 914.0887 | 0 | 0 | 0 | 0 | 0 | 0 | 0 | 0 | 0 | 0 | 0 | 0 | 0 | 0 | 0 | 0 | 0 | 0 | 0 | 19207.8779 | 19207.8779 | 19207.8779 | 19207.8779 | 0 | 0 | 0 | 3393.6674 | 0 | 0 | 0 | 7677.768 | 0 | 0 | 0 | 6718.7186 | 0 | 0 | 0 | 8047.9252 | 0 | 0 | 0 | 3393.6674 | 7677.768 | 6718.7186 | 8047.9252
46501 | 242.131 | 2176 | 4 | Standard Efficiency | Electric, 100% Usage | EnergyStar, 100% Usage | Electric, 100% Usage | None | 400%+ | None | None | Single-Family Detached | Single-Family Detached | Single-Family Detached | 2000-2499 | 1500-2499 | 2 | Propane | 80% Conditioned | Central AC | None | Propane Fuel Furnace | None | 80000-99999 | 100% LED | Occupied | 2000s | Propane | Yes | 67.9925 | 524.5972 | 30.7725 | 302.7424 | 1674.6081 | 0 | 0 | 360.4774 | 0 | 0 | 0 | 0 | 0 | 34.8755 | 16.7051 | 575.5916 | 21.9803 | 2851.8746 | 0 | 0 | 0 | 471.2583 | 434.0383 | 433.4521 | 0 | 0 | 0 | 0 | 0 | 0 | 0 | 0 | 0 | 0 | 0 | 0 | 0 | 0 | 0 | 17668.6687 | 4667.7429 | 0 | 30137.0843 | 30137.0843 | 7800.6727 | 7800.6727 | 0 | 0 | 22336.4116 | 1354.7362 | 0 | 0 | 6146.6361 | 2960.7258 | 0 | 0 | 6146.6361 | 2615.938 | 0 | 0 | 6146.6361 | 3114.4319 | 0 | 0 | 6146.6361 | 7501.3723 | 9107.3619 | 8762.5741 | 9261.068
46532 | 242.131 | 2176 | 3 | None | Electric, 100% Usage | EnergyStar, 100% Usage | Electric, 100% Usage | None | 400%+ | None | None | Single-Family Detached | Single-Family Detached | Single-Family Detached | 2000-2499 | 1500-2499 | 1 | Fuel Oil | 60% Conditioned | Room AC | None | Fuel Oil Fuel Wall/Floor Furnace | None | 80000-99999 | 100% LED | Occupied | 1940s | Fuel Oil | Yes | 0 | 400.042 | 23.4457 | 0 | 3096.882 | 0 | 0 | 0 | 0 | 0 | 0 | 0 | 0 | 34.8755 | 0 | 575.5916 | 21.9803 | 2537.1163 | 0 | 0 | 0 | 405.6104 | 834.0803 | 0 | 0 | 68404.2531 | 3491.0626 | 0 | 0 | 0 | 0 | 0 | 0 | 0 | 0 | 0 | 0 | 0 | 0 | 0 | 0 | 0 | 79824.6465 | 79824.6465 | 7929.3309 | 7929.3309 | 71895.3157 | 0 | 0 | 1349.4618 | 21798.5258 | 0 | 0 | 2910.2491 | 21798.5258 | 0 | 0 | 2584.2863 | 21798.5258 | 0 | 0 | 3050.9521 | 21798.5258 | 0 | 0 | 23147.9875 | 24708.7749 | 24382.812 | 24849.4778
46542 | 242.131 | 1138 | 2 | None | Electric, 100% Usage | EnergyStar, 100% Usage | Electric, 100% Usage | None | 400%+ | 43 | None | 20 to 49 Unit | Multifamily with 5+ units, 4-7 stories | Multi-Family with 5+ Units | 1000-1499 | 0-1499 | 4 | Natural Gas | 100% Conditioned | Central AC | None | Natural Gas Fuel Furnace | None | 80000-99999 | 100% CFL | Occupied | 1970s | Natural Gas | Yes | 0 | 289.8473 | 16.9981 | 245.0074 | 1687.5032 | 0 | 0 | 354.9091 | 0 | 0 | 0 | 0 | 0 | 39.2715 | 0 | 468.6206 | 16.412 | 1581.4115 | 0 | 0 | 0 | 346.9961 | 434.0383 | 0 | 0 | 0 | 0 | 0 | 0 | 0 | 0 | 16425.7543 | 0 | 2587.5245 | 0 | 0 | 0 | 0 | 0 | 0 | 0 | 0 | 24494.0008 | 24494.0008 | 5480.7221 | 5480.7221 | 0 | 19013.2787 | 0 | 848.679 | 0 | 4334.6425 | 0 | 1890.0963 | 0 | 4334.6425 | 0 | 1672.8468 | 0 | 4334.6425 | 0 | 2017.4142 | 0 | 4334.6425 | 0 | 5183.3216 | 6224.7388 | 6007.4894 | 6352.0567
46584 | 242.131 | 1690 | 3 | Standard Efficiency | Gas, 100% Usage | EnergyStar, 100% Usage | Electric, 100% Usage | 318 Rated kWh, 100% Usage | 400%+ | None | None | Single-Family Detached | Single-Family Detached | Single-Family Detached | 1500-1999 | 1500-2499 | 1 | Natural Gas | 100% Conditioned | Central AC | None | Natural Gas Fuel Furnace | None | 120000-139999 | 100% Incandescent | Occupied | 1990s | Natural Gas | Yes | 67.9925 | 46.8914 | 30.7725 | 638.0157 | 1980.2812 | 134.8127 | 319.7405 | 308.8969 | 0 | 0 | 0 | 0 | 0 | 184.6348 | 99.9372 | 1938.9582 | 21.9803 | 2697.4261 | 0 | 0 | 0 | 471.2583 | 434.0383 | 0 | 0 | 0 | 0 | 622.776 | 0 | 896.7975 | 0 | 19010.055 | 0 | 4951.1427 | 0 | 0 | 0 | 0 | 0 | 0 | 0 | 0 | 34856.1146 | 34856.1146 | 9375.3435 | 9375.3435 | 0 | 25481.0642 | 0 | 1607.0115 | 0 | 5809.1343 | 0 | 3521.883 | 0 | 5809.1343 | 0 | 3113.883 | 0 | 5809.1343 | 0 | 3703.5273 | 0 | 5809.1343 | 0 | 7416.1459 | 9331.0174 | 8923.0174 | 9512.6616
46620 | 242.131 | 1202 | 2 | Standard Efficiency | Electric, 80% Usage | EnergyStar, 80% Usage | Electric, 80% Usage | 318 Rated kWh, 80% Usage | 200-300% | None | 50 | Single-Family Attached | Single-Family Attached | Single-Family Attached | 1000-1499 | 0-1499 | 2 | Natural Gas | 20% Conditioned | Room AC | None | Natural Gas Fuel Wall/Floor Furnace | None | 30000-34999 | 100% Incandescent | Occupied | <1940 | Natural Gas | Yes | 67.9925 | 296.0018 | 17.2912 | 0 | 582.3322 | 70.9232 | 319.7405 | 0 | 0 | 0 | 0 | 0 | 0 | 160.0168 | 0 | 1519.8666 | 16.412 | 893.2806 | 0 | 0 | 0 | 311.5345 | 434.0383 | 0 | 0 | 0 | 0 | 0 | 0 | 0 | 0 | 19315.7281 | 0 | 2600.1265 | 0 | 0 | 0 | 0 | 0 | 0 | 0 | 0 | 26605.5779 | 26605.5779 | 4689.7233 | 4689.7233 | 0 | 21915.8546 | 0 | 777.5798 | 0 | 4996.3943 | 0 | 1714.845 | 0 | 4996.3943 | 0 | 1511.983 | 0 | 4996.3943 | 0 | 1837.7885 | 0 | 4996.3943 | 0 | 5773.9741 | 6711.2393 | 6508.3774 | 6834.1828
46679 | 242.131 | 1220 | 4 | None | Electric, 100% Usage | EnergyStar, 100% Usage | Electric, 100% Usage | None | 100-150% | None | None | Single-Family Detached | Single-Family Detached | Single-Family Detached | 1000-1499 | 0-1499 | 1 | Electricity | 100% Conditioned | Central AC | None | Electricity Electric Furnace | None | 40000-44999 | 100% LED | Vacant | 1970s | Electricity | Yes | 0 | 0 | 0 | 584.0906 | 2344.2755 | 0 | 319.7405 | 80.8876 | 0 | 6064.2266 | 0 | 0 | 327.9465 | 0 | 0 | 0 | 21.9803 | 0 | 0 | 0 | 0 | 0 | 434.0383 | 0 | 0 | 0 | 0 | 0 | 0 | 0 | 0 | 0 | 0 | 0 | 0 | 0 | 0 | 0 | 0 | 0 | 0 | 0 | 10176.8929 | 10176.8929 | 10176.8929 | 10176.8929 | 0 | 0 | 0 | 1896.0619 | 0 | 0 | 0 | 4296.8841 | 0 | 0 | 0 | 3751.516 | 0 | 0 | 0 | 4456.1676 | 0 | 0 | 0 | 1896.0619 | 4296.8841 | 3751.516 | 4456.1676
46808 | 242.131 | 1220 | 3 | Standard Efficiency | Gas, 100% Usage | Standard, 100% Usage | Electric, 100% Usage | None | 200-300% | None | None | Single-Family Detached | Single-Family Detached | Single-Family Detached | 1000-1499 | 0-1499 | 1 | Natural Gas | 100% Conditioned | Central AC | None | Natural Gas Fuel Furnace | None | 35000-39999 | 100% LED | Occupied | 1990s | Natural Gas | Yes | 67.9925 | 68.2856 | 28.4279 | 795.3949 | 4156.9201 | 0 | 0 | 380.1132 | 0 | 0 | 0 | 0 | 0 | 26.9625 | 0 | 375.131 | 21.9803 | 2233.2016 | 0 | 0 | 0 | 405.6104 | 434.0383 | 0 | 0 | 0 | 0 | 905.8827 | 0 | 0 | 0 | 19976.0172 | 0 | 3815.7853 | 0 | 0 | 0 | 0 | 0 | 0 | 0 | 0 | 33691.4502 | 33691.4502 | 8993.765 | 8993.765 | 0 | 24697.6852 | 0 | 1510.8717 | 0 | 5630.5596 | 0 | 3220.7127 | 0 | 5630.5596 | 0 | 2865.3911 | 0 | 5630.5596 | 0 | 3401.5699 | 0 | 5630.5596 | 0 | 7141.4313 | 8851.2722 | 8495.9507 | 9032.1295
46824 | 242.131 | 885 | 2 | Standard Efficiency | Electric, 100% Usage | EnergyStar, 100% Usage | Electric, 100% Usage | None | 200-300% | None | None | Single-Family Detached | Single-Family Detached | Single-Family Detached | 750-999 | 0-1499 | 1 | Fuel Oil | 100% Conditioned | Central AC | None | Fuel Oil Fuel Furnace | None | 25000-29999 | 100% Incandescent | Occupied | 1970s | Electricity | Yes | 67.9925 | 275.7799 | 16.1189 | 253.7995 | 1594.5997 | 0 | 0 | 396.2321 | 0 | 0 | 0 | 0 | 1230.8985 | 144.191 | 99.9372 | 1247.8966 | 16.412 | 1812.0584 | 0 | 0 | 0 | 339.6694 | 914.0887 | 0 | 0 | 15737.0372 | 0 | 0 | 0 | 0 | 0 | 0 | 0 | 0 | 0 | 0 | 0 | 0 | 0 | 0 | 0 | 0 | 24146.7116 | 24146.7116 | 8409.6744 | 8409.6744 | 15737.0372 | 0 | 0 | 1480.4878 | 4771.4452 | 0 | 0 | 3233.7462 | 4771.4452 | 0 | 0 | 2851.4617 | 4771.4452 | 0 | 0 | 3422.7749 | 4771.4452 | 0 | 0 | 6251.933 | 8005.1914 | 7622.9069 | 8194.2201
46898 | 242.131 | 3301 | 4 | Standard Efficiency | Electric, 100% Usage | EnergyStar, 100% Usage | Electric, 100% Usage | None | 400%+ | None | None | Single-Family Detached | Single-Family Detached | Single-Family Detached | 3000-3999 | 2500-3999 | 2 | Electricity | 100% Conditioned | Heat Pump | None | Electricity ASHP | None | 200000+ | 100% Incandescent | Occupied | 1990s | Natural Gas | Yes | 67.9925 | 648.8593 | 37.8062 | 1456.8563 | 4717.565 | 0 | 0 | 436.0898 | 349.6338 | 6962.1963 | 0 | 0 | 0 | 264.9362 | 99.9372 | 3321.6675 | 21.9803 | 3524.4727 | 0 | 0 | 0 | 537.1993 | 914.0887 | 0 | 0 | 0 | 0 | 0 | 0 | 0 | 0 | 0 | 0 | 5897.4691 | 736.4876 | 0 | 0 | 0 | 0 | 0 | 0 | 0 | 29995.824 | 29995.824 | 23361.8673 | 23361.8673 | 0 | 6633.9567 | 0 | 4225.5372 | 0 | 1512.3885 | 0 | 9318.4189 | 0 | 1512.3885 | 0 | 8495.2743 | 0 | 1512.3885 | 0 | 10181.9775 | 0 | 1512.3885 | 0 | 5737.9258 | 10830.8074 | 10007.6629 | 11694.3661
46906 | 242.131 | 1220 | 3 | Standard Efficiency | Electric, 120% Usage | EnergyStar, 120% Usage | Electric, 120% Usage | None | 400%+ | None | None | Single-Family Detached | Single-Family Detached | Single-Family Detached | 1000-1499 | 0-1499 | 1 | Natural Gas | 100% Conditioned | Central AC | None | Natural Gas Fuel Furnace | None | 50000-59999 | 100% Incandescent | Occupied | 1950s | Natural Gas | Yes | 67.9925 | 330.8772 | 19.3427 | 1012.5605 | 4413.3572 | 0 | 319.7405 | 305.9662 | 0 | 0 | 0 | 0 | 0 | 160.896 | 0 | 1535.3993 | 21.9803 | 3836.8864 | 0 | 0 | 0 | 407.3688 | 480.0504 | 270.7977 | 0 | 0 | 0 | 0 | 0 | 0 | 0 | 22703.3366 | 0 | 3648.7348 | 0 | 0 | 0 | 0 | 0 | 0 | 0 | 0 | 39535.5804 | 39535.5804 | 13183.509 | 13183.509 | 0 | 26352.0714 | 0 | 2315.2842 | 0 | 6007.6999 | 0 | 4937.7925 | 0 | 6007.6999 | 0 | 4380.0326 | 0 | 6007.6999 | 0 | 5207.7711 | 0 | 6007.6999 | 0 | 8322.9841 | 10945.4923 | 10387.7325 | 11215.471
46942 | 242.131 | 3301 | 4 | Standard Efficiency | Electric, 120% Usage | EnergyStar, 120% Usage | Electric, 120% Usage | 318 Rated kWh, 120% Usage | 400%+ | None | None | Single-Family Detached | Single-Family Detached | Single-Family Detached | 3000-3999 | 2500-3999 | 1 | Fuel Oil | 100% Conditioned | Central AC | None | Fuel Oil Fuel Boiler | None | 100000-119999 | 100% Incandescent | Occupied | 1970s | Electricity | Yes | 67.9925 | 480.0504 | 28.1348 | 1924.0116 | 9853.0494 | 117.2284 | 319.7405 | 219.5102 | 0 | 0 | 0 | 0 | 3990.7488 | 264.9362 | 99.9372 | 3321.6675 | 21.9803 | 5789.9121 | 0 | 0 | 0 | 486.498 | 434.0383 | 0 | 0 | 66788.2592 | 0 | 0 | 0 | 0 | 0 | 0 | 0 | 0 | 0 | 0 | 0 | 0 | 0 | 0 | 0 | 0 | 94207.9885 | 94207.9885 | 27419.7293 | 27419.7293 | 66788.2592 | 0 | 0 | 4652.3178 | 20250.1043 | 0 | 0 | 9946.1503 | 20250.1043 | 0 | 0 | 8836.5727 | 20250.1043 | 0 | 0 | 10526.8125 | 20250.1043 | 0 | 0 | 24902.4221 | 30196.2546 | 29086.677 | 30776.9168
46978 | 242.131 | 1202 | 3 | Standard Efficiency | Electric, 80% Usage | EnergyStar, 80% Usage | Electric, 80% Usage | 290 Rated kWh, 80% Usage | 200-300% | None | 24 | Single-Family Attached | Single-Family Attached | Single-Family Attached | 1000-1499 | 0-1499 | 2 | Electricity | 100% Conditioned | Heat Pump | None | Electricity ASHP | None | 45000-49999 | 100% Incandescent | Occupied | 1980s | Electricity | Yes | 67.9925 | 360.1843 | 21.1011 | 516.9774 | 2164.6229 | 84.1114 | 0 | 158.5514 | 338.204 | 1625.0791 | 0 | 0 | 1431.6522 | 160.0168 | 0 | 1519.8666 | 21.9803 | 958.9285 | 0 | 0 | 0 | 345.5308 | 434.0383 | 0 | 0 | 0 | 0 | 0 | 0 | 0 | 0 | 0 | 0 | 0 | 0 | 0 | 0 | 0 | 0 | 0 | 0 | 0 | 10208.8377 | 10208.8377 | 10208.8377 | 10208.8377 | 0 | 0 | 0 | 1770.2581 | 0 | 0 | 0 | 3956.4281 | 0 | 0 | 0 | 3475.3717 | 0 | 0 | 0 | 4160.0254 | 0 | 0 | 0 | 1770.2581 | 3956.4281 | 3475.3717 | 4160.0254
47013 | 242.131 | 885 | 1 | Standard Efficiency | Electric, 80% Usage | EnergyStar, 80% Usage | Electric, 80% Usage | 290 Rated kWh, 80% Usage | 400%+ | None | None | Single-Family Detached | Single-Family Detached | Single-Family Detached | 750-999 | 0-1499 | 1 | Fuel Oil | 60% Conditioned | Room AC | None | Fuel Oil Fuel Wall/Floor Furnace | None | 160000-179999 | 100% LED | Occupied | <1940 | Propane | Yes | 81.7668 | 320.0336 | 18.7565 | 0 | 3015.7013 | 72.9747 | 0 | 0 | 0 | 0 | 0 | 0 | 0 | 24.0318 | 0 | 304.7939 | 16.412 | 1063.2618 | 0 | 0 | 0 | 324.4297 | 400.042 | 0 | 0 | 16380.6213 | 0 | 0 | 0 | 0 | 0 | 0 | 0 | 0 | 0 | 0 | 0 | 0 | 0 | 0 | 1231.4846 | 0 | 23254.6033 | 23254.6033 | 5642.2042 | 5642.2042 | 16380.6213 | 0 | 1231.4846 | 977.0148 | 4966.6174 | 0 | 338.9197 | 2095.1422 | 4966.6174 | 0 | 338.9197 | 1862.4593 | 4966.6174 | 0 | 338.9197 | 2185.6911 | 4966.6174 | 0 | 338.9197 | 6282.5519 | 7400.6793 | 7167.9964 | 7491.2281
47027 | 242.131 | 1220 | 2 | None | Electric, 100% Usage | Standard, 100% Usage | Electric, 100% Usage | 318 Rated kWh, 100% Usage | 0-100% | None | None | Single-Family Detached | Single-Family Detached | Single-Family Detached | 1000-1499 | 0-1499 | 1 | Fuel Oil | 100% Conditioned | Central AC | None | Fuel Oil Fuel Furnace | None | <10000 | 100% CFL | Occupied | 1980s | Electricity | Yes | 0 | 762.864 | 28.4279 | 1162.6129 | 3940.9267 | 97.5927 | 319.7405 | 102.8679 | 0 | 0 | 0 | 0 | 2253.4235 | 40.1507 | 0 | 491.1871 | 16.412 | 2233.2016 | 0 | 0 | 0 | 405.6104 | 834.0803 | 0 | 0 | 16169.6101 | 0 | 0 | 0 | 0 | 0 | 0 | 0 | 0 | 0 | 0 | 0 | 0 | 0 | 0 | 0 | 0 | 28858.7083 | 28858.7083 | 12689.0981 | 12689.0981 | 16169.6101 | 0 | 0 | 2105.5581 | 4902.5815 | 0 | 0 | 4519.4406 | 4902.5815 | 0 | 0 | 4013.8334 | 4902.5815 | 0 | 0 | 4806.8299 | 4902.5815 | 0 | 0 | 7008.1396 | 9422.0221 | 8916.4149 | 9709.4114
47060 | 242.131 | 333 | 1 | None | Electric, 100% Usage | EnergyStar, 100% Usage | Electric, 100% Usage | 318 Rated kWh, 100% Usage | 300-400% | 3 | None | 3 or 4 Unit | Multifamily with 2-4 Units | Multi-Family with 2 - 4 Units | 0-499 | 0-1499 | 3 | Electricity | 40% Conditioned | Room AC | None | Electricity Baseboard | None | 35000-39999 | 100% Incandescent | Vacant | <1940 | Electricity | Yes | 0 | 0 | 0 | 0 | 607.5363 | 0 | 0 | 0 | 0 | 1626.8375 | 0 | 0 | 317.1029 | 0 | 0 | 0 | 16.412 | 0 | 0 | 0 | 0 | 0 | 434.0383 | 0 | 0 | 0 | 0 | 0 | 0 | 0 | 0 | 0 | 0 | 0 | 0 | 0 | 0 | 0 | 0 | 0 | 0 | 0 | 3001.927 | 3001.927 | 3001.927 | 3001.927 | 0 | 0 | 0 | 540.4807 | 0 | 0 | 0 | 1250.6467 | 0 | 0 | 0 | 1091.6766 | 0 | 0 | 0 | 1292.3754 | 0 | 0 | 0 | 540.4807 | 1250.6467 | 1091.6766 | 1292.3754
47104 | 242.131 | 2663 | 3 | Standard Efficiency | Electric, 80% Usage | EnergyStar, 80% Usage | Electric, 80% Usage | 290 Rated kWh, 80% Usage | 300-400% | None | None | Single-Family Detached | Single-Family Detached | Single-Family Detached | 2500-2999 | 2500-3999 | 2 | Fuel Oil | 40% Conditioned | Room AC | None | Fuel Oil Fuel Boiler | None | 70000-79999 | 100% CFL | Occupied | <1940 | Electricity | Yes | 67.9925 | 419.6778 | 24.618 | 0 | 1369.228 | 100.5234 | 0 | 208.9597 | 0 | 0 | 0 | 0 | 1768.977 | 58.3211 | 0 | 887.4192 | 21.9803 | 1503.4546 | 0 | 0 | 0 | 377.1825 | 434.0383 | 0 | 0 | 43447.2 | 0 | 0 | 0 | 0 | 0 | 0 | 0 | 0 | 0 | 0 | 0 | 0 | 0 | 0 | 0 | 0 | 50689.5723 | 50689.5723 | 7242.3723 | 7242.3723 | 43447.2 | 0 | 0 | 1205.0162 | 13173.1321 | 0 | 0 | 2637.8002 | 13173.1321 | 0 | 0 | 2328.9514 | 13173.1321 | 0 | 0 | 2821.3083 | 13173.1321 | 0 | 0 | 14378.1483 | 15810.9323 | 15502.0835 | 15994.4403
47146 | 242.131 | 2176 | 3 | None | Electric, 100% Usage | EnergyStar, 100% Usage | Electric, 100% Usage | 290 Rated kWh, 100% Usage | 200-300% | None | None | Single-Family Detached | Single-Family Detached | Single-Family Detached | 2000-2499 | 1500-2499 | 2 | Electricity | 100% Conditioned | Heat Pump | None | Electricity ASHP | None | 45000-49999 | 100% CFL | Occupied | 1990s | Natural Gas | Yes | 0 | 524.5972 | 30.7725 | 1247.0174 | 3882.8986 | 125.7275 | 0 | 159.4307 | 338.7902 | 2766.5909 | 0 | 0 | 0 | 52.1667 | 24.911 | 753.7788 | 21.9803 | 2851.8746 | 0 | 0 | 0 | 471.2583 | 480.0504 | 0 | 0 | 0 | 0 | 0 | 0 | 0 | 0 | 0 | 0 | 4800.2111 | 0 | 0 | 0 | 0 | 0 | 0 | 0 | 0 | 18531.4699 | 18531.4699 | 13731.5519 | 13731.5519 | 0 | 4800.2111 | 0 | 2411.0829 | 0 | 1094.3383 | 0 | 5359.4674 | 0 | 1094.3383 | 0 | 4720.4487 | 0 | 1094.3383 | 0 | 5572.5918 | 0 | 1094.3383 | 0 | 3505.4213 | 6453.8057 | 5814.787 | 6666.9301
47147 | 242.131 | 853 | 2 | Standard Efficiency, No usage | None | None | Gas, 100% Usage | 290 Rated kWh, 100% Usage | 400%+ | 323 | None | 50 or more Unit | Multifamily with 5+ units, 8+ stories | Multi-Family with 5+ Units | 750-999 | 0-1499 | 15 | Natural Gas | None | None | None | Natural Gas Fuel Boiler | None | 100000-119999 | 100% Incandescent | Vacant | 1950s | Natural Gas | No | 0 | 0 | 0 | 0 | 0 | 0 | 0 | 46.0122 | 0 | 0 | 0 | 0 | 0 | 0 | 0 | 0 | 16.412 | 0 | 0 | 0 | 0 | 0 | 434.0383 | 0 | 0 | 0 | 0 | 0 | 0 | 0 | 0 | 6583.5485 | 0 | 1512.5398 | 0 | 0 | 0 | 0 | 0 | 0 | 0 | 0 | 8592.2576 | 8592.2576 | 496.4624 | 496.4624 | 0 | 8095.7952 | 0 | 85.9222 | 0 | 1845.6996 | 0 | 192.1866 | 0 | 1845.6996 | 0 | 168.9536 | 0 | 1845.6996 | 0 | 202.4555 | 0 | 1845.6996 | 0 | 1931.6217 | 2037.8862 | 2014.6532 | 2048.1551
47157 | 242.131 | 2176 | 3 | Standard Efficiency | Gas, 80% Usage | EnergyStar, 80% Usage | Electric, 80% Usage | 290 Rated kWh, 80% Usage | 400%+ | None | None | Single-Family Detached | Single-Family Detached | Single-Family Detached | 2000-2499 | 1500-2499 | 2 | Natural Gas | None | None | None | Natural Gas Fuel Boiler | None | 200000+ | 100% Incandescent | Occupied | 1950s | Natural Gas | Yes | 67.9925 | 46.3052 | 30.1863 | 0 | 0 | 128.3651 | 319.7405 | 90.2659 | 0 | 0 | 0 | 0 | 0 | 208.6666 | 0 | 2355.9983 | 21.9803 | 1583.463 | 0 | 0 | 0 | 429.9353 | 434.0383 | 0 | 0 | 0 | 0 | 616.3285 | 0 | 0 | 0 | 34893.0416 | 0 | 3565.7957 | 0 | 0 | 0 | 0 | 0 | 0 | 0 | 0 | 44792.6893 | 44792.6893 | 5717.2304 | 5717.2304 | 0 | 39075.1658 | 0 | 976.9418 | 0 | 8908.3546 | 0 | 2176.3684 | 0 | 8908.3546 | 0 | 1910.2961 | 0 | 8908.3546 | 0 | 2334.9674 | 0 | 8908.3546 | 0 | 9885.2964 | 11084.723 | 10818.6507 | 11243.322
47164 | 242.131 | 866 | 2 | Standard Efficiency | Electric, 120% Usage | EnergyStar, 120% Usage | Electric, 120% Usage | 290 Rated kWh, 120% Usage | 100-150% | None | 15 | Single-Family Attached | Single-Family Attached | Single-Family Attached | 750-999 | 0-1499 | 1 | Natural Gas | None | None | None | Natural Gas Fuel Furnace | None | 20000-24999 | 100% CFL | Occupied | 1950s | Natural Gas | Yes | 67.9925 | 444.0027 | 25.7903 | 0 | 0 | 99.3511 | 0 | 269.6254 | 0 | 0 | 0 | 0 | 0 | 35.7547 | 0 | 393.8875 | 16.412 | 3470.2545 | 0 | 0 | 0 | 467.4484 | 480.0504 | 0 | 0 | 0 | 0 | 0 | 0 | 0 | 0 | 10811.3918 | 0 | 5476.9122 | 0 | 0 | 0 | 0 | 0 | 0 | 0 | 0 | 22059.1664 | 22059.1664 | 5770.8624 | 5770.8624 | 0 | 16288.3039 | 0 | 982.1876 | 0 | 3713.3711 | 0 | 2198.7623 | 0 | 3713.3711 | 0 | 1931.0638 | 0 | 3713.3711 | 0 | 2345.493 | 0 | 3713.3711 | 0 | 4695.5587 | 5912.1334 | 5644.435 | 6058.8642
47165 | 242.131 | 1202 | 2 | Standard Efficiency | Electric, 120% Usage | Standard, 120% Usage | Electric, 120% Usage | 318 Rated kWh, 120% Usage | 300-400% | None | 7 | Single-Family Attached | Single-Family Attached | Single-Family Attached | 1000-1499 | 0-1499 | 1 | Electricity | 100% Conditioned | Central AC | None | Electricity Electric Furnace | None | 35000-39999 | 100% CFL | Occupied | 1970s | Natural Gas | Yes | 67.9925 | 662.9268 | 24.911 | 507.013 | 3436.5514 | 77.6638 | 0 | 145.0702 | 0 | 8085.5378 | 0 | 0 | 0 | 40.1507 | 0 | 486.2049 | 16.412 | 3311.41 | 0 | 0 | 0 | 416.454 | 400.042 | 276.366 | 0 | 0 | 0 | 0 | 0 | 0 | 0 | 0 | 0 | 4284.9921 | 0 | 0 | 0 | 0 | 0 | 0 | 0 | 0 | 22239.112 | 22239.112 | 17954.1199 | 17954.1199 | 0 | 4284.9921 | 0 | 3134.0811 | 0 | 976.8778 | 0 | 7150.9118 | 0 | 976.8778 | 0 | 6249.9835 | 0 | 976.8778 | 0 | 7502.8065 | 0 | 976.8778 | 0 | 4110.9589 | 8127.7897 | 7226.8613 | 8479.6844
47251 | 242.131 | 2663 | 3 | Standard Efficiency | Electric, 100% Usage | Standard, 100% Usage | Electric, 100% Usage | None | 400%+ | None | None | Single-Family Detached | Single-Family Detached | Single-Family Detached | 2500-2999 | 2500-3999 | 2 | Natural Gas | 60% Conditioned | Central AC | None | Natural Gas Fuel Furnace | None | 120000-139999 | 100% CFL | Occupied | 2000s | Natural Gas | Yes | 67.9925 | 1474.1475 | 55.0974 | 262.8847 | 2481.4327 | 0 | 319.7405 | 345.5308 | 0 | 0 | 0 | 0 | 0 | 58.3211 | 24.911 | 887.4192 | 21.9803 | 3636.4258 | 0 | 3236.3838 | 0 | 603.1403 | 868.0765 | 0 | 0 | 0 | 0 | 0 | 0 | 0 | 0 | 14528.9983 | 0 | 7262.5942 | 0 | 0 | 0 | 0 | 0 | 0 | 0 | 0 | 36135.3699 | 36135.3699 | 14343.4843 | 14343.4843 | 0 | 21791.5925 | 0 | 2305.1437 | 0 | 4968.0571 | 0 | 5258.842 | 0 | 4968.0571 | 0 | 4636.7387 | 0 | 4968.0571 | 0 | 5504.3679 | 0 | 4968.0571 | 0 | 7273.2008 | 10226.8991 | 9604.7958 | 10472.425
47308 | 242.131 | 1690 | 3 | None | Electric, 120% Usage | Standard, 120% Usage | Electric, 120% Usage | None | 300-400% | None | None | Single-Family Detached | Single-Family Detached | Single-Family Detached | 1500-1999 | 1500-2499 | 1 | Fuel Oil | 100% Conditioned | Central AC | None | Fuel Oil Fuel Furnace | None | 80000-99999 | 100% Incandescent | Occupied | 1970s | Electricity | Yes | 0 | 1484.405 | 55.6835 | 1238.5183 | 4297.8872 | 0 | 319.7405 | 220.6825 | 0 | 0 | 0 | 0 | 6674.9867 | 184.6348 | 99.9372 | 1938.9582 | 21.9803 | 6024.3689 | 0 | 0 | 0 | 644.7564 | 868.0765 | 0 | 0 | 16869.4639 | 0 | 0 | 0 | 0 | 0 | 0 | 0 | 0 | 0 | 0 | 0 | 0 | 0 | 0 | 0 | 0 | 40943.4938 | 40943.4938 | 24074.03 | 24074.03 | 16869.4639 | 0 | 0 | 4056.3074 | 5114.796 | 0 | 0 | 8927.2095 | 5114.796 | 0 | 0 | 7879.1594 | 5114.796 | 0 | 0 | 9485.789 | 5114.796 | 0 | 0 | 9171.1034 | 14042.0055 | 12993.9554 | 14600.585
47311 | 242.131 | 1138 | 2 | Standard Efficiency | Gas, 100% Usage | EnergyStar, 100% Usage | Electric, 100% Usage | 318 Rated kWh, 100% Usage | 400%+ | 12 | None | 10 to 19 Unit | Multifamily with 5+ units, 1-3 stories | Multi-Family with 5+ Units | 1000-1499 | 0-1499 | 2 | Natural Gas | 100% Conditioned | Central AC | None | Natural Gas Fuel Furnace | None | 60000-69999 | 100% Incandescent | Occupied | 1980s | Electricity | Yes | 67.9925 | 33.117 | 21.6873 | 319.4475 | 1748.1689 | 88.5075 | 0 | 217.1657 | 0 | 0 | 0 | 0 | 1994.6417 | 156.793 | 0 | 1465.0623 | 16.412 | 1776.3038 | 0 | 0 | 0 | 389.4915 | 1356.0398 | 309.19 | 0 | 0 | 0 | 439.3135 | 0 | 0 | 0 | 9169.9007 | 0 | 0 | 0 | 0 | 0 | 0 | 0 | 0 | 0 | 0 | 19569.2346 | 19569.2346 | 9960.0203 | 9960.0203 | 0 | 9609.2142 | 0 | 1791.3946 | 0 | 2190.7169 | 0 | 3939.9056 | 0 | 2190.7169 | 0 | 3466.7511 | 0 | 2190.7169 | 0 | 4144.4358 | 0 | 2190.7169 | 0 | 3982.1115 | 6130.6225 | 5657.468 | 6335.1527
47437 | 242.131 | 617 | 1 | Standard Efficiency | None | None | Electric, 100% Usage | None | 100-150% | 10 | None | 10 to 19 Unit | Multifamily with 5+ units, 1-3 stories | Multi-Family with 5+ Units | 500-749 | 0-1499 | 2 | Electricity | 20% Conditioned | Room AC | None | Electricity Baseboard | None | 15000-19999 | 100% LED | Occupied | 1980s | Electricity | Yes | 67.9925 | 0 | 0 | 0 | 218.3379 | 0 | 319.7405 | 0 | 0 | 1802.094 | 0 | 0 | 1199.833 | 21.6873 | 0 | 248.8173 | 16.412 | 1371.2795 | 0 | 0 | 0 | 346.9961 | 480.0504 | 0 | 0 | 0 | 0 | 0 | 0 | 0 | 0 | 0 | 0 | 0 | 0 | 0 | 0 | 0 | 0 | 0 | 0 | 0 | 6093.5337 | 6093.5337 | 6093.5337 | 6093.5337 | 0 | 0 | 0 | 1062.0756 | 0 | 0 | 0 | 2429.7496 | 0 | 0 | 0 | 2121.4842 | 0 | 0 | 0 | 2568.0663 | 0 | 0 | 0 | 1062.0756 | 2429.7496 | 2121.4842 | 2568.0663
47455 | 242.131 | 1675 | 3 | Standard Efficiency | Electric, 100% Usage | EnergyStar, 100% Usage | Gas, 100% Usage | 290 Rated kWh, 100% Usage | 200-300% | None | 60 | Single-Family Attached | Single-Family Attached | Single-Family Attached | 1500-1999 | 1500-2499 | 1 | Natural Gas | 60% Conditioned | Central AC | None | Natural Gas Fuel Furnace | None | 60000-69999 | 100% Incandescent | Occupied | 1950s | Natural Gas | Yes | 67.9925 | 530.4586 | 31.0655 | 155.6207 | 2216.2034 | 127.4859 | 319.7405 | 734.7292 | 0 | 0 | 0 | 0 | 0 | 183.7556 | 0 | 1926.0631 | 21.9803 | 2121.5415 | 0 | 0 | 0 | 32.5309 | 434.0383 | 0 | 0 | 0 | 0 | 0 | 0 | 0 | 0 | 29458.0386 | 0 | 4955.5387 | 0 | 0 | 953.6533 | 0 | 0 | 0 | 0 | 0 | 44269.8505 | 44269.8505 | 8902.913 | 8902.913 | 0 | 35367.2306 | 0 | 1545.7675 | 0 | 8062.9704 | 0 | 3365.7075 | 0 | 8062.9704 | 0 | 2969.6751 | 0 | 8062.9704 | 0 | 3578.7213 | 0 | 8062.9704 | 0 | 9608.7379 | 11428.678 | 11032.6456 | 11641.6918
47534 | 242.131 | 1220 | 3 | None | Electric, 80% Usage | EnergyStar, 80% Usage | Electric, 80% Usage | None | 300-400% | None | None | Single-Family Detached | Single-Family Detached | Single-Family Detached | 1000-1499 | 0-1499 | 1 | Natural Gas | 100% Conditioned | Central AC | None | Natural Gas Fuel Furnace | None | 50000-59999 | 100% CFL | Occupied | 1950s | Natural Gas | Yes | 0 | 320.0336 | 18.7565 | 662.0475 | 3180.1142 | 0 | 0 | 405.0242 | 0 | 0 | 0 | 0 | 0 | 40.1507 | 0 | 491.1871 | 21.9803 | 1116.6008 | 0 | 0 | 0 | 324.4297 | 434.0383 | 0 | 0 | 0 | 0 | 0 | 0 | 0 | 0 | 16300.6129 | 0 | 2525.1003 | 0 | 0 | 0 | 0 | 0 | 0 | 0 | 0 | 25840.0762 | 25840.0762 | 7014.363 | 7014.363 | 0 | 18825.7133 | 0 | 1229.888 | 0 | 4291.8815 | 0 | 2656.1371 | 0 | 4291.8815 | 0 | 2358.0426 | 0 | 4291.8815 | 0 | 2746.6701 | 0 | 4291.8815 | 0 | 5521.7695 | 6948.0186 | 6649.9241 | 7038.5516
47542 | 242.131 | 853 | 2 | Standard Efficiency | None | Standard, 100% Usage | Electric, 100% Usage | 290 Rated kWh, 100% Usage | 200-300% | 9 | None | 5 to 9 Unit | Multifamily with 5+ units, 1-3 stories | Multi-Family with 5+ Units | 750-999 | 0-1499 | 2 | Electricity | 100% Conditioned | Heat Pump | None | Electricity ASHP | None | 45000-49999 | 100% Incandescent | Occupied | 1970s | Electricity | No | 67.9925 | 0 | 26.3764 | 296.0018 | 1293.9088 | 82.646 | 0 | 300.6909 | 554.4905 | 2993.1348 | 0 | 0 | 2127.989 | 142.7256 | 0 | 1220.3479 | 16.412 | 1661.713 | 0 | 0 | 0 | 389.4915 | 727.1093 | 0 | 0 | 0 | 0 | 0 | 0 | 0 | 0 | 0 | 0 | 0 | 0 | 0 | 0 | 0 | 0 | 0 | 0 | 0 | 11900.7369 | 11900.7369 | 11900.7369 | 11900.7369 | 0 | 0 | 0 | 2086.1784 | 0 | 0 | 0 | 4731.6797 | 0 | 0 | 0 | 4137.4101 | 0 | 0 | 0 | 4977.4677 | 0 | 0 | 0 | 2086.1784 | 4731.6797 | 4137.4101 | 4977.4677
47597 | 242.131 | 2631 | 3 | Standard Efficiency | Electric, 120% Usage | Standard, 120% Usage | Electric, 120% Usage | 318 Rated kWh, 120% Usage | 400%+ | None | 7 | Single-Family Attached | Single-Family Attached | Single-Family Attached | 2500-2999 | 2500-3999 | 2 | Natural Gas | 100% Conditioned | Central AC | None | Natural Gas Fuel Furnace | None | 200000+ | 100% CFL | Occupied | 1940s | Natural Gas | Yes | 67.9925 | 1396.7767 | 52.1667 | 647.394 | 2937.7444 | 192.5477 | 319.7405 | 854.3022 | 0 | 0 | 0 | 0 | 0 | 58.0281 | 0 | 878.6271 | 21.9803 | 4799.0388 | 0 | 0 | 0 | 620.4315 | 880.0924 | 0 | 0 | 0 | 0 | 0 | 0 | 0 | 0 | 34266.1626 | 0 | 10172.7899 | 0 | 0 | 0 | 0 | 0 | 0 | 0 | 0 | 58165.5222 | 58165.5222 | 13726.8628 | 13726.8628 | 0 | 44438.6594 | 0 | 2332.3847 | 0 | 10131.1298 | 0 | 5059.8419 | 0 | 10131.1298 | 0 | 4473.7974 | 0 | 10131.1298 | 0 | 5385.3194 | 0 | 10131.1298 | 0 | 12463.5145 | 15190.9718 | 14604.9272 | 15516.4492
47657 | 242.131 | 1675 | 3 | Standard Efficiency | None | Standard, 80% Usage | Propane, 80% Usage | None | 400%+ | None | 36 | Single-Family Attached | Single-Family Attached | Single-Family Attached | 1500-1999 | 1500-2499 | 2 | Fuel Oil | 60% Conditioned | Room AC | None | Fuel Oil Fuel Boiler | None | 80000-99999 | 100% CFL | Occupied | <1940 | Natural Gas | Yes | 67.9925 | 0 | 21.1011 | 0 | 1200.7122 | 0 | 319.7405 | 180.5318 | 0 | 0 | 0 | 0 | 0 | 46.0122 | 0 | 616.0354 | 21.9803 | 929.6214 | 0 | 0 | 0 | 21.3942 | 434.0383 | 0 | 0 | 22681.9424 | 0 | 0 | 0 | 0 | 0 | 0 | 0 | 2615.6593 | 0 | 0 | 0 | 0 | 0 | 0 | 0 | 624.8275 | 29781.8821 | 29781.8821 | 3859.4529 | 3859.4529 | 22681.9424 | 2615.6593 | 624.8275 | 661.3989 | 6877.1738 | 596.3061 | 171.9433 | 1425.0194 | 6877.1738 | 596.3061 | 171.9433 | 1263.2325 | 6877.1738 | 596.3061 | 171.9433 | 1504.7451 | 6877.1738 | 596.3061 | 171.9433 | 8306.8221 | 9070.4426 | 8908.6558 | 9150.1683
47691 | 242.131 | 2663 | 3 | Standard Efficiency | Electric, 120% Usage | EnergyStar, 120% Usage | Electric, 120% Usage | None | 400%+ | None | None | Single-Family Detached | Single-Family Detached | Single-Family Detached | 2500-2999 | 2500-3999 | 2 | Propane | 100% Conditioned | Central AC | None | Propane Fuel Furnace | None | 120000-139999 | 100% LED | Occupied | 1990s | Electricity | Yes | 67.9925 | 629.5167 | 36.6339 | 905.2965 | 3635.5466 | 0 | 0 | 106.0917 | 0 | 0 | 0 | 0 | 5507.3915 | 38.9785 | 0 | 677.8734 | 21.9803 | 6013.8184 | 0 | 2598.075 | 0 | 565.6272 | 834.0803 | 0 | 0 | 0 | 0 | 0 | 0 | 0 | 0 | 0 | 0 | 0 | 0 | 0 | 0 | 0 | 0 | 9065.8605 | 0 | 0 | 30704.4699 | 30704.4699 | 21638.6094 | 21638.6094 | 0 | 0 | 9065.8605 | 3510.8435 | 0 | 0 | 2494.7716 | 7818.7028 | 0 | 0 | 2494.7716 | 6899.0343 | 0 | 0 | 2494.7716 | 8347.1229 | 0 | 0 | 2494.7716 | 6005.6151 | 10313.4744 | 9393.8059 | 10841.8946
47842 | 242.131 | 1623 | 2 | Standard Efficiency | Electric, 100% Usage | Standard, 100% Usage | Electric, 100% Usage | None | 400%+ | 4 | None | 3 or 4 Unit | Multifamily with 2-4 Units | Multi-Family with 2 - 4 Units | 1500-1999 | 1500-2499 | 2 | Electricity | 100% Conditioned | Central AC | Heating and Cooling | Electricity Shared Heating | Fan Coil Heating and Cooling, Electricity | 50000-59999 | 100% CFL | Occupied | 1950s | Natural Gas | Yes | 67.9925 | 552.439 | 20.808 | 11.7228 | 1063.5549 | 0 | 0 | 299.5186 | 0 | 16612.4405 | 0 | 0 | 0 | 45.426 | 0 | 601.968 | 16.412 | 1374.5033 | 0 | 0 | 0 | 346.9961 | 2082.8561 | 0 | 0 | 0 | 0 | 0 | 0 | 0 | 0 | 0 | 0 | 2924.8493 | 0 | 0 | 0 | 0 | 0 | 0 | 0 | 0 | 26021.4872 | 26021.4872 | 23096.638 | 23096.638 | 0 | 2924.8493 | 0 | 4113.1271 | 0 | 666.8361 | 0 | 9571.0984 | 0 | 666.8361 | 0 | 8312.5927 | 0 | 666.8361 | 0 | 10115.6106 | 0 | 666.8361 | 0 | 4779.9632 | 10237.9345 | 8979.4289 | 10782.4467
47875 | 242.131 | 1220 | 3 | None | Electric, 120% Usage | Standard, 120% Usage | Electric, 120% Usage | None | 300-400% | None | None | Single-Family Detached | Single-Family Detached | Single-Family Detached | 1000-1499 | 0-1499 | 1 | Other Fuel | 60% Conditioned | Room AC | None | None | None | 35000-39999 | 100% LED | Occupied | 1960s | Electricity | Yes | 0 | 630.6889 | 23.7388 | 0 | 2613.9009 | 0 | 319.7405 | 0 | 0 | 0 | 0 | 0 | 2145.5733 | 26.9625 | 0 | 375.131 | 21.9803 | 3836.8864 | 0 | 0 | 0 | 407.3688 | 434.0383 | 0 | 0 | 0 | 0 | 0 | 0 | 0 | 0 | 0 | 0 | 0 | 0 | 0 | 0 | 0 | 0 | 0 | 0 | 0 | 10836.0097 | 10836.0097 | 10836.0097 | 10836.0097 | 0 | 0 | 0 | 1780.39 | 0 | 0 | 0 | 3968.6325 | 0 | 0 | 0 | 3508.967 | 0 | 0 | 0 | 4169.1616 | 0 | 0 | 0 | 1780.39 | 3968.6325 | 3508.967 | 4169.1616
47954 | 242.131 | 1138 | 2 | Standard Efficiency | None | None | Gas, 120% Usage | None | 200-300% | 12 | None | 10 to 19 Unit | Multifamily with 5+ units, 1-3 stories | Multi-Family with 5+ Units | 1000-1499 | 0-1499 | 2 | Natural Gas | 100% Conditioned | Central AC | None | Natural Gas Fuel Furnace | None | 40000-44999 | 100% Incandescent | Occupied | 1960s | Natural Gas | No | 67.9925 | 0 | 0 | 669.0813 | 3441.5336 | 0 | 0 | 195.4784 | 0 | 0 | 0 | 0 | 0 | 156.793 | 0 | 1465.0623 | 16.412 | 3552.9006 | 0 | 0 | 0 | 31.9447 | 480.0504 | 0 | 0 | 0 | 0 | 0 | 0 | 0 | 0 | 13479.8039 | 0 | 5407.1612 | 0 | 0 | 937.2413 | 0 | 0 | 0 | 0 | 0 | 29901.4551 | 29901.4551 | 10077.2487 | 10077.2487 | 0 | 19824.2064 | 0 | 1747.8479 | 0 | 4519.539 | 0 | 3773.1977 | 0 | 4519.539 | 0 | 3341.4866 | 0 | 4519.539 | 0 | 3978.7113 | 0 | 4519.539 | 0 | 6267.3869 | 8292.7367 | 7861.0257 | 8498.2504
48015 | 242.131 | 853 | 2 | None | Electric, 100% Usage | EnergyStar, 100% Usage | Electric, 100% Usage | None | 400%+ | 2 | None | 2 Unit | Multifamily with 2-4 Units | Multi-Family with 2 - 4 Units | 750-999 | 0-1499 | 2 | Natural Gas | 100% Conditioned | Central AC | None | Natural Gas Fuel Wall/Floor Furnace | None | 50000-59999 | 100% Incandescent | Occupied | <1940 | Natural Gas | Yes | 0 | 289.8473 | 16.9981 | 430.5214 | 1698.3469 | 0 | 0 | 0 | 0 | 0 | 0 | 0 | 0 | 142.7256 | 0 | 1220.3479 | 16.412 | 1134.4781 | 0 | 0 | 0 | 346.9961 | 434.0383 | 258.1956 | 0 | 0 | 0 | 0 | 0 | 0 | 0 | 14883.0281 | 0 | 2700.943 | 0 | 0 | 0 | 0 | 0 | 0 | 0 | 0 | 23572.5854 | 23572.5854 | 5988.6142 | 5988.6142 | 0 | 17583.9711 | 0 | 1030.4761 | 0 | 4008.7523 | 0 | 2236.3102 | 0 | 4008.7523 | 0 | 1981.8798 | 0 | 4008.7523 | 0 | 2356.4532 | 0 | 4008.7523 | 0 | 5039.2284 | 6245.0625 | 5990.6321 | 6365.2055
48040 | 242.131 | 1138 | 2 | Standard Efficiency | None | None | Electric, 120% Usage | None | 400%+ | 2 | None | 2 Unit | Multifamily with 2-4 Units | Multi-Family with 2 - 4 Units | 1000-1499 | 0-1499 | 1 | Natural Gas | None | None | Heating Only | Natural Gas Shared Heating | Boiler Baseboards Heating Only, Natural Gas | 80000-99999 | 100% LED | Occupied | <1940 | Natural Gas | Yes | 67.9925 | 0 | 0 | 0 | 0 | 0 | 0 | 190.7893 | 0 | 0 | 0 | 0 | 0 | 26.0833 | 0 | 357.8398 | 16.412 | 2748.4205 | 0 | 0 | 0 | 467.4484 | 868.0765 | 0 | 0 | 0 | 0 | 0 | 0 | 0 | 0 | 29666.1191 | 0 | 5182.9619 | 0 | 0 | 0 | 0 | 0 | 0 | 0 | 0 | 39592.1431 | 39592.1431 | 4743.3553 | 4743.3553 | 0 | 34848.7879 | 0 | 792.6332 | 0 | 7944.8219 | 0 | 1787.7599 | 0 | 7944.8219 | 0 | 1569.9712 | 0 | 7944.8219 | 0 | 1903.2577 | 0 | 7944.8219 | 0 | 8737.455 | 9732.5818 | 9514.793 | 9848.0796
48071 | 242.131 | 2176 | 3 | Standard Efficiency | Electric, 80% Usage | EnergyStar, 80% Usage | Electric, 80% Usage | 290 Rated kWh, 80% Usage | 400%+ | None | None | Single-Family Detached | Single-Family Detached | Single-Family Detached | 2000-2499 | 1500-2499 | 1 | Fuel Oil | 100% Conditioned | Central AC | None | Fuel Oil Fuel Furnace | None | 70000-79999 | 100% CFL | Occupied | 1950s | Electricity | Yes | 67.9925 | 320.0336 | 18.7565 | 405.0242 | 3723.761 | 72.9747 | 0 | 790.7057 | 0 | 0 | 0 | 0 | 1181.3695 | 52.1667 | 0 | 753.7788 | 21.9803 | 1268.7047 | 0 | 0 | 0 | 324.4297 | 434.0383 | 0 | 0 | 31709.1175 | 0 | 0 | 0 | 0 | 0 | 0 | 0 | 0 | 0 | 0 | 0 | 0 | 0 | 0 | 0 | 0 | 41144.5406 | 41144.5406 | 9435.4231 | 9435.4231 | 31709.1175 | 0 | 0 | 1614.7857 | 9614.1801 | 0 | 0 | 3478.076 | 9614.1801 | 0 | 0 | 3086.4198 | 9614.1801 | 0 | 0 | 3647.6324 | 9614.1801 | 0 | 0 | 11228.9658 | 13092.2561 | 12700.6 | 13261.8126
48234 | 242.131 | 1690 | 3 | Standard Efficiency | Electric, 100% Usage | EnergyStar, 100% Usage | Gas, 100% Usage | None | 400%+ | None | None | Single-Family Detached | Single-Family Detached | Single-Family Detached | 1500-1999 | 1500-2499 | 1 | Natural Gas | 100% Conditioned | Central AC | None | Natural Gas Fuel Furnace | None | 100000-119999 | 100% Incandescent | Occupied | 1950s | Natural Gas | Yes | 67.9925 | 400.042 | 23.4457 | 883.3162 | 4134.3536 | 0 | 319.7405 | 243.8351 | 0 | 0 | 897.3836 | 886.54 | 0 | 184.6348 | 0 | 1938.9582 | 21.9803 | 2382.6678 | 0 | 0 | 0 | 27.8418 | 480.0504 | 0 | 0 | 0 | 0 | 0 | 0 | 0 | 0 | 21898.8565 | 0 | 3755.1196 | 0 | 0 | 813.5653 | 0 | 0 | 0 | 0 | 0 | 39360.0308 | 39360.0308 | 12892.7825 | 12892.7825 | 0 | 26467.2483 | 0 | 2214.6774 | 0 | 6033.986 | 0 | 4723.2329 | 0 | 6033.986 | 0 | 4195.074 | 0 | 6033.986 | 0 | 4985.5966 | 0 | 6033.986 | 0 | 8248.6634 | 10757.2188 | 10229.06 | 11019.5826
48242 | 242.131 | 2631 | 3 | Standard Efficiency | Electric, 80% Usage | EnergyStar, 80% Usage | Electric, 80% Usage | None | 400%+ | None | 8 | Single-Family Attached | Single-Family Attached | Single-Family Attached | 2500-2999 | 2500-3999 | 2 | Electricity | 100% Conditioned | Heat Pump | None | Electricity ASHP | None | 120000-139999 | 100% CFL | Occupied | 1980s | Electricity | Yes | 67.9925 | 296.0018 | 17.2912 | 427.5907 | 1863.3459 | 0 | 0 | 724.4717 | 2172.2428 | 7665.86 | 0 | 0 | 1115.1354 | 58.0281 | 0 | 878.6271 | 21.9803 | 1003.1823 | 0 | 0 | 0 | 311.5345 | 434.0383 | 387.1469 | 0 | 0 | 0 | 0 | 0 | 0 | 0 | 0 | 0 | 0 | 0 | 0 | 0 | 0 | 0 | 0 | 0 | 0 | 17444.1762 | 17444.1762 | 17444.1762 | 17444.1762 | 0 | 0 | 0 | 3127.0272 | 0 | 0 | 0 | 7206.109 | 0 | 0 | 0 | 6269.9583 | 0 | 0 | 0 | 7534.7344 | 0 | 0 | 0 | 3127.0272 | 7206.109 | 6269.9583 | 7534.7344
48280 | 242.131 | 1202 | 2 | Standard Efficiency, No usage | Electric, 120% Usage | EnergyStar, 120% Usage | None | 290 Rated kWh, 120% Usage | 300-400% | None | 15 | Single-Family Attached | Single-Family Attached | Single-Family Attached | 1000-1499 | 0-1499 | 2 | None | 40% Conditioned | Room AC | None | None | None | 60000-69999 | 100% LED | Vacant | <1940 | Natural Gas | Yes | 0 | 0 | 0 | 0 | 1024.2834 | 0 | 0 | 0 | 0 | 0 | 0 | 0 | 0 | 0 | 0 | 0 | 16.412 | 0 | 0 | 0 | 0 | 0 | 400.042 | 0 | 0 | 0 | 0 | 0 | 0 | 0 | 0 | 0 | 0 | 1539.7954 | 0 | 0 | 0 | 0 | 0 | 0 | 0 | 0 | 2980.5328 | 2980.5328 | 1440.7374 | 1440.7374 | 0 | 1539.7954 | 0 | 268.5194 | 0 | 351.0592 | 0 | 563.1903 | 0 | 351.0592 | 0 | 503.8563 | 0 | 351.0592 | 0 | 564.4676 | 0 | 351.0592 | 0 | 619.5786 | 914.2494 | 854.9155 | 915.5268
48288 | 242.131 | 2176 | 3 | Standard Efficiency | Electric, 100% Usage | EnergyStar, 100% Usage | Electric, 100% Usage | 290 Rated kWh, 100% Usage | 400%+ | None | None | Single-Family Detached | Single-Family Detached | Single-Family Detached | 2000-2499 | 1500-2499 | 2 | Electricity | 100% Conditioned | Heat Pump | None | Electricity ASHP | None | 80000-99999 | 100% Incandescent | Occupied | 2000s | Electricity | Yes | 67.9925 | 400.042 | 23.4457 | 922.2947 | 3755.7058 | 91.1451 | 319.7405 | 484.1534 | 1511.6606 | 4741.0107 | 0 | 0 | 2108.0602 | 208.6666 | 99.9372 | 2355.9983 | 21.9803 | 2537.1163 | 0 | 0 | 0 | 405.6104 | 1790.0781 | 0 | 0 | 0 | 0 | 0 | 0 | 0 | 0 | 0 | 0 | 0 | 0 | 0 | 0 | 0 | 0 | 0 | 0 | 0 | 21844.9314 | 21844.9314 | 21844.9314 | 21844.9314 | 0 | 0 | 0 | 3755.308 | 0 | 0 | 0 | 8477.6487 | 0 | 0 | 0 | 7427.0598 | 0 | 0 | 0 | 8903.2544 | 0 | 0 | 0 | 3755.308 | 8477.6487 | 7427.0598 | 8903.2544
48326 | 242.131 | 2152 | 2 | Standard Efficiency | Electric, 100% Usage | Standard, 100% Usage | Electric, 100% Usage | 290 Rated kWh, 100% Usage | 400%+ | None | 8 | Single-Family Attached | Single-Family Attached | Single-Family Attached | 2000-2499 | 1500-2499 | 2 | Electricity | 100% Conditioned | Heat Pump | None | Electricity ASHP | None | 70000-79999 | 100% Incandescent | Occupied | 1970s | Electricity | Yes | 67.9925 | 552.439 | 20.808 | 1303.8732 | 4617.6278 | 60.3726 | 0 | 1389.743 | 8400.2961 | 13290.773 | 0 | 0 | 1455.0979 | 207.4943 | 0 | 2335.4834 | 16.412 | 1801.5079 | 0 | 0 | 0 | 346.9961 | 480.0504 | 0 | 0 | 0 | 0 | 0 | 0 | 0 | 0 | 0 | 0 | 0 | 0 | 0 | 0 | 0 | 0 | 0 | 0 | 0 | 36346.9672 | 36346.9672 | 36346.9672 | 36346.9672 | 0 | 0 | 0 | 6528.3726 | 0 | 0 | 0 | 14956.2146 | 0 | 0 | 0 | 13034.8894 | 0 | 0 | 0 | 15742.1151 | 0 | 0 | 0 | 6528.3726 | 14956.2146 | 13034.8894 | 15742.1151
48412 | 242.131 | 617 | 2 | Standard Efficiency | None | None | Electric, 80% Usage | None | 200-300% | 5 | None | 5 to 9 Unit | Multifamily with 5+ units, 1-3 stories | Multi-Family with 5+ Units | 500-749 | 0-1499 | 1 | Electricity | 100% Conditioned | Central AC | None | Electricity Electric Furnace | None | 50000-59999 | 100% Incandescent | Occupied | 2010s | Electricity | Yes | 67.9925 | 0 | 0 | 303.3286 | 1403.8104 | 0 | 0 | 4.6891 | 0 | 818.5475 | 0 | 0 | 1353.9883 | 130.7097 | 0 | 1017.8358 | 16.412 | 880.9716 | 0 | 0 | 0 | 345.5308 | 434.0383 | 0 | 0 | 0 | 0 | 0 | 0 | 700.1468 | 0 | 0 | 0 | 0 | 0 | 0 | 0 | 0 | 0 | 0 | 0 | 0 | 7478.2945 | 7478.2945 | 6778.1477 | 6778.1477 | 0 | 700.1468 | 0 | 1164.505 | 0 | 159.5869 | 0 | 2602.2594 | 0 | 159.5869 | 0 | 2287.6713 | 0 | 159.5869 | 0 | 2765.0946 | 0 | 159.5869 | 0 | 1324.0919 | 2761.8464 | 2447.2583 | 2924.6815
48481 | 242.131 | 2176 | 3 | Standard Efficiency | Electric, 100% Usage | Standard, 100% Usage | Electric, 100% Usage | None | 400%+ | None | None | Single-Family Detached | Single-Family Detached | Single-Family Detached | 2000-2499 | 1500-2499 | 1 | Natural Gas | 80% Conditioned | Central AC | None | Natural Gas Fuel Furnace | None | 200000+ | 100% CFL | Occupied | 1950s | Natural Gas | Yes | 67.9925 | 1237.053 | 46.3052 | 806.2385 | 3577.2255 | 0 | 0 | 228.3024 | 0 | 0 | 0 | 0 | 0 | 52.1667 | 24.911 | 753.7788 | 21.9803 | 3166.6329 | 0 | 0 | 0 | 537.1993 | 727.1093 | 0 | 0 | 0 | 0 | 0 | 0 | 0 | 0 | 13552.7786 | 0 | 5869.0412 | 0 | 0 | 0 | 0 | 0 | 0 | 0 | 0 | 30669.3013 | 30669.3013 | 11247.1885 | 11247.1885 | 0 | 19422.1129 | 0 | 1881.4399 | 0 | 4427.8136 | 0 | 4087.1358 | 0 | 4427.8136 | 0 | 3625.6917 | 0 | 4427.8136 | 0 | 4300.8082 | 0 | 4427.8136 | 0 | 6309.2535 | 8514.9494 | 8053.5053 | 8728.6218
48502 | 242.131 | 2176 | 3 | Standard Efficiency | Gas, 100% Usage | EnergyStar, 100% Usage | Gas, 100% Usage | 318 Rated kWh, 100% Usage | 400%+ | None | None | Single-Family Detached | Single-Family Detached | Single-Family Detached | 2000-2499 | 1500-2499 | 1 | Natural Gas | 100% Conditioned | Central AC | None | Natural Gas Fuel Furnace | None | 80000-99999 | 100% LED | Occupied | 2010s | Natural Gas | Yes | 67.9925 | 46.8914 | 30.7725 | 669.9605 | 2331.0873 | 134.8127 | 319.7405 | 341.4278 | 0 | 0 | 0 | 0 | 0 | 34.8755 | 16.7051 | 575.5916 | 21.9803 | 2851.8746 | 0 | 0 | 0 | 32.2378 | 400.042 | 0 | 0 | 0 | 0 | 622.776 | 0 | 0 | 0 | 27031.7032 | 0 | 4185.641 | 0 | 0 | 947.2057 | 0 | 0 | 0 | 0 | 0 | 40663.0248 | 40663.0248 | 7875.6989 | 7875.6989 | 0 | 32787.326 | 0 | 1376.8343 | 0 | 7474.8621 | 0 | 2973.7035 | 0 | 7474.8621 | 0 | 2633.9279 | 0 | 7474.8621 | 0 | 3117.8152 | 0 | 7474.8621 | 0 | 8851.6963 | 10448.5656 | 10108.7899 | 10592.6773
48578 | 242.131 | 1202 | 2 | Standard Efficiency | Electric, 120% Usage | Standard, 120% Usage | Electric, 120% Usage | 318 Rated kWh, 120% Usage | 400%+ | None | 5 | Single-Family Attached | Single-Family Attached | Single-Family Attached | 1000-1499 | 0-1499 | 1 | Natural Gas | 100% Conditioned | Central AC | None | Natural Gas Fuel Furnace | None | 140000-159999 | 100% Incandescent | Occupied | 1950s | Natural Gas | Yes | 67.9925 | 662.9268 | 24.911 | 281.9344 | 2132.6782 | 77.6638 | 0 | 531.3378 | 0 | 0 | 0 | 0 | 0 | 160.0168 | 0 | 1519.8666 | 16.412 | 3311.41 | 0 | 0 | 0 | 416.454 | 914.0887 | 0 | 0 | 0 | 0 | 0 | 0 | 0 | 0 | 24569.6132 | 0 | 4136.112 | 0 | 0 | 0 | 0 | 0 | 0 | 0 | 0 | 38823.1246 | 38823.1246 | 10117.3995 | 10117.3995 | 0 | 28705.7252 | 0 | 1676.7954 | 0 | 6544.281 | 0 | 3700.5222 | 0 | 6544.281 | 0 | 3267.752 | 0 | 6544.281 | 0 | 3938.6178 | 0 | 6544.281 | 0 | 8221.0764 | 10244.8032 | 9812.033 | 10482.8989
48632 | 242.131 | 2176 | 5 | None | Electric, 100% Usage | Standard, 100% Usage | Electric, 100% Usage | None | 200-300% | None | None | Single-Family Detached | Single-Family Detached | Single-Family Detached | 2000-2499 | 1500-2499 | 2 | Electricity | 20% Conditioned | Room AC | None | Electricity Baseboard | None | 50000-59999 | 100% Incandescent | Occupied | 1950s | Natural Gas | Yes | 0 | 999.9585 | 37.5131 | 0 | 1193.9715 | 0 | 0 | 0 | 0 | 18304.3398 | 0 | 0 | 0 | 208.6666 | 0 | 2355.9983 | 27.2556 | 2851.8746 | 0 | 0 | 0 | 471.2583 | 434.0383 | 0 | 0 | 0 | 0 | 0 | 0 | 0 | 0 | 0 | 0 | 5166.843 | 0 | 0 | 0 | 0 | 0 | 0 | 0 | 0 | 32052.0106 | 32052.0106 | 26885.1677 | 26885.1677 | 0 | 5166.843 | 0 | 4959.9768 | 0 | 1177.9318 | 0 | 11127.0304 | 0 | 1177.9318 | 0 | 9970.8026 | 0 | 1177.9318 | 0 | 12181.9148 | 0 | 1177.9318 | 0 | 6137.9085 | 12304.9622 | 11148.7344 | 13359.8466
48669 | 242.131 | 3301 | 3 | Standard Efficiency | Electric, 100% Usage | EnergyStar, 100% Usage | Electric, 100% Usage | None | 300-400% | None | None | Single-Family Detached | Single-Family Detached | Single-Family Detached | 3000-3999 | 2500-3999 | 1 | Electricity | 40% Conditioned | Room AC | None | Electricity Electric Furnace | None | 70000-79999 | 100% LED | Occupied | 1970s | Electricity | Yes | 81.7668 | 524.5972 | 30.7725 | 0 | 2443.3335 | 0 | 0 | 961.8593 | 0 | 41296.6445 | 0 | 0 | 2592.7998 | 44.2537 | 16.7051 | 811.5138 | 21.9803 | 3209.7144 | 0 | 0 | 0 | 471.2583 | 400.042 | 0 | 0 | 0 | 0 | 0 | 0 | 0 | 0 | 0 | 0 | 0 | 0 | 0 | 0 | 0 | 0 | 0 | 0 | 0 | 52907.2411 | 52907.2411 | 52907.2411 | 52907.2411 | 0 | 0 | 0 | 9420.1333 | 0 | 0 | 0 | 22177.7421 | 0 | 0 | 0 | 19204.2559 | 0 | 0 | 0 | 23392.7528 | 0 | 0 | 0 | 9420.1333 | 22177.7421 | 19204.2559 | 23392.7528
48679 | 242.131 | 1220 | 3 | Standard Efficiency | Electric, 100% Usage | EnergyStar, 100% Usage | Gas, 100% Usage | None | 300-400% | None | None | Single-Family Detached | Single-Family Detached | Single-Family Detached | 1000-1499 | 0-1499 | 1 | Natural Gas | 40% Conditioned | Room AC | None | Natural Gas Fuel Furnace | None | 50000-59999 | 100% CFL | Occupied | 1940s | Natural Gas | Yes | 67.9925 | 400.042 | 23.4457 | 0 | 1288.0474 | 0 | 0 | 337.0317 | 0 | 0 | 0 | 0 | 0 | 40.1507 | 24.911 | 491.1871 | 21.9803 | 2233.2016 | 0 | 0 | 0 | 27.8418 | 1160.8545 | 0 | 0 | 0 | 0 | 0 | 0 | 0 | 0 | 13563.9153 | 0 | 3624.4099 | 0 | 0 | 813.5653 | 0 | 0 | 0 | 0 | 0 | 24118.8698 | 24118.8698 | 6116.9794 | 6116.9794 | 0 | 18001.8905 | 0 | 1053.71 | 0 | 4104.0394 | 0 | 2314.5322 | 0 | 4104.0394 | 0 | 2043.85 | 0 | 4104.0394 | 0 | 2437.4412 | 0 | 4104.0394 | 0 | 5157.7494 | 6418.5715 | 6147.8894 | 6541.4805
48689 | 242.131 | 1202 | 3 | None | Electric, 100% Usage | Standard, 100% Usage | Electric, 100% Usage | None | 400%+ | None | 8 | Single-Family Attached | Single-Family Attached | Single-Family Attached | 1000-1499 | 0-1499 | 2 | Electricity | 40% Conditioned | Room AC | None | Electricity Electric Furnace | None | 120000-139999 | 100% Incandescent | Occupied | 1970s | Electricity | Yes | 0 | 552.439 | 20.808 | 0 | 1116.0146 | 0 | 319.7405 | 175.2565 | 0 | 7498.8095 | 0 | 0 | 1445.7196 | 160.0168 | 0 | 1519.8666 | 21.9803 | 1655.5585 | 0 | 0 | 0 | 346.9961 | 434.0383 | 0 | 0 | 0 | 0 | 0 | 0 | 0 | 0 | 0 | 0 | 0 | 0 | 0 | 0 | 0 | 0 | 0 | 0 | 0 | 15267.2443 | 15267.2443 | 15267.2443 | 15267.2443 | 0 | 0 | 0 | 2660.4181 | 0 | 0 | 0 | 6186.2805 | 0 | 0 | 0 | 5385.9553 | 0 | 0 | 0 | 6593.4709 | 0 | 0 | 0 | 2660.4181 | 6186.2805 | 5385.9553 | 6593.4709
48930 | 242.131 | 853 | 1 | Standard Efficiency | Electric, 100% Usage | EnergyStar, 100% Usage | Electric, 100% Usage | 318 Rated kWh, 100% Usage | 300-400% | 8 | None | 5 to 9 Unit | Multifamily with 5+ units, 1-3 stories | Multi-Family with 5+ Units | 750-999 | 0-1499 | 2 | Electricity | 100% Conditioned | Heat Pump | None | Electricity ASHP | None | 35000-39999 | 100% CFL | Occupied | 1970s | Electricity | No | 67.9925 | 289.8473 | 16.9981 | 443.1235 | 1826.4189 | 64.7687 | 0 | 275.4868 | 397.1113 | 3117.397 | 0 | 0 | 1307.097 | 35.7547 | 0 | 390.3707 | 16.412 | 1466.5276 | 0 | 0 | 0 | 346.9961 | 434.0383 | 258.1956 | 0 | 0 | 0 | 0 | 0 | 0 | 0 | 0 | 0 | 0 | 0 | 0 | 0 | 0 | 0 | 0 | 0 | 0 | 10754.2429 | 10754.2429 | 10754.2429 | 10754.2429 | 0 | 0 | 0 | 1862.9914 | 0 | 0 | 0 | 4262.3331 | 0 | 0 | 0 | 3732.9659 | 0 | 0 | 0 | 4429.3318 | 0 | 0 | 0 | 1862.9914 | 4262.3331 | 3732.9659 | 4429.3318
48950 | 242.131 | 617 | 3 | Standard Efficiency, No usage | None | None | Electric, 100% Usage | None | 0-100% | 67 | None | 50 or more Unit | Multifamily with 5+ units, 4-7 stories | Multi-Family with 5+ Units | 500-749 | 0-1499 | 5 | Electricity | 100% Conditioned | Heat Pump | None | Electricity ASHP | None | 20000-24999 | 100% LED | Vacant | 1970s | Natural Gas | Yes | 0 | 0 | 0 | 161.1891 | 703.6636 | 0 | 0 | 36.0477 | 11.1367 | 456.6047 | 0 | 0 | 0 | 0 | 0 | 0 | 21.9803 | 0 | 0 | 0 | 0 | 0 | 434.0383 | 0 | 0 | 0 | 0 | 0 | 0 | 0 | 0 | 0 | 0 | 1620.0969 | 0 | 0 | 0 | 0 | 0 | 0 | 0 | 0 | 3444.4643 | 3444.4643 | 1824.3674 | 1824.3674 | 0 | 1620.0969 | 0 | 315.4622 | 0 | 369.3621 | 0 | 699.8953 | 0 | 369.3621 | 0 | 618.0931 | 0 | 369.3621 | 0 | 721.958 | 0 | 369.3621 | 0 | 684.8242 | 1069.2574 | 987.4552 | 1091.3201
48996 | 242.131 | 1690 | 1 | Standard Efficiency, No usage | None | None | Electric, 100% Usage | 290 Rated kWh, 100% Usage | 150-200% | None | None | Single-Family Detached | Single-Family Detached | Single-Family Detached | 1500-1999 | 1500-2499 | 1 | Electricity | 100% Conditioned | Central AC | None | Electricity Electric Furnace | None | 25000-29999 | 100% Incandescent | Vacant | 1970s | Electricity | Yes | 0 | 0 | 0 | 582.0391 | 2399.0798 | 0 | 0 | 117.2284 | 0 | 6529.9165 | 0 | 0 | 349.0476 | 0 | 0 | 0 | 16.412 | 0 | 0 | 0 | 0 | 0 | 434.0383 | 0 | 0 | 0 | 0 | 0 | 0 | 0 | 0 | 0 | 0 | 0 | 0 | 0 | 0 | 0 | 0 | 0 | 0 | 0 | 10428.3479 | 10428.3479 | 10428.3479 | 10428.3479 | 0 | 0 | 0 | 2039.1758 | 0 | 0 | 0 | 4499.6418 | 0 | 0 | 0 | 4047.2859 | 0 | 0 | 0 | 4842.1507 | 0 | 0 | 0 | 2039.1758 | 4499.6418 | 4047.2859 | 4842.1507
49002 | 242.131 | 1220 | 3 | None | Electric, 120% Usage | EnergyStar, 120% Usage | Electric, 120% Usage | 290 Rated kWh, 120% Usage | 300-400% | None | None | Single-Family Detached | Single-Family Detached | Single-Family Detached | 1000-1499 | 0-1499 | 1 | Natural Gas | 100% Conditioned | Central AC | None | Natural Gas Fuel Furnace | None | 60000-69999 | 100% CFL | Occupied | 1950s | Natural Gas | Yes | 0 | 629.5167 | 36.6339 | 827.3396 | 2845.427 | 150.9316 | 0 | 276.0729 | 0 | 0 | 0 | 0 | 0 | 40.1507 | 0 | 491.1871 | 21.9803 | 5095.9198 | 0 | 0 | 0 | 565.6272 | 960.1008 | 0 | 0 | 0 | 0 | 0 | 0 | 0 | 0 | 18673.6094 | 0 | 8232.6594 | 0 | 0 | 0 | 0 | 0 | 0 | 0 | 0 | 38847.4495 | 38847.4495 | 11941.1807 | 11941.1807 | 0 | 26906.5619 | 0 | 1980.1516 | 0 | 6134.1242 | 0 | 4308.2385 | 0 | 6134.1242 | 0 | 3815.854 | 0 | 6134.1242 | 0 | 4577.2696 | 0 | 6134.1242 | 0 | 8114.2758 | 10442.3627 | 9949.9782 | 10711.3938
49007 | 242.131 | 1690 | 4 | None | Electric, 80% Usage | EnergyStar, 80% Usage | Gas, 80% Usage | None | 100-150% | None | None | Single-Family Detached | Single-Family Detached | Single-Family Detached | 1500-1999 | 1500-2499 | 1 | Natural Gas | 20% Conditioned | Room AC | None | Natural Gas Fuel Wall/Floor Furnace | None | 10000-14999 | 100% CFL | Occupied | 1960s | Natural Gas | Yes | 0 | 220.6825 | 12.8951 | 0 | 1122.4622 | 0 | 319.7405 | 0 | 0 | 0 | 0 | 0 | 0 | 46.0122 | 0 | 620.1384 | 21.9803 | 1033.9547 | 0 | 0 | 0 | 18.4635 | 868.0765 | 0 | 0 | 0 | 0 | 0 | 1318.8198 | 0 | 0 | 60110.6349 | 0 | 1839.9002 | 396.8182 | 0 | 543.9399 | 0 | 0 | 0 | 0 | 0 | 68494.2259 | 68494.2259 | 4284.406 | 4284.406 | 0 | 64209.8199 | 0 | 710.5697 | 0 | 14638.5031 | 0 | 1552.6734 | 0 | 14638.5031 | 0 | 1376.2537 | 0 | 14638.5031 | 0 | 1638.0196 | 0 | 14638.5031 | 0 | 15349.0727 | 16191.1765 | 16014.7567 | 16276.5226
49068 | 242.131 | 1675 | 3 | Standard Efficiency | Electric, 120% Usage | EnergyStar, 120% Usage | Electric, 120% Usage | 290 Rated kWh, 120% Usage | 300-400% | None | 20 | Single-Family Attached | Single-Family Attached | Single-Family Attached | 1500-1999 | 1500-2499 | 2 | Electricity | 100% Conditioned | Heat Pump | None | Electricity ASHP | None | 45000-49999 | 100% LED | Occupied | 1970s | Electricity | No | 67.9925 | 347.5823 | 20.2219 | 543.6468 | 2029.5172 | 72.3886 | 0 | 367.8042 | 807.4108 | 3023.0281 | 0 | 0 | 2381.7886 | 30.4794 | 0 | 470.6721 | 21.9803 | 3456.7733 | 0 | 0 | 0 | 416.454 | 1356.0398 | 0 | 0 | 0 | 0 | 0 | 0 | 0 | 0 | 0 | 0 | 0 | 0 | 0 | 0 | 0 | 0 | 0 | 0 | 0 | 15413.7799 | 15413.7799 | 15413.7799 | 15413.7799 | 0 | 0 | 0 | 2711.8909 | 0 | 0 | 0 | 6017.6431 | 0 | 0 | 0 | 5487.6703 | 0 | 0 | 0 | 6611.4608 | 0 | 0 | 0 | 2711.8909 | 6017.6431 | 5487.6703 | 6611.4608
49078 | 242.131 | 2152 | 3 | Standard Efficiency | Electric, 100% Usage | EnergyStar, 100% Usage | Gas, 100% Usage | 290 Rated kWh, 100% Usage | 400%+ | None | 24 | Single-Family Attached | Single-Family Attached | Single-Family Attached | 2000-2499 | 1500-2499 | 1 | Electricity | 100% Conditioned | Central AC | None | Electricity Electric Furnace | None | 120000-139999 | 100% LED | Occupied | 1990s | Electricity | Yes | 67.9925 | 450.1572 | 26.3764 | 511.409 | 3268.0355 | 105.2125 | 0 | 77.9569 | 0 | 10475.8254 | 0 | 0 | 2561.4412 | 34.5824 | 0 | 570.6094 | 21.9803 | 2063.8065 | 0 | 0 | 0 | 29.6002 | 914.0887 | 0 | 0 | 0 | 0 | 0 | 0 | 0 | 0 | 0 | 0 | 0 | 0 | 0 | 867.1973 | 0 | 0 | 0 | 0 | 0 | 22045.9782 | 22045.9782 | 21178.7809 | 21178.7809 | 0 | 867.1973 | 0 | 3718.3098 | 0 | 197.7232 | 0 | 8507.6733 | 0 | 197.7232 | 0 | 7424.5705 | 0 | 197.7232 | 0 | 8947.4833 | 0 | 197.7232 | 0 | 3916.033 | 8705.3965 | 7622.2936 | 9145.2064
49083 | 242.131 | 1202 | 5 | Standard Efficiency | Electric, 100% Usage | EnergyStar, 100% Usage | Electric, 100% Usage | 290 Rated kWh, 100% Usage | 300-400% | None | 90 | Single-Family Attached | Single-Family Attached | Single-Family Attached | 1000-1499 | 0-1499 | 2 | Natural Gas | 40% Conditioned | Room AC | None | Natural Gas Fuel Boiler | None | 80000-99999 | 100% LED | Occupied | <1940 | Natural Gas | Yes | 67.9925 | 610.7601 | 35.7547 | 0 | 1430.773 | 149.7593 | 0 | 106.0917 | 0 | 0 | 0 | 0 | 0 | 26.6695 | 0 | 371.321 | 27.2556 | 2179.8626 | 0 | 0 | 0 | 516.9774 | 480.0504 | 0 | 0 | 0 | 0 | 0 | 0 | 0 | 0 | 18652.2152 | 0 | 5723.9711 | 0 | 0 | 0 | 0 | 0 | 0 | 0 | 0 | 30379.7471 | 30379.7471 | 6003.5609 | 6003.5609 | 0 | 24376.1862 | 0 | 1003.0374 | 0 | 5557.2423 | 0 | 2203.539 | 0 | 5557.2423 | 0 | 1947.1165 | 0 | 5557.2423 | 0 | 2335.6791 | 0 | 5557.2423 | 0 | 6560.2797 | 7760.7813 | 7504.3587 | 7892.9214
49092 | 242.131 | 2663 | 4 | None | Electric, 120% Usage | EnergyStar, 120% Usage | Electric, 120% Usage | None | 400%+ | None | None | Single-Family Detached | Single-Family Detached | Single-Family Detached | 2500-2999 | 2500-3999 | 2 | Propane | 60% Conditioned | Room AC | None | Propane Fuel Boiler | None | 100000-119999 | 100% CFL | Occupied | <1940 | Electricity | Yes | 0 | 629.5167 | 36.6339 | 0 | 2688.634 | 0 | 319.7405 | 127.4859 | 0 | 0 | 0 | 0 | 5345.0302 | 58.3211 | 0 | 887.4192 | 21.9803 | 6013.8184 | 0 | 0 | 0 | 565.6272 | 434.0383 | 0 | 0 | 0 | 0 | 0 | 0 | 0 | 0 | 0 | 0 | 0 | 0 | 0 | 0 | 0 | 0 | 42155.9289 | 0 | 0 | 59283.8814 | 59283.8814 | 17127.9525 | 17127.9525 | 0 | 0 | 42155.9289 | 2828.8969 | 0 | 0 | 11600.6426 | 6285.8735 | 0 | 0 | 11600.6426 | 5541.2794 | 0 | 0 | 11600.6426 | 6698.9819 | 0 | 0 | 11600.6426 | 14429.5394 | 17886.5161 | 17141.922 | 18299.6244
49172 | 242.131 | 1220 | 3 | Standard Efficiency | Electric, 80% Usage | EnergyStar, 80% Usage | Electric, 80% Usage | 290 Rated kWh, 80% Usage | 200-300% | None | None | Single-Family Detached | Single-Family Detached | Single-Family Detached | 1000-1499 | 0-1499 | 2 | Natural Gas | 100% Conditioned | Central AC | None | Natural Gas Fuel Wall/Floor Furnace | None | 60000-69999 | 100% Incandescent | Occupied | <1940 | Natural Gas | Yes | 67.9925 | 519.0289 | 30.1863 | 885.6608 | 3467.3238 | 128.3651 | 0 | 0 | 0 | 0 | 0 | 0 | 0 | 160.896 | 0 | 1535.3993 | 21.9803 | 1431.3591 | 0 | 0 | 0 | 429.9353 | 914.0887 | 0 | 0 | 0 | 0 | 0 | 0 | 0 | 0 | 29029.8618 | 0 | 4139.6289 | 0 | 0 | 0 | 0 | 0 | 0 | 0 | 0 | 42761.9998 | 42761.9998 | 9592.5092 | 9592.5092 | 0 | 33169.4906 | 0 | 1688.3987 | 0 | 7561.9777 | 0 | 3655.0115 | 0 | 7561.9777 | 0 | 3387.8011 | 0 | 7561.9777 | 0 | 3984.8389 | 0 | 7561.9777 | 0 | 9250.3764 | 11216.9891 | 10949.7788 | 11546.8166
49177 | 242.131 | 2176 | 3 | Standard Efficiency | Electric, 80% Usage | Standard, 80% Usage | Electric, 80% Usage | 318 Rated kWh, 80% Usage | 400%+ | None | None | Single-Family Detached | Single-Family Detached | Single-Family Detached | 2000-2499 | 1500-2499 | 1 | Natural Gas | 60% Conditioned | Room AC | None | Natural Gas Fuel Wall/Floor Furnace | None | 140000-159999 | 100% LED | Occupied | 1970s | Natural Gas | Yes | 67.9925 | 610.174 | 22.8595 | 0 | 2634.7089 | 77.9569 | 319.7405 | 0 | 0 | 0 | 0 | 0 | 0 | 34.8755 | 16.7051 | 575.5916 | 21.9803 | 1268.7047 | 0 | 0 | 0 | 324.4297 | 1160.8545 | 0 | 0 | 0 | 0 | 0 | 0 | 0 | 0 | 19433.5427 | 0 | 2853.9261 | 0 | 0 | 0 | 0 | 0 | 0 | 0 | 0 | 29424.0424 | 29424.0424 | 7136.5736 | 7136.5736 | 0 | 22287.7618 | 0 | 1214.1175 | 0 | 5081.1249 | 0 | 2636.4149 | 0 | 5081.1249 | 0 | 2340.0522 | 0 | 5081.1249 | 0 | 2751.4364 | 0 | 5081.1249 | 0 | 6295.2425 | 7717.5399 | 7421.1771 | 7832.5614
49179 | 242.131 | 3301 | 4 | Standard Efficiency | Electric, 80% Usage | EnergyStar, 80% Usage | Electric, 80% Usage | 318 Rated kWh, 80% Usage | 100-150% | None | None | Single-Family Detached | Single-Family Detached | Single-Family Detached | 3000-3999 | 2500-3999 | 1 | Electricity | 100% Conditioned | Heat Pump | None | Electricity ASHP | None | 30000-34999 | 100% Incandescent | Occupied | 1950s | Natural Gas | Yes | 81.7668 | 519.0289 | 30.1863 | 2280.386 | 9468.5401 | 137.4503 | 0 | 1272.8077 | 2728.1986 | 13263.5174 | 0 | 0 | 0 | 264.9362 | 99.9372 | 3321.6675 | 21.9803 | 1762.2363 | 0 | 0 | 0 | 429.9353 | 480.0504 | 0 | 0 | 0 | 0 | 0 | 0 | 0 | 0 | 0 | 0 | 3680.0934 | 0 | 0 | 0 | 0 | 0 | 0 | 0 | 0 | 39843.012 | 39843.012 | 36162.9185 | 36162.9185 | 0 | 3680.0934 | 0 | 6405.4083 | 0 | 838.9862 | 0 | 14491.428 | 0 | 838.9862 | 0 | 12682.0285 | 0 | 838.9862 | 0 | 15100.0496 | 0 | 838.9862 | 0 | 7244.3945 | 15330.4142 | 13521.0148 | 15939.0358
49204 | 242.131 | 1138 | 3 | Standard Efficiency | Electric, 120% Usage | EnergyStar, 120% Usage | Gas, 120% Usage | 318 Rated kWh, 120% Usage | 400%+ | 12 | None | 10 to 19 Unit | Multifamily with 5+ units, 1-3 stories | Multi-Family with 5+ Units | 1000-1499 | 0-1499 | 3 | Natural Gas | None | None | None | Natural Gas Fuel Furnace | None | 120000-139999 | 100% Incandescent | Occupied | 1990s | Electricity | Yes | 67.9925 | 633.9127 | 37.22 | 0 | 0 | 163.8267 | 0 | 21.6873 | 0 | 0 | 0 | 0 | 5678.5451 | 156.793 | 0 | 1465.0623 | 21.9803 | 4333.6419 | 0 | 0 | 0 | 38.9785 | 434.0383 | 0 | 0 | 0 | 0 | 0 | 0 | 0 | 0 | 999.9585 | 0 | 0 | 0 | 0 | 1144.1495 | 0 | 0 | 0 | 0 | 0 | 15197.7865 | 15197.7865 | 13053.3855 | 13053.3855 | 0 | 2144.401 | 0 | 2148.2162 | 0 | 488.8605 | 0 | 4854.4367 | 0 | 488.8605 | 0 | 4258.3401 | 0 | 488.8605 | 0 | 5219.2044 | 0 | 488.8605 | 0 | 2637.0767 | 5343.2973 | 4747.2007 | 5708.0649
49210 | 242.131 | 1202 | 3 | Standard Efficiency | Electric, 120% Usage | Standard, 120% Usage | Electric, 120% Usage | None | 400%+ | None | 8 | Single-Family Attached | Single-Family Attached | Single-Family Attached | 1000-1499 | 0-1499 | 1 | Electricity | 100% Conditioned | Heat Pump | None | Electricity ASHP | None | 70000-79999 | 100% Incandescent | Occupied | 1950s | Natural Gas | No | 67.9925 | 662.9268 | 24.911 | 294.8295 | 1234.4153 | 0 | 319.7405 | 225.6647 | 739.7114 | 2351.0161 | 0 | 0 | 0 | 160.0168 | 0 | 1519.8666 | 21.9803 | 3311.41 | 0 | 0 | 0 | 416.454 | 400.042 | 0 | 0 | 0 | 0 | 0 | 0 | 0 | 0 | 0 | 0 | 4041.4501 | 0 | 0 | 0 | 0 | 0 | 0 | 0 | 0 | 15792.4277 | 15792.4277 | 11750.9776 | 11750.9776 | 0 | 4041.4501 | 0 | 2053.8771 | 0 | 921.3899 | 0 | 4672.7852 | 0 | 921.3899 | 0 | 4091.8971 | 0 | 921.3899 | 0 | 4877.9949 | 0 | 921.3899 | 0 | 2975.267 | 5594.1751 | 5013.287 | 5799.3848
49240 | 242.131 | 1202 | 2 | Standard Efficiency | Electric, 80% Usage | EnergyStar, 80% Usage | Gas, 80% Usage | 290 Rated kWh, 80% Usage | 400%+ | None | 24 | Single-Family Attached | Single-Family Attached | Single-Family Attached | 1000-1499 | 0-1499 | 1 | Natural Gas | 100% Conditioned | Central AC | None | Natural Gas Fuel Furnace | None | 70000-79999 | 100% Incandescent | Occupied | 1990s | Electricity | Yes | 67.9925 | 296.0018 | 17.2912 | 514.6328 | 3056.7313 | 66.2341 | 0 | 191.9616 | 0 | 0 | 0 | 0 | 1138.5811 | 160.0168 | 0 | 1519.8666 | 16.412 | 893.2806 | 0 | 0 | 0 | 21.3942 | 434.0383 | 312.7068 | 0 | 0 | 0 | 0 | 0 | 0 | 0 | 9945.9529 | 0 | 0 | 0 | 0 | 624.8275 | 0 | 0 | 0 | 0 | 0 | 19277.6288 | 19277.6288 | 8707.1415 | 8707.1415 | 0 | 10570.7804 | 0 | 1480.3926 | 0 | 2409.8914 | 0 | 3230.7371 | 0 | 2409.8914 | 0 | 2862.7657 | 0 | 2409.8914 | 0 | 3382.4778 | 0 | 2409.8914 | 0 | 3890.2839 | 5640.6284 | 5272.657 | 5792.3691
49250 | 242.131 | 1690 | 3 | Standard Efficiency | Electric, 100% Usage | Standard, 100% Usage | Gas, 100% Usage | 318 Rated kWh, 100% Usage | 400%+ | None | None | Single-Family Detached | Single-Family Detached | Single-Family Detached | 1500-1999 | 1500-2499 | 2 | Natural Gas | None | None | None | Natural Gas Fuel Wall/Floor Furnace | None | 120000-139999 | 100% LED | Occupied | 1990s | Natural Gas | Yes | 67.9925 | 999.9585 | 37.5131 | 0 | 0 | 134.8127 | 0 | 0 | 0 | 0 | 0 | 0 | 0 | 30.7725 | 16.7051 | 473.6028 | 21.9803 | 2697.4261 | 0 | 0 | 0 | 32.2378 | 434.0383 | 0 | 0 | 0 | 0 | 0 | 0 | 0 | 0 | 18025.9223 | 0 | 5012.6876 | 0 | 0 | 947.2057 | 0 | 0 | 0 | 0 | 0 | 28932.8552 | 28932.8552 | 4947.0397 | 4947.0397 | 0 | 23986.1087 | 0 | 821.7933 | 0 | 5468.3114 | 0 | 1843.7967 | 0 | 5468.3114 | 0 | 1620.3258 | 0 | 5468.3114 | 0 | 1976.5768 | 0 | 5468.3114 | 0 | 6290.1046 | 7312.1081 | 7088.6372 | 7444.8882
49369 | 242.131 | 2631 | 4 | Standard Efficiency | Electric, 120% Usage | Standard, 120% Usage | Electric, 120% Usage | None | 400%+ | None | 15 | Single-Family Attached | Single-Family Attached | Single-Family Attached | 2500-2999 | 2500-3999 | 1 | Natural Gas | 100% Conditioned | Central AC | None | Natural Gas Fuel Furnace | None | 200000+ | 100% CFL | Occupied | 2010s | Natural Gas | Yes | 67.9925 | 662.9268 | 24.911 | 453.674 | 2075.5293 | 0 | 319.7405 | 461.88 | 0 | 0 | 0 | 0 | 0 | 58.0281 | 0 | 878.6271 | 21.9803 | 3750.4305 | 0 | 0 | 0 | 416.454 | 480.0504 | 0 | 0 | 0 | 0 | 0 | 0 | 0 | 0 | 19502.4144 | 0 | 3415.7433 | 0 | 0 | 0 | 0 | 0 | 0 | 0 | 0 | 32589.503 | 32589.503 | 9671.6384 | 9671.6384 | 0 | 22917.8646 | 0 | 1619.7611 | 0 | 5224.8262 | 0 | 3538.1239 | 0 | 5224.8262 | 0 | 3123.594 | 0 | 5224.8262 | 0 | 3774.827 | 0 | 5224.8262 | 0 | 6844.5873 | 8762.9501 | 8348.4202 | 8999.6532
49432 | 242.131 | 2176 | 3 | Standard Efficiency | Electric, 120% Usage | Standard, 120% Usage | Electric, 120% Usage | 290 Rated kWh, 120% Usage | 150-200% | None | None | Single-Family Detached | Single-Family Detached | Single-Family Detached | 2000-2499 | 1500-2499 | 1 | Electricity | 100% Conditioned | Heat Pump | None | Electricity ASHP | None | 40000-44999 | 100% Incandescent | Occupied | 1980s | Electricity | Yes | 67.9925 | 1199.833 | 44.8399 | 755.5372 | 2436.8859 | 150.9316 | 0 | 206.029 | 914.3817 | 3475.5298 | 0 | 0 | 5887.5047 | 208.6666 | 99.9372 | 2355.9983 | 21.9803 | 5704.0422 | 0 | 0 | 0 | 565.6272 | 727.1093 | 0 | 0 | 0 | 0 | 0 | 0 | 0 | 0 | 0 | 0 | 0 | 582.0391 | 0 | 0 | 0 | 0 | 0 | 0 | 0 | 25405.4518 | 25405.4518 | 24823.4127 | 24823.4127 | 0 | 582.0391 | 0 | 4316.5855 | 0 | 132.6998 | 0 | 9676.3926 | 0 | 132.6998 | 0 | 8487.6114 | 0 | 132.6998 | 0 | 10235.1408 | 0 | 132.6998 | 0 | 4449.2853 | 9809.0924 | 8620.3112 | 10367.8406
49443 | 242.131 | 1675 | 3 | Standard Efficiency | Electric, 100% Usage | Standard, 100% Usage | Electric, 100% Usage | None | 400%+ | None | 50 | Single-Family Attached | Single-Family Attached | Single-Family Attached | 1500-1999 | 1500-2499 | 2 | Electricity | 100% Conditioned | Heat Pump | None | Electricity ASHP | None | 70000-79999 | 100% LED | Occupied | 1980s | Electricity | Yes | 67.9925 | 705.129 | 26.3764 | 440.7789 | 1771.6146 | 0 | 0 | 156.2069 | 506.7199 | 1607.2017 | 0 | 0 | 2069.961 | 30.4794 | 0 | 470.6721 | 21.9803 | 1859.5359 | 0 | 0 | 0 | 389.4915 | 1790.0781 | 0 | 0 | 0 | 0 | 0 | 0 | 0 | 0 | 0 | 0 | 0 | 0 | 0 | 0 | 0 | 0 | 0 | 0 | 0 | 11914.2182 | 11914.2182 | 11914.2182 | 11914.2182 | 0 | 0 | 0 | 2075.7308 | 0 | 0 | 0 | 4649.7532 | 0 | 0 | 0 | 4080.785 | 0 | 0 | 0 | 4900.4038 | 0 | 0 | 0 | 2075.7308 | 4649.7532 | 4080.785 | 4900.4038
49523 | 242.131 | 1202 | 3 | Standard Efficiency | Electric, 100% Usage | Standard, 100% Usage | Electric, 100% Usage | None | 0-100% | None | 30 | Single-Family Attached | Single-Family Attached | Single-Family Attached | 1000-1499 | 0-1499 | 1 | Natural Gas | 40% Conditioned | Room AC | None | Natural Gas Fuel Boiler | None | <10000 | 100% CFL | Occupied | 1950s | Natural Gas | Yes | 67.9925 | 552.439 | 20.808 | 0 | 966.8415 | 0 | 0 | 100.5234 | 0 | 0 | 0 | 0 | 0 | 40.1507 | 0 | 486.2049 | 21.9803 | 1655.5585 | 0 | 0 | 0 | 346.9961 | 434.0383 | 0 | 0 | 0 | 0 | 0 | 0 | 0 | 0 | 12322.1731 | 0 | 2944.485 | 0 | 0 | 0 | 0 | 0 | 0 | 0 | 0 | 19959.8983 | 19959.8983 | 4693.2401 | 4693.2401 | 0 | 15266.6582 | 0 | 809.803 | 0 | 3480.4632 | 0 | 1786.3738 | 0 | 3480.4632 | 0 | 1575.5268 | 0 | 3480.4632 | 0 | 1879.8809 | 0 | 3480.4632 | 0 | 4290.2662 | 5266.837 | 5055.99 | 5360.3442
49549 | 242.131 | 3301 | 3 | Standard Efficiency | Electric, 100% Usage | EnergyStar, 100% Usage | Electric, 100% Usage | 290 Rated kWh, 100% Usage | 400%+ | None | None | Single-Family Detached | Single-Family Detached | Single-Family Detached | 3000-3999 | 2500-3999 | 2 | Natural Gas | 100% Conditioned | Central AC | None | Natural Gas Fuel Furnace | None | 200000+ | 100% CFL | Occupied | 2000s | Natural Gas | Yes | 67.9925 | 524.5972 | 30.7725 | 757.8818 | 3344.234 | 125.7275 | 0 | 163.2406 | 0 | 0 | 0 | 0 | 0 | 66.2341 | 24.911 | 1062.6757 | 21.9803 | 3209.7144 | 0 | 0 | 0 | 471.2583 | 960.1008 | 0 | 0 | 0 | 0 | 0 | 0 | 0 | 0 | 13691.1081 | 0 | 5001.844 | 0 | 0 | 0 | 0 | 0 | 0 | 0 | 0 | 29524.5657 | 29524.5657 | 10831.3206 | 10831.3206 | 0 | 18693.2451 | 0 | 1924.377 | 0 | 4261.6604 | 0 | 4103.0496 | 0 | 4261.6604 | 0 | 3637.3159 | 0 | 4261.6604 | 0 | 4330.64 | 0 | 4261.6604 | 0 | 6186.0374 | 8364.71 | 7898.9764 | 8592.3005
49595 | 242.131 | 3301 | 4 | Standard Efficiency | Electric, 80% Usage | EnergyStar, 80% Usage | Electric, 80% Usage | None | 400%+ | None | None | Single-Family Detached | Single-Family Detached | Single-Family Detached | 3000-3999 | 2500-3999 | 2 | Natural Gas | 20% Conditioned | Room AC | None | Natural Gas Fuel Wall/Floor Furnace | None | 200000+ | 100% CFL | Occupied | <1940 | Natural Gas | Yes | 67.9925 | 320.0336 | 18.7565 | 0 | 3323.719 | 0 | 0 | 0 | 0 | 0 | 0 | 0 | 0 | 66.2341 | 0 | 1062.6757 | 21.9803 | 1447.478 | 0 | 0 | 0 | 324.4297 | 914.0887 | 0 | 0 | 0 | 0 | 0 | 0 | 0 | 0 | 75344.4691 | 0 | 2548.546 | 0 | 0 | 0 | 0 | 0 | 0 | 0 | 0 | 85460.1102 | 85460.1102 | 7567.095 | 7567.095 | 0 | 77893.0151 | 0 | 1280.9471 | 0 | 17758.0097 | 0 | 2769.2209 | 0 | 17758.0097 | 0 | 2459.0267 | 0 | 17758.0097 | 0 | 2901.0666 | 0 | 17758.0097 | 0 | 19038.9569 | 20527.2306 | 20217.0365 | 20659.0763
49609 | 242.131 | 333 | 1 | Standard Efficiency | Electric, 80% Usage | EnergyStar, 80% Usage | Electric, 80% Usage | 290 Rated kWh, 80% Usage | 0-100% | 12 | None | 10 to 19 Unit | Multifamily with 5+ units, 1-3 stories | Multi-Family with 5+ Units | 0-499 | 0-1499 | 3 | Natural Gas | 40% Conditioned | Room AC | Heating Only | Natural Gas Shared Heating | Boiler Baseboards Heating Only, Natural Gas | <10000 | 100% LED | Occupied | <1940 | Natural Gas | No | 67.9925 | 231.8192 | 13.4813 | 0 | 362.2358 | 48.3567 | 0 | 124.8483 | 0 | 0 | 0 | 0 | 0 | 19.3427 | 0 | 189.0308 | 16.412 | 628.6374 | 0 | 0 | 0 | 277.5383 | 480.0504 | 0 | 0 | 0 | 0 | 0 | 0 | 0 | 0 | 6436.1338 | 0 | 2130.9197 | 0 | 0 | 0 | 0 | 0 | 0 | 0 | 0 | 11026.799 | 11026.799 | 2459.7455 | 2459.7455 | 0 | 8567.0535 | 0 | 403.8247 | 0 | 1953.1043 | 0 | 895.698 | 0 | 1953.1043 | 0 | 789.7905 | 0 | 1953.1043 | 0 | 957.5049 | 0 | 1953.1043 | 0 | 2356.929 | 2848.8023 | 2742.8948 | 2910.6093
49731 | 242.131 | 1690 | 3 | Standard Efficiency | Electric, 80% Usage | Standard, 80% Usage | Propane, 80% Usage | 290 Rated kWh, 80% Usage | 400%+ | None | None | Single-Family Detached | Single-Family Detached | Single-Family Detached | 1500-1999 | 1500-2499 | 2 | Fuel Oil | 100% Conditioned | Central AC | None | Fuel Oil Fuel Furnace | None | 120000-139999 | 100% Incandescent | Occupied | 1950s | Fuel Oil | Yes | 67.9925 | 610.174 | 22.8595 | 1486.1634 | 6664.1431 | 72.9747 | 319.7405 | 382.7508 | 0 | 0 | 0 | 0 | 0 | 184.6348 | 0 | 1938.9582 | 21.9803 | 1191.3339 | 0 | 0 | -5869.9205 | 22.2734 | 434.0383 | 0 | 0 | 23039.4891 | 2793.2604 | 0 | 0 | 0 | 0 | 0 | 0 | 0 | 0 | 0 | 0 | 0 | 0 | 0 | 0 | 650.9108 | 34033.1711 | 39903.0915 | 7549.8038 | 13419.7243 | 25832.7495 | 0 | 650.9108 | 1719.9279 | 7832.4262 | 0 | 179.0855 | 3422.4796 | 7832.4262 | 0 | 179.0855 | 3050.7566 | 7832.4262 | 0 | 179.0855 | 3468.864 | 7832.4262 | 0 | 179.0855 | 9731.4397 | 11433.9914 | 11062.2683 | 11480.3757
49745 | 242.131 | 1220 | 3 | Standard Efficiency | Electric, 100% Usage | EnergyStar, 100% Usage | Electric, 100% Usage | None | 400%+ | None | None | Single-Family Detached | Single-Family Detached | Single-Family Detached | 1000-1499 | 0-1499 | 1 | Electricity | 100% Conditioned | Central AC | None | Electricity Electric Furnace | None | 80000-99999 | 100% Incandescent | Occupied | 1950s | Electricity | Yes | 67.9925 | 400.042 | 23.4457 | 261.4194 | 2042.7054 | 0 | 0 | 541.0092 | 0 | 22914.9339 | 0 | 0 | 2232.0293 | 160.896 | 0 | 1535.3993 | 21.9803 | 2233.2016 | 0 | 0 | 0 | 405.6104 | 434.0383 | 0 | 0 | 0 | 0 | 0 | 0 | 0 | 0 | 0 | 0 | 0 | 0 | 0 | 0 | 0 | 0 | 0 | 0 | 0 | 33274.4101 | 33274.4101 | 33274.4101 | 33274.4101 | 0 | 0 | 0 | 5919.8717 | 0 | 0 | 0 | 13723.0516 | 0 | 0 | 0 | 11926.0338 | 0 | 0 | 0 | 14532.3053 | 0 | 0 | 0 | 5919.8717 | 13723.0516 | 11926.0338 | 14532.3053
49769 | 242.131 | 2176 | 3 | Standard Efficiency | Electric, 100% Usage | EnergyStar, 100% Usage | Electric, 100% Usage | None | 400%+ | None | None | Single-Family Detached | Single-Family Detached | Single-Family Detached | 2000-2499 | 1500-2499 | 1 | Natural Gas | 100% Conditioned | Central AC | None | Natural Gas Fuel Furnace | None | 180000-199999 | 100% LED | Occupied | 2000s | Natural Gas | Yes | 67.9925 | 275.7799 | 16.1189 | 337.6179 | 1998.1586 | 0 | 0 | 412.351 | 0 | 0 | 0 | 0 | 0 | 34.8755 | 16.7051 | 575.5916 | 21.9803 | 2222.3579 | 0 | 0 | 0 | 339.6694 | 434.0383 | 0 | 0 | 0 | 0 | 0 | 0 | 0 | 0 | 16540.345 | 0 | 2516.3082 | 0 | 0 | 0 | 0 | 0 | 0 | 0 | 0 | 25809.8899 | 25809.8899 | 6753.2367 | 6753.2367 | 0 | 19056.3602 | 0 | 1158.1048 | 0 | 4344.4859 | 0 | 2484.9727 | 0 | 4344.4859 | 0 | 2200.3453 | 0 | 4344.4859 | 0 | 2647.7085 | 0 | 4344.4859 | 0 | 5502.5907 | 6829.4586 | 6544.8312 | 6992.1944
49790 | 242.131 | 1138 | 2 | Standard Efficiency | Electric, 120% Usage | EnergyStar, 120% Usage | Electric, 120% Usage | None | 200-300% | 67 | None | 50 or more Unit | Multifamily with 5+ units, 8+ stories | Multi-Family with 5+ Units | 1000-1499 | 0-1499 | 13 | Propane | 100% Conditioned | Central AC | None | Propane Fuel Furnace | None | 25000-29999 | 100% CFL | Occupied | 1970s | Electricity | Yes | 67.9925 | 347.5823 | 20.2219 | 488.5495 | 2144.9872 | 0 | 0 | 173.205 | 0 | 0 | 0 | 0 | 2201.5499 | 39.2715 | 0 | 468.6206 | 16.412 | 3162.5299 | 0 | 0 | 0 | 416.454 | 434.0383 | 0 | 0 | 0 | 0 | 0 | 0 | 0 | 0 | 0 | 0 | 0 | 0 | 0 | 0 | 0 | 0 | 14227.1351 | 0 | 0 | 24208.5496 | 24208.5496 | 9981.4145 | 9981.4145 | 0 | 0 | 14227.1351 | 1678.5517 | 0 | 0 | 3915.1245 | 3691.6695 | 0 | 0 | 3915.1245 | 3258.0084 | 0 | 0 | 3915.1245 | 3930.9934 | 0 | 0 | 3915.1245 | 5593.6762 | 7606.7939 | 7173.1329 | 7846.1179
49912 | 242.131 | 1623 | 2 | Standard Efficiency | None | None | Electric, 100% Usage | None | 400%+ | 30 | None | 20 to 49 Unit | Multifamily with 5+ units, 1-3 stories | Multi-Family with 5+ Units | 1500-1999 | 1500-2499 | 3 | Electricity | 100% Conditioned | Heat Pump | Heating and Cooling | Electricity Shared Heating | Fan Coil Heating and Cooling, Electricity | 200000+ | 100% CFL | Occupied | 1980s | Electricity | Yes | 67.9925 | 0 | 0 | 33.117 | 3047.9391 | 0 | 0 | 201.3398 | 0 | 11292.3214 | 0 | 0 | 2266.9047 | 45.426 | 0 | 601.968 | 16.412 | 2166.9675 | 0 | 0 | 0 | 431.9868 | 434.0383 | 0 | 0 | 0 | 0 | 0 | 0 | 0 | 0 | 0 | 0 | 0 | 0 | 0 | 0 | 0 | 0 | 0 | 0 | 0 | 20605.8269 | 20605.8269 | 20605.8269 | 20605.8269 | 0 | 0 | 0 | 3719.1408 | 0 | 0 | 0 | 8497.1182 | 0 | 0 | 0 | 7408.721 | 0 | 0 | 0 | 8927.1315 | 0 | 0 | 0 | 3719.1408 | 8497.1182 | 7408.721 | 8927.1315
49965 | 242.131 | 1690 | 2 | None | Electric, 100% Usage | EnergyStar, 100% Usage | Electric, 100% Usage | 290 Rated kWh, 100% Usage | 300-400% | None | None | Single-Family Detached | Single-Family Detached | Single-Family Detached | 1500-1999 | 1500-2499 | 1 | Fuel Oil | None | None | None | Fuel Oil Fuel Boiler | None | 45000-49999 | 100% Incandescent | Occupied | 1960s | Electricity | Yes | 0 | 275.7799 | 16.1189 | 0 | 0 | 56.5627 | 0 | 169.6881 | 0 | 0 | 0 | 0 | 1224.1579 | 184.6348 | 99.9372 | 1938.6651 | 16.412 | 2067.9095 | 0 | 0 | 0 | 339.6694 | 434.0383 | 0 | 0 | 21441.9587 | 0 | 0 | 0 | 0 | 0 | 0 | 0 | 0 | 0 | 0 | 0 | 0 | 0 | 0 | 0 | 0 | 28265.5324 | 28265.5324 | 6823.5737 | 6823.5737 | 21441.9587 | 0 | 0 | 1136.2307 | 6501.2106 | 0 | 0 | 2555.0935 | 6501.2106 | 0 | 0 | 2241.3464 | 6501.2106 | 0 | 0 | 2747.5968 | 6501.2106 | 0 | 0 | 7637.4414 | 9056.3042 | 8742.557 | 9248.8074
50254 | 242.131 | 1202 | 4 | None | Electric, 80% Usage | EnergyStar, 80% Usage | Electric, 80% Usage | 318 Rated kWh, 80% Usage | 400%+ | None | 8 | Single-Family Attached | Single-Family Attached | Single-Family Attached | 1000-1499 | 0-1499 | 1 | Natural Gas | 80% Conditioned | Room AC | None | Natural Gas Fuel Wall/Floor Furnace | None | 100000-119999 | 100% LED | Occupied | 1950s | Natural Gas | Yes | 0 | 360.1843 | 21.1011 | 0 | 1950.681 | 89.9728 | 0 | 0 | 0 | 0 | 0 | 0 | 0 | 26.6695 | 0 | 371.321 | 21.9803 | 958.9285 | 0 | 0 | 0 | 345.5308 | 434.0383 | 0 | 0 | 0 | 0 | 0 | 0 | 0 | 0 | 37880.9012 | 0 | 2948.8811 | 0 | 0 | 0 | 0 | 0 | 0 | 0 | 0 | 45410.4831 | 45410.4831 | 4580.4078 | 4580.4078 | 0 | 40830.0753 | 0 | 801.2954 | 0 | 9308.4049 | 0 | 1702.7898 | 0 | 9308.4049 | 0 | 1514.2492 | 0 | 9308.4049 | 0 | 1782.8933 | 0 | 9308.4049 | 0 | 10109.7003 | 11011.1947 | 10822.6541 | 11091.2982
50333 | 242.131 | 2176 | 4 | Standard Efficiency | Electric, 80% Usage | Standard, 80% Usage | Electric, 80% Usage | None | 400%+ | None | None | Single-Family Detached | Single-Family Detached | Single-Family Detached | 2000-2499 | 1500-2499 | 2 | Electricity | 100% Conditioned | Heat Pump | None | Electricity ASHP | None | 100000-119999 | 100% CFL | Occupied | 1980s | Natural Gas | Yes | 67.9925 | 610.174 | 22.8595 | 648.2732 | 2819.9298 | 0 | 0 | 719.1964 | 2719.6995 | 8098.7259 | 0 | 0 | 0 | 52.1667 | 24.911 | 753.7788 | 21.9803 | 1268.7047 | 0 | 0 | 0 | 324.4297 | 400.042 | 0 | 0 | 0 | 0 | 0 | 0 | 0 | 0 | 0 | 0 | 2620.0554 | 0 | 0 | 0 | 0 | 0 | 0 | 0 | 0 | 21172.9195 | 21172.9195 | 18552.8641 | 18552.8641 | 0 | 2620.0554 | 0 | 3302.8433 | 0 | 597.2895 | 0 | 7610.3655 | 0 | 597.2895 | 0 | 6628.6429 | 0 | 597.2895 | 0 | 7945.1004 | 0 | 597.2895 | 0 | 3900.1328 | 8207.6551 | 7225.9324 | 8542.3899
50357 | 242.131 | 1138 | 2 | Standard Efficiency | Electric, 120% Usage | EnergyStar, 120% Usage | Electric, 120% Usage | None | 300-400% | 4 | None | 3 or 4 Unit | Multifamily with 2-4 Units | Multi-Family with 2 - 4 Units | 1000-1499 | 0-1499 | 1 | Electricity | 100% Conditioned | Heat Pump | None | Electricity ASHP | None | 60000-69999 | 100% Incandescent | Occupied | 1940s | Electricity | Yes | 67.9925 | 444.0027 | 25.7903 | 1260.4987 | 5333.8935 | 0 | 319.7405 | 205.7359 | 124.5552 | 4326.9013 | 0 | 0 | 3287.6713 | 156.793 | 0 | 1465.0623 | 16.412 | 2748.4205 | 0 | 0 | 0 | 467.4484 | 480.0504 | 0 | 0 | 0 | 0 | 0 | 0 | 0 | 0 | 0 | 0 | 0 | 0 | 0 | 0 | 0 | 0 | 0 | 0 | 0 | 20731.2613 | 20731.2613 | 20731.2613 | 20731.2613 | 0 | 0 | 0 | 3653.7886 | 0 | 0 | 0 | 8104.998 | 0 | 0 | 0 | 7128.2118 | 0 | 0 | 0 | 8493.0327 | 0 | 0 | 0 | 3653.7886 | 8104.998 | 7128.2118 | 8493.0327
50468 | 242.131 | 2663 | 3 | None | Electric, 100% Usage | Standard, 100% Usage | Electric, 100% Usage | 290 Rated kWh, 100% Usage | 400%+ | None | None | Single-Family Detached | Single-Family Detached | Single-Family Detached | 2500-2999 | 2500-3999 | 1 | Electricity | 100% Conditioned | Heat Pump | None | Electricity ASHP | None | 80000-99999 | 100% CFL | Occupied | 1950s | Natural Gas | Yes | 0 | 762.864 | 28.4279 | 1214.4865 | 4958.4694 | 91.1451 | 0 | 992.3386 | 5620.2239 | 10210.0099 | 1026.921 | 1014.319 | 0 | 58.3211 | 0 | 887.4192 | 21.9803 | 2692.1508 | 0 | 0 | 0 | 405.6104 | 960.1008 | 0 | 0 | 0 | 0 | 0 | 0 | 0 | 0 | 0 | 0 | 4106.8049 | 0 | 0 | 0 | 0 | 0 | 0 | 0 | 0 | 35051.593 | 35051.593 | 30944.7881 | 30944.7881 | 0 | 4106.8049 | 0 | 5451.6192 | 0 | 936.2732 | 0 | 12523.0671 | 0 | 936.2732 | 0 | 10912.009 | 0 | 936.2732 | 0 | 13074.0975 | 0 | 936.2732 | 0 | 6387.8924 | 13459.3403 | 11848.2822 | 14010.3706
50562 | 242.131 | 1690 | 3 | None | Electric, 100% Usage | EnergyStar, 100% Usage | Gas, 100% Usage | None | 400%+ | None | None | Single-Family Detached | Single-Family Detached | Single-Family Detached | 1500-1999 | 1500-2499 | 2 | Natural Gas | 80% Conditioned | Central AC | None | Natural Gas Fuel Furnace | None | 100000-119999 | 100% CFL | Occupied | 2000s | Natural Gas | Yes | 0 | 400.042 | 23.4457 | 523.4249 | 2049.446 | 0 | 0 | 107.264 | 0 | 0 | 0 | 0 | 0 | 46.0122 | 24.911 | 620.1384 | 21.9803 | 2382.6678 | 0 | 0 | 0 | 27.8418 | 434.0383 | 0 | 0 | 0 | 0 | 0 | 0 | 0 | 0 | 8257.2774 | 0 | 3848.9024 | 0 | 0 | 813.5653 | 0 | 0 | 0 | 0 | 0 | 19581.2505 | 19581.2505 | 6661.5054 | 6661.5054 | 0 | 12919.745 | 0 | 1142.479 | 0 | 2945.4288 | 0 | 2466.7727 | 0 | 2945.4288 | 0 | 2185.4176 | 0 | 2945.4288 | 0 | 2601.7197 | 0 | 2945.4288 | 0 | 4087.9078 | 5412.2016 | 5130.8464 | 5547.1485
50635 | 242.131 | 1690 | 3 | Standard Efficiency | Electric, 80% Usage | Standard, 80% Usage | Electric, 80% Usage | None | 400%+ | None | None | Single-Family Detached | Single-Family Detached | Single-Family Detached | 1500-1999 | 1500-2499 | 1 | Fuel Oil | 100% Conditioned | Central AC | None | Fuel Oil Fuel Furnace | None | 120000-139999 | 100% CFL | Occupied | 1970s | Natural Gas | Yes | 67.9925 | 610.174 | 22.8595 | 857.526 | 4740.4246 | 0 | 319.7405 | 1290.3919 | 0 | 0 | 0 | 0 | 0 | 46.0122 | 0 | 620.1384 | 21.9803 | 1191.3339 | 0 | 0 | 0 | 324.4297 | 400.042 | 0 | 0 | 51895.5597 | 0 | 0 | 0 | 0 | 0 | 0 | 0 | 2728.1986 | 0 | 0 | 0 | 0 | 0 | 0 | 0 | 0 | 65136.8037 | 65136.8037 | 10513.0454 | 10513.0454 | 51895.5597 | 2728.1986 | 0 | 1797.4541 | 15734.6843 | 621.9749 | 0 | 3793.124 | 15734.6843 | 621.9749 | 0 | 3373.3388 | 15734.6843 | 621.9749 | 0 | 4023.5244 | 15734.6843 | 621.9749 | 0 | 18154.1134 | 20149.7833 | 19729.998 | 20380.1837
50874 | 242.131 | 853 | 2 | Standard Efficiency | Electric, 80% Usage | Standard, 80% Usage | Gas, 80% Usage | None | 0-100% | 67 | None | 50 or more Unit | Multifamily with 5+ units, 1-3 stories | Multi-Family with 5+ Units | 750-999 | 0-1499 | 3 | Natural Gas | 100% Conditioned | Central AC | None | Natural Gas Fuel Furnace | None | 10000-14999 | 100% Incandescent | Occupied | <1940 | Electricity | No | 67.9925 | 564.1618 | 21.1011 | 560.645 | 4648.9864 | 0 | 0 | 456.6047 | 0 | 0 | 0 | 0 | 1118.9453 | 142.7256 | 0 | 1220.3479 | 16.412 | 830.8565 | 0 | 0 | 0 | 21.3942 | 434.0383 | 0 | 0 | 0 | 0 | 0 | 0 | 0 | 0 | 19268.5436 | 0 | 0 | 0 | 0 | 624.8275 | 0 | 0 | 0 | 0 | 0 | 29997.5824 | 29997.5824 | 10104.2113 | 10104.2113 | 0 | 19893.3712 | 0 | 1700.1282 | 0 | 4535.3055 | 0 | 3634.9945 | 0 | 4535.3055 | 0 | 3228.739 | 0 | 4535.3055 | 0 | 3854.3903 | 0 | 4535.3055 | 0 | 6235.4336 | 8170.2999 | 7764.0444 | 8389.6957
50897 | 242.131 | 1220 | 3 | Standard Efficiency | Electric, 80% Usage | EnergyStar, 80% Usage | Propane, 80% Usage | 290 Rated kWh, 80% Usage | 400%+ | None | None | Single-Family Detached | Single-Family Detached | Single-Family Detached | 1000-1499 | 0-1499 | 2 | Fuel Oil | 100% Conditioned | Central AC | None | Fuel Oil Fuel Furnace | None | 70000-79999 | 100% CFL | Occupied | 1970s | Electricity | Yes | 67.9925 | 320.0336 | 18.7565 | 912.6233 | 3099.8127 | 72.9747 | 319.7405 | 221.2687 | 0 | 0 | 0 | 0 | 1186.9378 | 40.1507 | 0 | 491.1871 | 21.9803 | 1116.6008 | 0 | 0 | 0 | 22.2734 | 914.0887 | 0 | 0 | 21407.3763 | 0 | 0 | 0 | 0 | 0 | 0 | 0 | 0 | 0 | 0 | 0 | 0 | 0 | 0 | 0 | 650.9108 | 30884.4155 | 30884.4155 | 8826.1283 | 8826.1283 | 21407.3763 | 0 | 650.9108 | 1493.9155 | 6490.6587 | 0 | 179.0855 | 3232.4349 | 6490.6587 | 0 | 179.0855 | 3017.5609 | 6490.6587 | 0 | 179.0855 | 3558.5437 | 6490.6587 | 0 | 179.0855 | 8163.6598 | 9902.1791 | 9687.3051 | 10228.288
51000 | 242.131 | 2663 | 4 | None | Electric, 120% Usage | Standard, 120% Usage | Electric, 120% Usage | None | 200-300% | None | None | Single-Family Detached | Single-Family Detached | Single-Family Detached | 2500-2999 | 2500-3999 | 2 | Electricity | 100% Conditioned | Heat Pump | None | Electricity ASHP | None | 60000-69999 | 100% Incandescent | Vacant | 1980s | Electricity | Yes | 0 | 0 | 0 | 979.7366 | 3519.7836 | 0 | 319.7405 | 171.1535 | 266.9877 | 1526.6072 | 0 | 0 | 344.3585 | 0 | 0 | 0 | 21.9803 | 0 | 0 | 0 | 0 | 0 | 1790.0781 | 0 | 0 | 0 | 0 | 0 | 0 | 0 | 0 | 0 | 0 | 0 | 0 | 0 | 0 | 0 | 0 | 0 | 0 | 0 | 8940.4261 | 8940.4261 | 8940.4261 | 8940.4261 | 0 | 0 | 0 | 1510.5778 | 0 | 0 | 0 | 3327.5749 | 0 | 0 | 0 | 2942.4029 | 0 | 0 | 0 | 3448.3734 | 0 | 0 | 0 | 1510.5778 | 3327.5749 | 2942.4029 | 3448.3734
51015 | 242.131 | 1690 | 4 | Standard Efficiency | Electric, 80% Usage | Standard, 80% Usage | Electric, 80% Usage | None | 400%+ | None | None | Single-Family Detached | Single-Family Detached | Single-Family Detached | 1500-1999 | 1500-2499 | 1 | Other Fuel | 20% Conditioned | Room AC | None | None | None | 120000-139999 | 100% CFL | Occupied | <1940 | Other Fuel | Yes | 67.9925 | 0 | 0 | 0 | 371.321 | 0 | 0 | 0 | 0 | 0 | 0 | 0 | 0 | 46.0122 | 0 | 620.1384 | 21.9803 | 1348.7131 | 0 | 0 | 0 | 377.1825 | 434.0383 | 407.9549 | 0 | 0 | 0 | 0 | 0 | 0 | 0 | 0 | 0 | 0 | 0 | 0 | 0 | 0 | 0 | 0 | 0 | 0 | 3695.6262 | 3695.6262 | 3695.6262 | 3695.6262 | 0 | 0 | 0 | 642.2759 | 0 | 0 | 0 | 1405.1974 | 0 | 0 | 0 | 1238.3108 | 0 | 0 | 0 | 1497.7883 | 0 | 0 | 0 | 642.2759 | 1405.1974 | 1238.3108 | 1497.7883
51042 | 242.131 | 1202 | 2 | Standard Efficiency | Electric, 100% Usage | EnergyStar, 100% Usage | Electric, 100% Usage | None | 400%+ | None | 30 | Single-Family Attached | Single-Family Attached | Single-Family Attached | 1000-1499 | 0-1499 | 1 | Electricity | 100% Conditioned | Heat Pump | None | Electricity ASHP | None | 100000-119999 | 100% Incandescent | Occupied | 1970s | Electricity | Yes | 67.9925 | 450.1572 | 26.3764 | 841.7001 | 2356.5845 | 0 | 0 | 186.3932 | 207.7874 | 2801.7594 | 0 | 0 | 2312.9169 | 160.0168 | 0 | 1519.8666 | 16.412 | 1917.8571 | 0 | 0 | 0 | 431.9868 | 434.0383 | 0 | 0 | 0 | 0 | 0 | 0 | 0 | 0 | 0 | 0 | 0 | 0 | 0 | 0 | 0 | 0 | 0 | 0 | 0 | 13732.4311 | 13732.4311 | 13732.4311 | 13732.4311 | 0 | 0 | 0 | 2299.7042 | 0 | 0 | 0 | 5179.3381 | 0 | 0 | 0 | 4549.2353 | 0 | 0 | 0 | 5493.4263 | 0 | 0 | 0 | 2299.7042 | 5179.3381 | 4549.2353 | 5493.4263
51249 | 242.131 | 866 | 2 | None | Electric, 100% Usage | EnergyStar, 100% Usage | Gas, 100% Usage | 290 Rated kWh, 100% Usage | 200-300% | None | 8 | Single-Family Attached | Single-Family Attached | Single-Family Attached | 750-999 | 0-1499 | 2 | Natural Gas | 100% Conditioned | Room AC | None | Natural Gas Fuel Boiler | None | 30000-34999 | 100% CFL | Occupied | <1940 | Natural Gas | Yes | 0 | 369.8557 | 21.6873 | 0 | 2002.8477 | 82.646 | 0 | 126.0206 | 0 | 0 | 0 | 0 | 0 | 35.7547 | 0 | 393.8875 | 16.412 | 1735.2738 | 0 | 0 | 0 | 26.6695 | 434.0383 | 0 | 0 | 0 | 0 | 0 | 0 | 0 | 0 | 13863.4339 | 0 | 3559.6412 | 0 | 0 | 781.0344 | 0 | 0 | 0 | 0 | 0 | 23449.4955 | 23449.4955 | 5245.0929 | 5245.0929 | 0 | 18204.4026 | 0 | 923.7821 | 0 | 4150.2005 | 0 | 1976.6353 | 0 | 4150.2005 | 0 | 1752.7893 | 0 | 4150.2005 | 0 | 2079.6965 | 0 | 4150.2005 | 0 | 5073.9827 | 6126.8359 | 5902.9899 | 6229.8971
51250 | 242.131 | 1220 | 4 | Standard Efficiency | Electric, 120% Usage | Standard, 120% Usage | Electric, 120% Usage | None | 100-150% | None | None | Single-Family Detached | Single-Family Detached | Single-Family Detached | 1000-1499 | 0-1499 | 1 | Electricity | 100% Conditioned | Central AC | None | Electricity Electric Furnace | None | 30000-34999 | 100% Incandescent | Occupied | 1970s | Electricity | Yes | 81.7668 | 1484.405 | 55.6835 | 607.2433 | 5959.6002 | 0 | 319.7405 | 225.9578 | 0 | 9697.1356 | 0 | 0 | 6886.2909 | 160.896 | 0 | 1535.3993 | 21.9803 | 5725.4364 | 0 | 0 | 0 | 644.7564 | 480.0504 | 0 | 0 | 0 | 0 | 0 | 0 | 0 | 0 | 0 | 0 | 0 | 0 | 0 | 0 | 0 | 0 | 0 | 0 | 0 | 33885.7563 | 33885.7563 | 33885.7563 | 33885.7563 | 0 | 0 | 0 | 5811.7067 | 0 | 0 | 0 | 13252.8296 | 0 | 0 | 0 | 11601.8024 | 0 | 0 | 0 | 13935.0121 | 0 | 0 | 0 | 5811.7067 | 13252.8296 | 11601.8024 | 13935.0121
51255 | 242.131 | 885 | 2 | Standard Efficiency | Electric, 100% Usage | Standard, 100% Usage | Electric, 100% Usage | None | 400%+ | None | None | Single-Family Detached | Single-Family Detached | Single-Family Detached | 750-999 | 0-1499 | 1 | Electricity | 100% Conditioned | Heat Pump | None | Electricity ASHP | None | 100000-119999 | 100% CFL | Occupied | 1990s | Electricity | Yes | 67.9925 | 999.9585 | 37.5131 | 660.8753 | 2262.8017 | 0 | 319.7405 | 282.8136 | 1748.1689 | 4130.8367 | 934.3106 | 922.8808 | 3164.2883 | 36.0477 | 0 | 399.1628 | 16.412 | 2441.5751 | 0 | 0 | 0 | 471.2583 | 914.0887 | 0 | 0 | 0 | 0 | 0 | 0 | 0 | 0 | 0 | 0 | 0 | 0 | 0 | 0 | 0 | 0 | 0 | 0 | 0 | 19810.7251 | 19810.7251 | 19810.7251 | 19810.7251 | 0 | 0 | 0 | 3408.9444 | 0 | 0 | 0 | 7685.6151 | 0 | 0 | 0 | 6736.122 | 0 | 0 | 0 | 8133.187 | 0 | 0 | 0 | 3408.9444 | 7685.6151 | 6736.122 | 8133.187
51273 | 242.131 | 1690 | 2 | Standard Efficiency | Electric, 100% Usage | EnergyStar, 100% Usage | Gas, 100% Usage | None | 400%+ | None | None | Single-Family Detached | Single-Family Detached | Single-Family Detached | 1500-1999 | 1500-2499 | 2 | Fuel Oil | 60% Conditioned | Room AC | None | Fuel Oil Fuel Boiler | None | 50000-59999 | 100% CFL | Occupied | <1940 | Electricity | Yes | 67.9925 | 275.7799 | 16.1189 | 0 | 2538.5816 | 0 | 319.7405 | 274.0215 | 0 | 0 | 0 | 0 | 1166.1298 | 46.0122 | 0 | 620.1384 | 16.412 | 2067.9095 | 0 | 0 | 0 | 23.1526 | 434.0383 | 0 | 0 | 49315.9482 | 0 | 0 | 0 | 0 | 0 | 0 | 0 | 0 | 0 | 0 | 679.6318 | 0 | 0 | 0 | 0 | 0 | 57861.9006 | 57861.9006 | 7866.3206 | 7866.3206 | 49315.9482 | 679.6318 | 0 | 1342.1726 | 14952.5282 | 154.9689 | 0 | 2922.8485 | 14952.5282 | 154.9689 | 0 | 2587.2464 | 14952.5282 | 154.9689 | 0 | 3078.0334 | 14952.5282 | 154.9689 | 0 | 16449.6697 | 18030.3457 | 17694.7436 | 18185.5305
51347 | 242.131 | 2176 | 4 | Standard Efficiency | Gas, 120% Usage | Standard, 120% Usage | Gas, 120% Usage | 290 Rated kWh, 120% Usage | 400%+ | None | None | Single-Family Detached | Single-Family Detached | Single-Family Detached | 2000-2499 | 1500-2499 | 1 | Natural Gas | 20% Conditioned | Room AC | None | Natural Gas Fuel Boiler | None | 120000-139999 | 100% CFL | Occupied | 1960s | Electricity | Yes | 67.9925 | 157.9653 | 66.2341 | 0 | 1172.8704 | 234.1638 | 0 | 88.2144 | 0 | 0 | 0 | 0 | 8564.7089 | 52.1667 | 24.911 | 753.7788 | 21.9803 | 6963.0756 | 0 | 0 | 0 | 49.8221 | 1160.8545 | 0 | 0 | 0 | 0 | 2100.4404 | 0 | 0 | 0 | 26869.928 | 0 | 0 | 0 | 0 | 1457.7355 | 0 | 0 | 0 | 0 | 0 | 49806.5491 | 49806.5491 | 19378.7384 | 19378.7384 | 0 | 30428.1038 | 0 | 3271.2846 | 0 | 6936.9741 | 0 | 7326.7292 | 0 | 6936.9741 | 0 | 6438.1577 | 0 | 6936.9741 | 0 | 7829.7146 | 0 | 6936.9741 | 0 | 10208.2587 | 14263.7033 | 13375.1317 | 14766.6887
51348 | 242.131 | 1202 | 2 | None | Electric, 120% Usage | EnergyStar, 120% Usage | Electric, 120% Usage | None | 400%+ | None | 12 | Single-Family Attached | Single-Family Attached | Single-Family Attached | 1000-1499 | 0-1499 | 1 | Electricity | 100% Conditioned | Heat Pump | None | Electricity ASHP | None | 70000-79999 | 100% CFL | Occupied | 1960s | Electricity | No | 0 | 347.5823 | 20.2219 | 503.7892 | 1741.1352 | 0 | 319.7405 | 433.7452 | 1278.0829 | 4395.1868 | 0 | 0 | 2255.768 | 40.1507 | 0 | 486.2049 | 16.412 | 3311.41 | 0 | 0 | 0 | 416.454 | 480.0504 | 276.366 | 0 | 0 | 0 | 0 | 0 | 0 | 0 | 0 | 0 | 0 | 0 | 0 | 0 | 0 | 0 | 0 | 0 | 0 | 16322.3002 | 16322.3002 | 16322.3002 | 16322.3002 | 0 | 0 | 0 | 2850.2992 | 0 | 0 | 0 | 6553.0481 | 0 | 0 | 0 | 5725.3998 | 0 | 0 | 0 | 6846.6103 | 0 | 0 | 0 | 2850.2992 | 6553.0481 | 5725.3998 | 6846.6103
51364 | 242.131 | 1220 | 2 | None | Gas, 80% Usage | Standard, 80% Usage | Electric, 80% Usage | 290 Rated kWh, 80% Usage | 150-200% | None | None | Single-Family Detached | Single-Family Detached | Single-Family Detached | 1000-1499 | 0-1499 | 1 | Electricity | 40% Conditioned | Room AC | None | Electricity Electric Furnace | None | 45000-49999 | 100% LED | Occupied | 1950s | Electricity | Yes | 0 | 88.5075 | 36.927 | 0 | 1745.8244 | 128.3651 | 0 | 413.2302 | 0 | 17608.003 | 0 | 0 | 2361.2736 | 26.9625 | 0 | 375.131 | 16.412 | 1431.3591 | 0 | 0 | 0 | 429.9353 | 434.0383 | 0 | 0 | 0 | 0 | 1175.215 | 0 | 0 | 0 | 0 | 0 | 0 | 590.8313 | 0 | 0 | 0 | 0 | 0 | 0 | 0 | 26861.722 | 26861.722 | 25095.6757 | 25095.6757 | 0 | 1766.0463 | 0 | 4452.1783 | 0 | 402.6045 | 0 | 10407.8352 | 0 | 402.6045 | 0 | 9038.6807 | 0 | 402.6045 | 0 | 10979.3104 | 0 | 402.6045 | 0 | 4854.7828 | 10810.4397 | 9441.2852 | 11381.9149
51538 | 242.131 | 2176 | 3 | None | Electric, 100% Usage | EnergyStar, 100% Usage | Electric, 100% Usage | 290 Rated kWh, 100% Usage | 400%+ | None | None | Single-Family Detached | Single-Family Detached | Single-Family Detached | 2000-2499 | 1500-2499 | 1 | Natural Gas | 100% Conditioned | Central AC | None | Natural Gas Fuel Furnace | None | 60000-69999 | 100% Incandescent | Occupied | 2000s | Natural Gas | Yes | 0 | 275.7799 | 16.1189 | 1302.1148 | 4410.4265 | 56.5627 | 319.7405 | 142.1395 | 0 | 0 | 0 | 0 | 0 | 208.6666 | 99.9372 | 2355.9983 | 21.9803 | 2222.3579 | 0 | 0 | 0 | 339.6694 | 434.0383 | 0 | 0 | 0 | 0 | 0 | 0 | 0 | 0 | 12896.5924 | 0 | 2693.6162 | 0 | 0 | 0 | 0 | 0 | 0 | 0 | 0 | 27795.7395 | 27795.7395 | 12205.5309 | 12205.5309 | 0 | 15590.5017 | 0 | 2120.8836 | 0 | 3554.2868 | 0 | 4542.7784 | 0 | 3554.2868 | 0 | 4031.8583 | 0 | 3554.2868 | 0 | 4768.5622 | 0 | 3554.2868 | 0 | 5675.1704 | 8097.0651 | 7586.1451 | 8322.8489
51556 | 242.131 | 866 | 3 | Standard Efficiency | Electric, 80% Usage | EnergyStar, 80% Usage | Electric, 80% Usage | 318 Rated kWh, 80% Usage | 300-400% | None | 10 | Single-Family Attached | Single-Family Attached | Single-Family Attached | 750-999 | 0-1499 | 1 | Natural Gas | 100% Conditioned | Central AC | None | Natural Gas Fuel Furnace | None | 80000-99999 | 100% Incandescent | Occupied | 2000s | Natural Gas | Yes | 67.9925 | 424.3669 | 24.911 | 225.0786 | 1341.0932 | 109.3155 | 0 | 60.6657 | 0 | 0 | 0 | 0 | 0 | 143.3118 | 0 | 1231.4846 | 21.9803 | 998.7862 | 0 | 0 | 0 | 379.527 | 914.0887 | 0 | 0 | 0 | 0 | 0 | 0 | 0 | 0 | 4360.0183 | 0 | 3491.9418 | 0 | 0 | 0 | 0 | 0 | 0 | 0 | 0 | 13794.5622 | 13794.5622 | 5942.6021 | 5942.6021 | 0 | 7851.9601 | 0 | 1004.9094 | 0 | 1790.081 | 0 | 2225.9919 | 0 | 1790.081 | 0 | 2051.1202 | 0 | 1790.081 | 0 | 2452.3762 | 0 | 1790.081 | 0 | 2794.9904 | 4016.0728 | 3841.2012 | 4242.4571
51611 | 242.131 | 1220 | 3 | None | Electric, 100% Usage | Standard, 100% Usage | Electric, 100% Usage | 290 Rated kWh, 100% Usage | 300-400% | None | None | Mobile Home | Mobile Home | Mobile Home | 1000-1499 | 0-1499 | 1 | Electricity | 100% Conditioned | Heat Pump | None | Electricity ASHP | None | 80000-99999 | 100% LED | Vacant | 2010s | Propane | Yes | 0 | 0 | 0 | 225.9578 | 988.5287 | 0 | 319.7405 | 183.7556 | 231.5261 | 1806.7831 | 0 | 0 | 0 | 0 | 0 | 0 | 21.9803 | 0 | 0 | 0 | 0 | 0 | 434.0383 | 0 | 0 | 0 | 0 | 0 | 0 | 0 | 0 | 0 | 0 | 0 | 0 | 0 | 0 | 0 | 0 | 0 | 1593.4274 | 0 | 5805.4448 | 5805.4448 | 4212.0174 | 4212.0174 | 0 | 0 | 1593.4274 | 746.7555 | 0 | 0 | 438.4651 | 1699.0101 | 0 | 0 | 438.4651 | 1485.1535 | 0 | 0 | 438.4651 | 1757.6759 | 0 | 0 | 438.4651 | 1185.2205 | 2137.4751 | 1923.6186 | 2196.1409
51710 | 242.131 | 3301 | 4 | Standard Efficiency | Electric, 100% Usage | EnergyStar, 100% Usage | Electric, 100% Usage | None | 200-300% | None | None | Single-Family Detached | Single-Family Detached | Single-Family Detached | 3000-3999 | 2500-3999 | 2 | Fuel Oil | 20% Conditioned | Room AC | None | Fuel Oil Fuel Boiler | None | 40000-44999 | 100% Incandescent | Occupied | 1940s | Fuel Oil | Yes | 67.9925 | 400.042 | 23.4457 | 0 | 1230.3124 | 0 | 0 | 224.4924 | 0 | 0 | 0 | 0 | 0 | 264.9362 | 0 | 3321.6675 | 21.9803 | 2894.956 | 0 | 0 | 0 | 405.6104 | 480.0504 | 0 | 0 | 34926.7448 | 3543.8154 | 0 | 0 | 0 | 0 | 0 | 0 | 0 | 0 | 0 | 0 | 0 | 0 | 0 | 0 | 0 | 47806.046 | 47806.046 | 9335.4859 | 9335.4859 | 38470.8532 | 0 | 0 | 1571.8985 | 11664.267 | 0 | 0 | 3476.5605 | 11664.267 | 0 | 0 | 3060.7089 | 11664.267 | 0 | 0 | 3719.0515 | 11664.267 | 0 | 0 | 13236.1656 | 15140.8276 | 14724.9759 | 15383.3185
51731 | 242.131 | 1138 | 2 | Standard Efficiency | Electric, 80% Usage | EnergyStar, 80% Usage | Electric, 80% Usage | None | 0-100% | 323 | None | 50 or more Unit | Multifamily with 5+ units, 4-7 stories | Multi-Family with 5+ Units | 1000-1499 | 0-1499 | 6 | Electricity | 100% Conditioned | Heat Pump | None | Electricity ASHP | None | <10000 | 100% LED | Occupied | 1980s | Electricity | Yes | 67.9925 | 231.8192 | 13.4813 | 451.6225 | 2011.6398 | 0 | 0 | 256.1441 | 310.0692 | 2537.4093 | 0 | 0 | 803.3078 | 26.0833 | 0 | 357.8398 | 16.412 | 790.7057 | 0 | 0 | 0 | 277.5383 | 434.0383 | 0 | 0 | 0 | 0 | 0 | 0 | 0 | 0 | 0 | 0 | 0 | 0 | 0 | 0 | 0 | 0 | 0 | 0 | 0 | 8586.3962 | 8586.3962 | 8586.3962 | 8586.3962 | 0 | 0 | 0 | 1458.8991 | 0 | 0 | 0 | 3297.0278 | 0 | 0 | 0 | 2890.2566 | 0 | 0 | 0 | 3461.5675 | 0 | 0 | 0 | 1458.8991 | 3297.0278 | 2890.2566 | 3461.5675
51761 | 242.131 | 1690 | 4 | Standard Efficiency | None | Standard, 120% Usage | Electric, 120% Usage | 290 Rated kWh, 120% Usage | 400%+ | None | None | Single-Family Detached | Single-Family Detached | Single-Family Detached | 1500-1999 | 1500-2499 | 1 | Fuel Oil | 100% Conditioned | Central AC | None | Fuel Oil Fuel Furnace | None | 100000-119999 | 100% CFL | Occupied | 1950s | Electricity | Yes | 67.9925 | 0 | 34.2893 | 679.0457 | 4026.5034 | 109.3155 | 0 | 167.9297 | 0 | 0 | 0 | 0 | 4174.7974 | 46.0122 | 0 | 620.1384 | 21.9803 | 4765.3356 | 0 | 0 | 0 | 486.498 | 480.0504 | 0 | 0 | 12997.995 | 0 | 0 | 0 | 0 | 0 | 0 | 0 | 0 | 0 | 0 | 0 | 0 | 0 | 0 | 0 | 0 | 28678.1765 | 28678.1765 | 15680.1815 | 15680.1815 | 12997.995 | 0 | 0 | 2717.3875 | 3940.9951 | 0 | 0 | 5939.5961 | 3940.9951 | 0 | 0 | 5251.037 | 3940.9951 | 0 | 0 | 6230.4885 | 3940.9951 | 0 | 0 | 6658.3826 | 9880.5913 | 9192.0321 | 10171.4837
51769 | 242.131 | 1690 | 3 | Standard Efficiency | Electric, 100% Usage | Standard, 100% Usage | Electric, 100% Usage | None | 400%+ | None | None | Single-Family Detached | Single-Family Detached | Single-Family Detached | 1500-1999 | 1500-2499 | 1 | Natural Gas | 20% Conditioned | Room AC | None | Natural Gas Fuel Furnace | None | 140000-159999 | 100% Incandescent | Occupied | 1950s | Natural Gas | Yes | 67.9925 | 999.9585 | 37.5131 | 0 | 757.0026 | 0 | 0 | 661.4614 | 0 | 0 | 0 | 0 | 0 | 184.6348 | 99.9372 | 1938.9582 | 21.9803 | 2697.4261 | 0 | 0 | 0 | 471.2583 | 434.0383 | 0 | 0 | 0 | 0 | 0 | 0 | 0 | 0 | 26538.7577 | 0 | 5133.7259 | 0 | 0 | 0 | 0 | 0 | 0 | 0 | 0 | 40044.3518 | 40044.3518 | 8371.8682 | 8371.8682 | 0 | 31672.1905 | 0 | 1428.6159 | 0 | 7220.6362 | 0 | 3193.1243 | 0 | 7220.6362 | 0 | 2807.573 | 0 | 7220.6362 | 0 | 3395.9467 | 0 | 7220.6362 | 0 | 8649.2522 | 10413.7605 | 10028.2093 | 10616.583
51805 | 242.131 | 1220 | 4 | None | Electric, 100% Usage | EnergyStar, 100% Usage | Electric, 100% Usage | None | 200-300% | None | None | Single-Family Detached | Single-Family Detached | Single-Family Detached | 1000-1499 | 0-1499 | 1 | Electricity | 100% Conditioned | Central AC | None | Electricity Baseboard | None | 80000-99999 | 100% Incandescent | Occupied | 1990s | Electricity | Yes | 0 | 773.1215 | 45.1329 | 308.8969 | 1569.1025 | 0 | 0 | 0 | 0 | 1676.9527 | 0 | 0 | 4480.4705 | 160.896 | 0 | 1535.3993 | 21.9803 | 3177.4765 | 0 | 0 | 0 | 603.1403 | 400.042 | 0 | 0 | 0 | 0 | 0 | 0 | 0 | 0 | 0 | 0 | 0 | 0 | 0 | 0 | 0 | 0 | 0 | 0 | 0 | 14752.9046 | 14752.9046 | 14752.9046 | 14752.9046 | 0 | 0 | 0 | 2574.3195 | 0 | 0 | 0 | 5715.9021 | 0 | 0 | 0 | 5214.2888 | 0 | 0 | 0 | 6286.4972 | 0 | 0 | 0 | 2574.3195 | 5715.9021 | 5214.2888 | 6286.4972
51857 | 242.131 | 853 | 1 | Standard Efficiency | Electric, 100% Usage | Standard, 100% Usage | Electric, 100% Usage | None | 0-100% | 10 | None | 10 to 19 Unit | Multifamily with 5+ units, 4-7 stories | Multi-Family with 5+ Units | 750-999 | 0-1499 | 5 | Electricity | 100% Conditioned | Heat Pump | None | Electricity ASHP | None | <10000 | 100% LED | Occupied | 2000s | Electricity | Yes | 67.9925 | 552.439 | 20.808 | 235.3361 | 980.9089 | 0 | 0 | 42.7884 | 65.3548 | 525.4764 | 0 | 0 | 1400.8797 | 23.7388 | 0 | 298.0533 | 16.412 | 1466.5276 | 0 | 0 | 0 | 346.9961 | 434.0383 | 0 | 0 | 0 | 0 | 0 | 0 | 0 | 0 | 0 | 0 | 0 | 0 | 0 | 0 | 0 | 0 | 0 | 0 | 0 | 6477.7499 | 6477.7499 | 6477.7499 | 6477.7499 | 0 | 0 | 0 | 1078.6445 | 0 | 0 | 0 | 2423.3812 | 0 | 0 | 0 | 2132.9455 | 0 | 0 | 0 | 2552.2318 | 0 | 0 | 0 | 1078.6445 | 2423.3812 | 2132.9455 | 2552.2318
51894 | 242.131 | 8194 | 5 | Standard Efficiency | Electric, 100% Usage | Standard, 100% Usage | Electric, 100% Usage | 290 Rated kWh, 100% Usage | 400%+ | None | None | Single-Family Detached | Single-Family Detached | Single-Family Detached | 4000+ | 4000+ | 1 | Electricity | 100% Conditioned | Heat Pump | None | Electricity ASHP | None | 140000-159999 | 100% Incandescent | Occupied | 1960s | Electricity | Yes | 67.9925 | 1474.1475 | 55.0974 | 3131.1713 | 10269.5034 | 195.1853 | 0 | 1665.5229 | 9147.6273 | 29232.96 | 2193.3439 | 2166.6744 | 4553.7383 | 509.6506 | 99.9372 | 7521.669 | 27.2556 | 5395.1453 | 0 | 0 | 0 | 603.1403 | 434.0383 | 0 | 0 | 0 | 0 | 0 | 0 | 0 | 0 | 0 | 0 | 0 | 0 | 0 | 0 | 0 | 0 | 0 | 0 | 0 | 78744.0935 | 78744.0935 | 78744.0935 | 78744.0935 | 0 | 0 | 0 | 13739.4231 | 0 | 0 | 0 | 31341.4225 | 0 | 0 | 0 | 27372.1822 | 0 | 0 | 0 | 33105.1665 | 0 | 0 | 0 | 13739.4231 | 31341.4225 | 27372.1822 | 33105.1665
51990 | 242.131 | 2176 | 3 | Standard Efficiency | Electric, 100% Usage | Standard, 100% Usage | Electric, 100% Usage | None | 400%+ | None | None | Single-Family Detached | Single-Family Detached | Single-Family Detached | 2000-2499 | 1500-2499 | 1 | Propane | 100% Conditioned | Central AC | None | Propane Fuel Furnace | None | 160000-179999 | 100% Incandescent | Occupied | 1990s | Electricity | Yes | 67.9925 | 762.864 | 28.4279 | 1407.6203 | 5991.838 | 0 | 319.7405 | 100.5234 | 0 | 0 | 0 | 0 | 2282.7306 | 208.6666 | 99.9372 | 2355.9983 | 21.9803 | 2537.1163 | 1955.6633 | 2135.3158 | 0 | 405.6104 | 834.0803 | 376.8894 | 0 | 0 | 0 | 0 | 0 | 0 | 0 | 0 | 0 | 0 | 0 | 0 | 0 | 0 | 0 | 13000.9257 | 0 | 0 | 34894.5069 | 34894.5069 | 21893.5812 | 21893.5812 | 0 | 0 | 13000.9257 | 3426.0653 | 0 | 0 | 3577.6363 | 7614.8552 | 0 | 0 | 3577.6363 | 6747.7798 | 0 | 0 | 3577.6363 | 8069.9136 | 0 | 0 | 3577.6363 | 7003.7016 | 11192.4915 | 10325.4161 | 11647.5499
52115 | 242.131 | 1675 | 2 | Standard Efficiency | Electric, 100% Usage | EnergyStar, 100% Usage | Electric, 100% Usage | None | 300-400% | None | 30 | Single-Family Attached | Single-Family Attached | Single-Family Attached | 1500-1999 | 1500-2499 | 1 | Electricity | 100% Conditioned | Heat Pump | Heating and Cooling | Electricity Shared Heating | Fan Coil Heating and Cooling, Electricity | 50000-59999 | 100% CFL | Occupied | 1990s | Electricity | Yes | 67.9925 | 369.8557 | 21.6873 | 16.1189 | 1543.6053 | 0 | 0 | 260.8333 | 0 | 10450.9144 | 0 | 0 | 1893.8253 | 46.0122 | 0 | 616.0354 | 16.412 | 1859.5359 | 0 | 0 | 0 | 389.4915 | 480.0504 | 0 | 0 | 0 | 0 | 0 | 0 | 0 | 0 | 0 | 0 | 0 | 0 | 0 | 0 | 0 | 0 | 0 | 0 | 0 | 18032.6629 | 18032.6629 | 18032.6629 | 18032.6629 | 0 | 0 | 0 | 3108.2213 | 0 | 0 | 0 | 7205.3547 | 0 | 0 | 0 | 6272.6422 | 0 | 0 | 0 | 7623.3124 | 0 | 0 | 0 | 3108.2213 | 7205.3547 | 6272.6422 | 7623.3124
52116 | 242.131 | 3138 | 3 | None | None | None | Electric, 80% Usage | None | 400%+ | 4 | None | 3 or 4 Unit | Multifamily with 2-4 Units | Multi-Family with 2 - 4 Units | 3000-3999 | 2500-3999 | 4 | Electricity | 60% Conditioned | Room AC | None | Electricity Baseboard | None | 100000-119999 | 100% CFL | Occupied | <1940 | Electricity | Yes | 0 | 0 | 0 | 0 | 2474.6921 | 0 | 319.7405 | 0 | 0 | 20876.9177 | 0 | 0 | 1352.8161 | 64.1826 | 0 | 1017.8358 | 21.9803 | 1074.1055 | 0 | 0 | 0 | 345.5308 | 960.1008 | 0 | 0 | 0 | 0 | 0 | 0 | 0 | 0 | 0 | 0 | 0 | 0 | 0 | 0 | 0 | 0 | 0 | 0 | 0 | 28508.1953 | 28508.1953 | 28508.1953 | 28508.1953 | 0 | 0 | 0 | 5120.0214 | 0 | 0 | 0 | 11900.8087 | 0 | 0 | 0 | 10343.1979 | 0 | 0 | 0 | 12526.8215 | 0 | 0 | 0 | 5120.0214 | 11900.8087 | 10343.1979 | 12526.8215
52121 | 242.131 | 1675 | 2 | None | Gas, 100% Usage | Standard, 100% Usage | Electric, 100% Usage | 318 Rated kWh, 100% Usage | 400%+ | None | 5 | Single-Family Attached | Single-Family Attached | Single-Family Attached | 1500-1999 | 1500-2499 | 3 | Natural Gas | 20% Conditioned | Room AC | None | Natural Gas Fuel Wall/Floor Furnace | None | 160000-179999 | 100% Incandescent | Occupied | 1980s | Natural Gas | Yes | 0 | 63.0103 | 26.3764 | 0 | 522.2526 | 88.5075 | 0 | 0 | 0 | 0 | 0 | 0 | 0 | 183.7556 | 0 | 1926.0631 | 16.412 | 1859.5359 | 0 | 0 | 0 | 389.4915 | 727.1093 | 337.3248 | 0 | 0 | 0 | 837.5971 | 0 | 741.1767 | 0 | 15493.4952 | 0 | 3158.4269 | 0 | 0 | 0 | 0 | 0 | 0 | 0 | 0 | 26370.2418 | 26370.2418 | 6139.5458 | 6139.5458 | 0 | 20230.696 | 0 | 1014.6172 | 0 | 4612.1839 | 0 | 2276.1877 | 0 | 4612.1839 | 0 | 2005.9043 | 0 | 4612.1839 | 0 | 2420.4614 | 0 | 4612.1839 | 0 | 5626.8011 | 6888.3717 | 6618.0882 | 7032.6453
52176 | 242.131 | 1202 | 2 | None | Electric, 80% Usage | EnergyStar, 80% Usage | Electric, 80% Usage | 318 Rated kWh, 80% Usage | 0-100% | None | 15 | Single-Family Attached | Single-Family Attached | Single-Family Attached | 1000-1499 | 0-1499 | 1 | Natural Gas | 100% Conditioned | Room AC | Heating Only | Natural Gas Shared Heating | Boiler Baseboards Heating Only, Natural Gas | 10000-14999 | 100% CFL | Occupied | 1950s | Natural Gas | Yes | 0 | 296.0018 | 17.2912 | 0 | 2320.5367 | 70.9232 | 0 | 125.1413 | 0 | 0 | 0 | 0 | 0 | 40.1507 | 0 | 486.2049 | 16.412 | 893.2806 | 0 | 0 | 0 | 311.5345 | 727.1093 | 0 | 0 | 0 | 0 | 0 | 0 | 0 | 0 | 12354.411 | 0 | 2650.8278 | 419.9708 | 0 | 0 | 0 | 0 | 0 | 0 | 0 | 20729.796 | 20729.796 | 5304.5864 | 5304.5864 | 0 | 15425.2096 | 0 | 895.9443 | 0 | 3516.6549 | 0 | 1926.2326 | 0 | 3516.6549 | 0 | 1711.5705 | 0 | 3516.6549 | 0 | 2025.8683 | 0 | 3516.6549 | 0 | 4412.5992 | 5442.8875 | 5228.2254 | 5542.5232
52182 | 242.131 | 1220 | 1 | Standard Efficiency | Electric, 120% Usage | EnergyStar, 120% Usage | Propane, 120% Usage | 290 Rated kWh, 120% Usage | 400%+ | None | None | Single-Family Detached | Single-Family Detached | Single-Family Detached | 1000-1499 | 0-1499 | 1 | Electricity | None | None | None | Electricity Baseboard | None | 80000-99999 | 100% CFL | Occupied | 1970s | Electricity | Yes | 81.7668 | 330.8772 | 19.3427 | 0 | 0 | 67.6994 | 0 | 0 | 0 | 8085.2447 | 0 | 0 | 1885.3262 | 40.1507 | 0 | 491.1871 | 16.412 | 3836.8864 | 0 | 0 | 0 | 27.8418 | 434.0383 | 0 | 0 | 0 | 0 | 0 | 0 | 0 | 0 | 0 | 0 | 0 | 0 | 0 | 0 | 0 | 0 | 0 | 0 | 815.6168 | 16132.6832 | 16132.6832 | 15317.0664 | 15317.0664 | 0 | 0 | 815.6168 | 2670.6965 | 0 | 0 | 224.4679 | 6241.2001 | 0 | 0 | 224.4679 | 5422.3276 | 0 | 0 | 224.4679 | 6599.7322 | 0 | 0 | 224.4679 | 2895.1644 | 6465.668 | 5646.7955 | 6824.2001
52221 | 242.131 | 1202 | 2 | Standard Efficiency | Gas, 80% Usage | EnergyStar, 80% Usage | Gas, 80% Usage | 290 Rated kWh, 80% Usage | 200-300% | None | 12 | Single-Family Attached | Single-Family Attached | Single-Family Attached | 1000-1499 | 0-1499 | 2 | Natural Gas | 100% Conditioned | Central AC | None | Natural Gas Fuel Furnace | None | 40000-44999 | 100% LED | Occupied | 2000s | Natural Gas | Yes | 67.9925 | 26.3764 | 17.2912 | 361.9428 | 2231.4431 | 66.2341 | 0 | 344.9446 | 0 | 0 | 0 | 0 | 0 | 26.6695 | 0 | 371.321 | 16.412 | 893.2806 | 0 | 0 | 0 | 21.3942 | 434.0383 | 0 | 0 | 0 | 0 | 351.3922 | 0 | 0 | 0 | 15948.3415 | 0 | 2578.4393 | 0 | 0 | 624.8275 | 0 | 0 | 0 | 0 | 0 | 24382.6338 | 24382.6338 | 4879.3402 | 4879.3402 | 0 | 19503.2936 | 0 | 816.6019 | 0 | 4446.3528 | 0 | 1756.2271 | 0 | 4446.3528 | 0 | 1560.7451 | 0 | 4446.3528 | 0 | 1852.8223 | 0 | 4446.3528 | 0 | 5262.9547 | 6202.5799 | 6007.0979 | 6299.1751
52235 | 242.131 | 617 | 1 | Standard Efficiency | Electric, 100% Usage | EnergyStar, 100% Usage | Electric, 100% Usage | None | 200-300% | 4 | None | 3 or 4 Unit | Multifamily with 2-4 Units | Multi-Family with 2 - 4 Units | 500-749 | 0-1499 | 2 | Natural Gas | 100% Conditioned | Central AC | None | Natural Gas Fuel Furnace | None | 35000-39999 | 100% LED | Occupied | 1960s | Natural Gas | Yes | 67.9925 | 289.8473 | 16.9981 | 251.1619 | 1445.1334 | 0 | 0 | 170.8604 | 0 | 0 | 0 | 0 | 0 | 21.6873 | 0 | 248.8173 | 16.412 | 1060.9173 | 0 | 0 | 0 | 346.9961 | 480.0504 | 0 | 0 | 0 | 0 | 0 | 0 | 0 | 0 | 12241.2855 | 0 | 2618.0039 | 0 | 0 | 0 | 0 | 0 | 0 | 0 | 0 | 19275.8704 | 19275.8704 | 4416.8741 | 4416.8741 | 0 | 14858.9963 | 0 | 760.2444 | 0 | 3387.5671 | 0 | 1632.8668 | 0 | 3387.5671 | 0 | 1446.6712 | 0 | 3387.5671 | 0 | 1731.5217 | 0 | 3387.5671 | 0 | 4147.8115 | 5020.4338 | 4834.2382 | 5119.0888
52281 | 242.131 | 3301 | 4 | Standard Efficiency | Electric, 100% Usage | Standard, 100% Usage | Propane, 100% Usage | None | 400%+ | None | None | Single-Family Detached | Single-Family Detached | Single-Family Detached | 3000-3999 | 2500-3999 | 1 | Fuel Oil | 100% Conditioned | Central AC | None | Fuel Oil Fuel Furnace | None | 160000-179999 | 100% CFL | Occupied | 1950s | Electricity | Yes | 67.9925 | 999.9585 | 37.5131 | 1331.7149 | 6680.555 | 0 | 0 | 1004.9407 | 0 | 0 | 0 | 0 | 3150.8071 | 66.2341 | 0 | 1062.6757 | 21.9803 | 3209.7144 | 0 | 0 | 0 | 32.2378 | 914.0887 | 0 | 0 | 40315.4425 | 0 | 0 | 0 | 0 | 0 | 0 | 0 | 0 | 0 | 0 | 0 | 0 | 0 | 0 | 0 | 947.2057 | 59843.061 | 59843.061 | 18580.4128 | 18580.4128 | 40315.4425 | 0 | 947.2057 | 3370.6776 | 12223.5469 | 0 | 260.6569 | 7390.2199 | 12223.5469 | 0 | 260.6569 | 6543.4011 | 12223.5469 | 0 | 260.6569 | 7534.1411 | 12223.5469 | 0 | 260.6569 | 15854.8813 | 19874.4237 | 19027.6048 | 20018.3449
52321 | 242.131 | 1675 | 3 | None | Electric, 80% Usage | Standard, 80% Usage | Electric, 80% Usage | 318 Rated kWh, 80% Usage | 400%+ | None | 15 | Single-Family Attached | Single-Family Attached | Single-Family Attached | 1500-1999 | 1500-2499 | 1 | Natural Gas | 100% Conditioned | Central AC | None | Natural Gas Fuel Furnace | None | 100000-119999 | 100% Incandescent | Occupied | 2010s | Natural Gas | Yes | 0 | 564.1618 | 21.1011 | 679.6318 | 2628.2614 | 70.9232 | 0 | 384.5092 | 0 | 0 | 0 | 0 | 0 | 183.7556 | 0 | 1926.0631 | 21.9803 | 929.6214 | 0 | 0 | 0 | 311.5345 | 434.0383 | 0 | 0 | 0 | 0 | 0 | 0 | 0 | 0 | 15367.4746 | 0 | 2753.6958 | 0 | 0 | 0 | 0 | 0 | 0 | 0 | 0 | 26276.7521 | 26276.7521 | 8155.5817 | 8155.5817 | 0 | 18121.1704 | 0 | 1393.644 | 0 | 4131.2286 | 0 | 2995.9758 | 0 | 4131.2286 | 0 | 2653.9027 | 0 | 4131.2286 | 0 | 3178.1067 | 0 | 4131.2286 | 0 | 5524.8725 | 7127.2044 | 6785.1313 | 7309.3353
52422 | 242.131 | 866 | 2 | None | Electric, 100% Usage | Standard, 100% Usage | Electric, 100% Usage | 290 Rated kWh, 100% Usage | 400%+ | None | 16 | Single-Family Attached | Single-Family Attached | Single-Family Attached | 750-999 | 0-1499 | 1 | Natural Gas | 40% Conditioned | Room AC | None | Natural Gas Fuel Furnace | None | 80000-99999 | 100% CFL | Occupied | 1940s | Natural Gas | Yes | 0 | 705.129 | 26.3764 | 0 | 348.7546 | 82.646 | 0 | 143.0187 | 0 | 0 | 0 | 0 | 0 | 35.7547 | 0 | 393.8875 | 16.412 | 1735.2738 | 0 | 0 | 0 | 389.4915 | 434.0383 | 0 | 0 | 0 | 0 | 0 | 0 | 0 | 0 | 5725.1434 | 0 | 3759.5157 | 0 | 0 | 0 | 0 | 0 | 0 | 0 | 0 | 13795.7345 | 13795.7345 | 4311.0754 | 4311.0754 | 0 | 9484.659 | 0 | 735.3385 | 0 | 2162.3225 | 0 | 1627.6759 | 0 | 2162.3225 | 0 | 1434.7784 | 0 | 2162.3225 | 0 | 1728.3153 | 0 | 2162.3225 | 0 | 2897.661 | 3789.9983 | 3597.1009 | 3890.6378
52427 | 242.131 | 2176 | 3 | None | Electric, 80% Usage | EnergyStar, 80% Usage | Electric, 80% Usage | None | 400%+ | None | None | Single-Family Detached | Single-Family Detached | Single-Family Detached | 2000-2499 | 1500-2499 | 2 | Electricity | None | None | None | Electricity Baseboard | None | 120000-139999 | 100% Incandescent | Occupied | 1940s | Electricity | Yes | 0 | 320.0336 | 18.7565 | 0 | 0 | 0 | 319.7405 | 0 | 0 | 26554.8766 | 0 | 0 | 1193.3854 | 208.6666 | 0 | 2355.9983 | 21.9803 | 1268.7047 | 0 | 0 | 0 | 324.4297 | 1356.0398 | 0 | 0 | 0 | 0 | 0 | 0 | 0 | 0 | 0 | 0 | 0 | 0 | 0 | 0 | 0 | 0 | 0 | 0 | 0 | 33942.6121 | 33942.6121 | 33942.6121 | 33942.6121 | 0 | 0 | 0 | 5959.1074 | 0 | 0 | 0 | 14030.5881 | 0 | 0 | 0 | 12161.612 | 0 | 0 | 0 | 15059.3842 | 0 | 0 | 0 | 5959.1074 | 14030.5881 | 12161.612 | 15059.3842
52742 | 242.131 | 1675 | 3 | Standard Efficiency | Electric, 80% Usage | EnergyStar, 80% Usage | Electric, 80% Usage | None | 400%+ | None | 5 | Single-Family Attached | Single-Family Attached | Single-Family Attached | 1500-1999 | 1500-2499 | 2 | Electricity | 100% Conditioned | Heat Pump | None | Electricity ASHP | None | 120000-139999 | 100% LED | Occupied | 1990s | Electricity | Yes | 67.9925 | 231.8192 | 13.4813 | 201.6329 | 836.1318 | 0 | 0 | 252.0411 | 2193.93 | 2576.3878 | 0 | 0 | 696.6299 | 30.4794 | 0 | 470.6721 | 21.9803 | 864.2666 | 0 | 0 | 0 | 277.5383 | 1356.0398 | 0 | 0 | 0 | 0 | 0 | 0 | 0 | 0 | 0 | 0 | 0 | 0 | 0 | 0 | 0 | 0 | 0 | 0 | 0 | 10091.3162 | 10091.3162 | 10091.3162 | 10091.3162 | 0 | 0 | 0 | 1810.4436 | 0 | 0 | 0 | 4025.5343 | 0 | 0 | 0 | 3647.026 | 0 | 0 | 0 | 4428.2685 | 0 | 0 | 0 | 1810.4436 | 4025.5343 | 3647.026 | 4428.2685
52809 | 242.131 | 1220 | 5 | Standard Efficiency | Electric, 100% Usage | EnergyStar, 100% Usage | Electric, 100% Usage | 318 Rated kWh, 100% Usage | 400%+ | None | None | Single-Family Detached | Single-Family Detached | Single-Family Detached | 1000-1499 | 0-1499 | 1 | Natural Gas | None | None | None | Natural Gas Fuel Furnace | None | 200000+ | 100% CFL | Occupied | 1950s | Electricity | Yes | 67.9925 | 524.5972 | 30.7725 | 0 | 0 | 134.5196 | 0 | 402.3866 | 0 | 0 | 0 | 0 | 2861.2529 | 40.1507 | 0 | 491.1871 | 27.2556 | 2547.9599 | 0 | 0 | 0 | 471.2583 | 480.0504 | 0 | 0 | 0 | 0 | 0 | 0 | 0 | 0 | 16174.2993 | 0 | 0 | 0 | 0 | 0 | 0 | 0 | 0 | 0 | 0 | 24253.6825 | 24253.6825 | 8079.3833 | 8079.3833 | 0 | 16174.2993 | 0 | 1394.8478 | 0 | 3687.3748 | 0 | 3124.0236 | 0 | 3687.3748 | 0 | 2737.3215 | 0 | 3687.3748 | 0 | 3345.9173 | 0 | 3687.3748 | 0 | 5082.2226 | 6811.3984 | 6424.6964 | 7033.2922
52823 | 242.131 | 617 | 1 | None | None | None | Electric, 100% Usage | 318 Rated kWh, 100% Usage | 400%+ | 67 | None | 50 or more Unit | Multifamily with 5+ units, 1-3 stories | Multi-Family with 5+ Units | 500-749 | 0-1499 | 3 | Electricity | 100% Conditioned | Heat Pump | Heating and Cooling | Electricity Shared Heating | Fan Coil Heating and Cooling, Electricity | 80000-99999 | 100% CFL | Occupied | 1960s | Natural Gas | No | 0 | 0 | 0 | 8.206 | 772.2423 | 64.7687 | 0 | 242.0767 | 0 | 4535.5679 | 0 | 0 | 0 | 32.824 | 0 | 325.602 | 16.412 | 1371.2795 | 0 | 0 | 0 | 346.9961 | 914.0887 | 0 | 0 | 0 | 0 | 0 | 0 | 540.4231 | 0 | 0 | 0 | 1957.7147 | 0 | 0 | 0 | 0 | 0 | 0 | 0 | 0 | 11127.9085 | 11127.9085 | 8629.7707 | 8629.7707 | 0 | 2497.8447 | 0 | 1477.3798 | 0 | 569.4902 | 0 | 3412.7619 | 0 | 569.4902 | 0 | 2972.2878 | 0 | 569.4902 | 0 | 3602.9377 | 0 | 569.4902 | 0 | 2046.87 | 3982.2521 | 3541.778 | 4172.4279
52891 | 242.131 | 1690 | 3 | Standard Efficiency | Electric, 100% Usage | EnergyStar, 100% Usage | Gas, 100% Usage | 290 Rated kWh, 100% Usage | 400%+ | None | None | Single-Family Detached | Single-Family Detached | Single-Family Detached | 1500-1999 | 1500-2499 | 2 | Natural Gas | 20% Conditioned | Room AC | None | Natural Gas Fuel Wall/Floor Furnace | None | 100000-119999 | 100% Incandescent | Occupied | 1970s | Natural Gas | Yes | 67.9925 | 275.7799 | 16.1189 | 0 | 1351.0576 | 56.5627 | 0 | 0 | 0 | 0 | 0 | 0 | 0 | 184.6348 | 99.9372 | 1938.9582 | 21.9803 | 2067.9095 | 0 | 0 | 0 | 23.1526 | 434.0383 | 0 | 0 | 0 | 0 | 0 | 0 | 0 | 0 | 34201.3939 | 0 | 2665.1883 | 0 | 0 | 679.6318 | 0 | 0 | 0 | 0 | 0 | 44084.3365 | 44084.3365 | 6537.8294 | 6537.8294 | 0 | 37546.5071 | 0 | 1149.1985 | 0 | 8559.801 | 0 | 2485.4707 | 0 | 8559.801 | 0 | 2192.4179 | 0 | 8559.801 | 0 | 2648.2741 | 0 | 8559.801 | 0 | 9708.9995 | 11045.2718 | 10752.2189 | 11208.0751
52902 | 242.131 | 1220 | 3 | Standard Efficiency | Electric, 80% Usage | Standard, 80% Usage | Electric, 80% Usage | 318 Rated kWh, 80% Usage | 400%+ | None | None | Single-Family Detached | Single-Family Detached | Single-Family Detached | 1000-1499 | 0-1499 | 1 | Fuel Oil | 40% Conditioned | Room AC | None | Fuel Oil Fuel Boiler | None | 200000+ | 100% CFL | Occupied | <1940 | Electricity | Yes | 67.9925 | 610.174 | 22.8595 | 0 | 909.1065 | 77.9569 | 0 | 258.1956 | 0 | 0 | 0 | 0 | 1432.5314 | 40.1507 | 0 | 491.1871 | 21.9803 | 1116.6008 | 0 | 0 | 0 | 324.4297 | 434.0383 | 0 | 0 | 25006.289 | 0 | 0 | 0 | 0 | 0 | 0 | 0 | 0 | 0 | 0 | 0 | 0 | 0 | 0 | 0 | 0 | 30813.7854 | 30813.7854 | 5807.4963 | 5807.4963 | 25006.289 | 0 | 0 | 997.8048 | 7581.8758 | 0 | 0 | 2180.0679 | 7581.8758 | 0 | 0 | 2009.3212 | 7581.8758 | 0 | 0 | 2416.1142 | 7581.8758 | 0 | 0 | 8579.6806 | 9761.9437 | 9591.1971 | 9997.99
52918 | 242.131 | 3301 | 5 | Standard Efficiency | Gas, 100% Usage | Standard, 100% Usage | Electric, 100% Usage | None | 400%+ | None | None | Single-Family Detached | Single-Family Detached | Single-Family Detached | 3000-3999 | 2500-3999 | 2 | Fuel Oil | 100% Conditioned | Central AC | None | Fuel Oil Fuel Furnace | None | 200000+ | 100% Incandescent | Occupied | 1990s | Electricity | Yes | 67.9925 | 89.3867 | 37.5131 | 674.0635 | 2394.3906 | 0 | 319.7405 | 505.2545 | 0 | 0 | 0 | 0 | 3159.8923 | 264.9362 | 99.9372 | 3321.6675 | 27.2556 | 3209.7144 | 0 | 0 | 0 | 471.2583 | 434.0383 | 0 | 0 | 28226.554 | 0 | 1187.2309 | 0 | 0 | 0 | 0 | 0 | 0 | 0 | 0 | 0 | 0 | 0 | 0 | 0 | 0 | 44491.4122 | 44491.4122 | 15077.3343 | 15077.3343 | 28226.554 | 1187.2309 | 0 | 2553.8548 | 8558.2679 | 270.6885 | 0 | 5615.2867 | 8558.2679 | 270.6885 | 0 | 4954.1418 | 8558.2679 | 270.6885 | 0 | 5961.4067 | 8558.2679 | 270.6885 | 0 | 11382.8112 | 14444.2431 | 13783.0982 | 14790.3631
53040 | 242.131 | 1220 | 3 | None | Electric, 100% Usage | EnergyStar, 100% Usage | Electric, 100% Usage | 318 Rated kWh, 100% Usage | 300-400% | None | None | Single-Family Detached | Single-Family Detached | Single-Family Detached | 1000-1499 | 0-1499 | 1 | Fuel Oil | 100% Conditioned | Central AC | None | Fuel Oil Fuel Furnace | None | 60000-69999 | 100% CFL | Occupied | 1960s | Electricity | Yes | 0 | 400.042 | 23.4457 | 816.2029 | 2690.3924 | 97.5927 | 319.7405 | 170.8604 | 0 | 0 | 0 | 0 | 2224.4094 | 40.1507 | 0 | 491.1871 | 21.9803 | 2233.2016 | 0 | 0 | 0 | 405.6104 | 1790.0781 | 0 | 0 | 13158.0118 | 0 | 0 | 0 | 0 | 0 | 0 | 0 | 0 | 0 | 0 | 0 | 0 | 0 | 0 | 0 | 0 | 24882.9061 | 24882.9061 | 11724.6012 | 11724.6012 | 13158.0118 | 0 | 0 | 1996.2428 | 3989.5086 | 0 | 0 | 4377.8944 | 3989.5086 | 0 | 0 | 3871.0843 | 3989.5086 | 0 | 0 | 4607.2302 | 3989.5086 | 0 | 0 | 5985.7514 | 8367.403 | 7860.5929 | 8596.7389
53042 | 242.131 | 1138 | 3 | None | None | None | Electric, 100% Usage | None | 400%+ | 36 | None | 20 to 49 Unit | Multifamily with 5+ units, 1-3 stories | Multi-Family with 5+ Units | 1000-1499 | 0-1499 | 3 | Natural Gas | 100% Conditioned | Central AC | None | Natural Gas Fuel Furnace | None | 200000+ | 100% Incandescent | Occupied | 2000s | Electricity | Yes | 0 | 0 | 0 | 495.5832 | 2200.0845 | 0 | 319.7405 | 0.58614 | 0 | 0 | 0 | 0 | 2735.2323 | 156.793 | 0 | 1465.0623 | 21.9803 | 2166.6744 | 0 | 0 | 0 | 474.4821 | 434.0383 | 0 | 0 | 0 | 0 | 0 | 0 | 0 | 0 | 57.735 | 0 | 0 | 0 | 0 | 0 | 0 | 0 | 0 | 0 | 0 | 10527.992 | 10527.992 | 10470.5501 | 10470.5501 | 0 | 57.735 | 0 | 1742.2927 | 0 | 13.1374 | 0 | 3851.9586 | 0 | 13.1374 | 0 | 3397.2885 | 0 | 13.1374 | 0 | 4115.4522 | 0 | 13.1374 | 0 | 1755.4301 | 3865.096 | 3410.4259 | 4128.5896
53071 | 242.131 | 3301 | 5 | Standard Efficiency | Electric, 100% Usage | Standard, 100% Usage | Electric, 100% Usage | 290 Rated kWh, 100% Usage | 400%+ | None | None | Single-Family Detached | Single-Family Detached | Single-Family Detached | 3000-3999 | 2500-3999 | 2 | Electricity | 100% Conditioned | Central AC | None | Electricity Electric Furnace | None | 120000-139999 | 100% Incandescent | Occupied | 2000s | Electricity | Yes | 67.9925 | 999.9585 | 37.5131 | 302.4493 | 1951.2672 | 125.7275 | 319.7405 | 664.6852 | 0 | 29622.7445 | 0 | 0 | 3248.3997 | 264.9362 | 99.9372 | 3321.6675 | 27.2556 | 3209.7144 | 0 | 0 | 0 | 471.2583 | 960.1008 | 492.0663 | 0 | 0 | 0 | 0 | 0 | 1081.1392 | 0 | 0 | 0 | 0 | 0 | 0 | 0 | 0 | 0 | 0 | 0 | 0 | 47268.8467 | 47268.8467 | 46187.4145 | 46187.4145 | 0 | 1081.1392 | 0 | 8138.958 | 0 | 246.5079 | 0 | 18939.0522 | 0 | 246.5079 | 0 | 16456.4269 | 0 | 246.5079 | 0 | 20072.4149 | 0 | 246.5079 | 0 | 8385.466 | 19185.5602 | 16702.9348 | 20318.9229
53079 | 242.131 | 1675 | 3 | Standard Efficiency | Electric, 80% Usage | EnergyStar, 80% Usage | Electric, 80% Usage | None | 400%+ | None | 20 | Single-Family Attached | Single-Family Attached | Single-Family Attached | 1500-1999 | 1500-2499 | 1 | Electricity | 100% Conditioned | Central AC | None | Electricity Electric Furnace | None | 100000-119999 | 100% Incandescent | Occupied | 2010s | Electricity | Yes | 67.9925 | 231.8192 | 13.4813 | 225.3717 | 1810.5931 | 0 | 0 | 23.1526 | 0 | 1712.4143 | 0 | 0 | 800.9632 | 183.7556 | 0 | 1926.0631 | 21.9803 | 864.2666 | 0 | 0 | 0 | 277.5383 | 480.0504 | 300.984 | 0 | 0 | 0 | 0 | 0 | 0 | 0 | 0 | 0 | 0 | 0 | 0 | 0 | 0 | 0 | 0 | 0 | 0 | 8940.4261 | 8940.4261 | 8940.4261 | 8940.4261 | 0 | 0 | 0 | 1496.809 | 0 | 0 | 0 | 3390.1866 | 0 | 0 | 0 | 2975.2924 | 0 | 0 | 0 | 3581.0546 | 0 | 0 | 0 | 1496.809 | 3390.1866 | 2975.2924 | 3581.0546
53110 | 242.131 | 1675 | 2 | Standard Efficiency | Gas, 120% Usage | EnergyStar, 120% Usage | Gas, 120% Usage | 318 Rated kWh, 120% Usage | 400%+ | None | 6 | Single-Family Attached | Single-Family Attached | Single-Family Attached | 1500-1999 | 1500-2499 | 1 | Natural Gas | 100% Conditioned | Central AC | None | Natural Gas Fuel Furnace | None | 120000-139999 | 100% CFL | Occupied | 1990s | Natural Gas | Yes | 67.9925 | 39.5646 | 25.7903 | 963.3246 | 3695.6262 | 106.3848 | 0 | 60.3726 | 0 | 0 | 0 | 0 | 0 | 46.0122 | 0 | 616.0354 | 16.412 | 3718.7788 | 0 | 0 | 0 | 31.9447 | 434.0383 | 0 | 0 | 0 | 0 | 527.2349 | 0 | 0 | 0 | 10451.5005 | 0 | 5467.2408 | 0 | 0 | 937.2413 | 0 | 0 | 0 | 0 | 0 | 27205.4944 | 27205.4944 | 9822.57 | 9822.57 | 0 | 17382.9244 | 0 | 1687.4816 | 0 | 3962.9721 | 0 | 3621.5994 | 0 | 3962.9721 | 0 | 3216.4593 | 0 | 3962.9721 | 0 | 3800.0014 | 0 | 3962.9721 | 0 | 5650.4537 | 7584.5715 | 7179.4315 | 7762.9735
53116 | 242.131 | 853 | 2 | None | Electric, 100% Usage | EnergyStar, 100% Usage | Electric, 100% Usage | None | 0-100% | 4 | None | 3 or 4 Unit | Multifamily with 2-4 Units | Multi-Family with 2 - 4 Units | 750-999 | 0-1499 | 2 | Natural Gas | 60% Conditioned | Room AC | Heating Only | Natural Gas Shared Heating | Boiler Baseboards Heating Only, Natural Gas | 15000-19999 | 100% LED | Occupied | 1960s | Natural Gas | Yes | 0 | 450.1572 | 26.3764 | 0 | 1506.6784 | 0 | 0 | 124.5552 | 0 | 0 | 0 | 0 | 0 | 23.7388 | 0 | 298.0533 | 16.412 | 1436.3413 | 0 | 0 | 0 | 431.9868 | 914.0887 | 330.8772 | 0 | 0 | 0 | 0 | 0 | 0 | 0 | 11650.4542 | 0 | 4185.0549 | 0 | 0 | 0 | 0 | 0 | 0 | 0 | 0 | 21394.7743 | 21394.7743 | 5559.2651 | 5559.2651 | 0 | 15835.5091 | 0 | 936.9631 | 0 | 3610.1666 | 0 | 2039.4534 | 0 | 3610.1666 | 0 | 1804.0512 | 0 | 3610.1666 | 0 | 2169.9528 | 0 | 3610.1666 | 0 | 4547.1297 | 5649.62 | 5414.2178 | 5780.1194
53296 | 242.131 | 1690 | 4 | None | Propane, 100% Usage | EnergyStar, 100% Usage | Electric, 100% Usage | 318 Rated kWh, 100% Usage | 400%+ | None | None | Single-Family Detached | Single-Family Detached | Single-Family Detached | 1500-1999 | 1500-2499 | 1 | Propane | 100% Conditioned | Central AC | None | Propane Fuel Furnace | None | 180000-199999 | 100% Incandescent | Occupied | 2000s | Propane | Yes | 0 | 69.1648 | 45.1329 | 391.2499 | 2144.6941 | 208.9597 | 0 | 82.9391 | 0 | 0 | 0 | 0 | 0 | 184.6348 | 0 | 1938.9582 | 21.9803 | 3326.9428 | 0 | 0 | 0 | 603.1403 | 480.0504 | 0 | 0 | 0 | 0 | 0 | 0 | 0 | 0 | 0 | 0 | 0 | 0 | 0 | 0 | 918.1917 | 0 | 6055.7275 | 7009.6739 | 0 | 23481.1472 | 23481.1472 | 9497.5542 | 9497.5542 | 0 | 0 | 13983.593 | 1636.7985 | 0 | 0 | 3848.0708 | 3581.227 | 0 | 0 | 3848.0708 | 3162.6987 | 0 | 0 | 3848.0708 | 3782.1394 | 0 | 0 | 3848.0708 | 5484.8693 | 7429.2978 | 7010.7695 | 7630.2102
53312 | 242.131 | 2176 | 4 | None | Electric, 100% Usage | EnergyStar, 100% Usage | Electric, 100% Usage | None | 400%+ | None | None | Single-Family Detached | Single-Family Detached | Single-Family Detached | 2000-2499 | 1500-2499 | 1 | Fuel Oil | 20% Conditioned | Room AC | None | Fuel Oil Fuel Boiler | None | 80000-99999 | 100% Incandescent | Occupied | 1950s | Natural Gas | Yes | 0 | 524.5972 | 30.7725 | 0 | 628.6374 | 0 | 319.7405 | 154.7415 | 0 | 0 | 0 | 0 | 0 | 208.6666 | 0 | 2355.9983 | 21.9803 | 2851.8746 | 0 | 0 | 0 | 471.2583 | 434.0383 | 0 | 0 | 18777.6496 | 0 | 0 | 0 | 0 | 0 | 0 | 0 | 4814.5715 | 0 | 0 | 0 | 0 | 0 | 0 | 0 | 0 | 31594.5267 | 31594.5267 | 8002.3056 | 8002.3056 | 18777.6496 | 4814.5715 | 0 | 1376.2968 | 5693.3903 | 1097.6055 | 0 | 3060.9035 | 5693.3903 | 1097.6055 | 0 | 2691.6833 | 5693.3903 | 1097.6055 | 0 | 3253.9487 | 5693.3903 | 1097.6055 | 0 | 8167.2926 | 9851.8993 | 9482.6792 | 10044.9446
53326 | 242.131 | 3301 | 3 | Standard Efficiency | Electric, 100% Usage | EnergyStar, 100% Usage | Electric, 100% Usage | 290 Rated kWh, 100% Usage | 400%+ | None | None | Single-Family Detached | Single-Family Detached | Single-Family Detached | 3000-3999 | 2500-3999 | 2 | Natural Gas | 60% Conditioned | Room AC | None | Natural Gas Fuel Wall/Floor Furnace | None | 180000-199999 | 100% CFL | Occupied | 2010s | Natural Gas | Yes | 67.9925 | 400.042 | 23.4457 | 0 | 1888.843 | 91.1451 | 0 | 0 | 0 | 0 | 0 | 0 | 0 | 66.2341 | 24.911 | 1062.6757 | 21.9803 | 2894.956 | 0 | 0 | 0 | 405.6104 | 434.0383 | 0 | 0 | 0 | 0 | 0 | 0 | 0 | 0 | 17992.5122 | 0 | 3899.8967 | 0 | 0 | 0 | 0 | 0 | 0 | 0 | 0 | 29274.283 | 29274.283 | 7381.8741 | 7381.8741 | 0 | 21892.4089 | 0 | 1243.0182 | 0 | 4991.0279 | 0 | 2716.1646 | 0 | 4991.0279 | 0 | 2400.781 | 0 | 4991.0279 | 0 | 2883.6613 | 0 | 4991.0279 | 0 | 6234.0461 | 7707.1925 | 7391.8088 | 7874.6892
53330 | 242.131 | 1202 | 2 | Standard Efficiency | None | EnergyStar, 120% Usage | Electric, 120% Usage | 318 Rated kWh, 120% Usage | 400%+ | None | 12 | Single-Family Attached | Single-Family Attached | Single-Family Attached | 1000-1499 | 0-1499 | 1 | Electricity | 40% Conditioned | Room AC | None | Electricity Baseboard | None | 80000-99999 | 100% LED | Occupied | 1970s | Natural Gas | Yes | 67.9925 | 0 | 31.6517 | 0 | 679.0457 | 135.1058 | 0 | 0 | 0 | 8398.8307 | 0 | 0 | 0 | 26.6695 | 0 | 371.321 | 16.412 | 3835.7142 | 0 | 0 | 0 | 518.4427 | 434.0383 | 0 | 0 | 0 | 0 | 0 | 0 | 0 | 0 | 0 | 0 | 7055.0999 | 0 | 0 | 0 | 0 | 0 | 0 | 0 | 0 | 21570.3238 | 21570.3238 | 14515.224 | 14515.224 | 0 | 7055.0999 | 0 | 2522.312 | 0 | 1608.4231 | 0 | 5881.0337 | 0 | 1608.4231 | 0 | 5114.3533 | 0 | 1608.4231 | 0 | 6208.4349 | 0 | 1608.4231 | 0 | 4130.7351 | 7489.4569 | 6722.7764 | 7816.858
53353 | 242.131 | 2176 | 4 | Standard Efficiency | Electric, 100% Usage | Standard, 100% Usage | Electric, 100% Usage | None | 400%+ | None | None | Single-Family Detached | Single-Family Detached | Single-Family Detached | 2000-2499 | 1500-2499 | 1 | Electricity | 100% Conditioned | Heat Pump | None | Electricity ASHP | None | 160000-179999 | 100% Incandescent | Occupied | 2000s | Electricity | Yes | 81.7668 | 762.864 | 28.4279 | 804.187 | 3852.1261 | 0 | 319.7405 | 202.219 | 1803.8524 | 3287.3782 | 0 | 0 | 2115.6801 | 208.6666 | 99.9372 | 2355.9983 | 21.9803 | 2537.1163 | 0 | 0 | -9263.3904 | 405.6104 | 727.1093 | 0 | 0 | 0 | 0 | 0 | 0 | 0 | 0 | 0 | 0 | 0 | 0 | 0 | 0 | 0 | 0 | 0 | 0 | 0 | 10351.2702 | 19614.6606 | 10351.2702 | 19614.6606 | 0 | 0 | 0 | 2473.9803 | 0 | 0 | 0 | 5280.99 | 0 | 0 | 0 | 4600.166 | 0 | 0 | 0 | 5454.6991 | 0 | 0 | 0 | 2473.9803 | 5280.99 | 4600.166 | 5454.6991
53430 | 242.131 | 1138 | 2 | Standard Efficiency | None | None | Electric, 100% Usage | None | 400%+ | 30 | None | 20 to 49 Unit | Multifamily with 5+ units, 1-3 stories | Multi-Family with 5+ Units | 1000-1499 | 0-1499 | 3 | Electricity | 100% Conditioned | Central AC | None | Electricity Baseboard | None | 70000-79999 | 100% LED | Occupied | 1980s | Electricity | Yes | 67.9925 | 0 | 0 | 135.6919 | 823.8228 | 0 | 0 | 0 | 0 | 4110.9079 | 0 | 0 | 1830.2288 | 26.0833 | 0 | 357.8398 | 16.412 | 1776.3038 | 0 | 0 | 0 | 389.4915 | 480.0504 | 309.19 | 0 | 0 | 0 | 0 | 0 | 0 | 0 | 0 | 0 | 0 | 0 | 0 | 0 | 0 | 0 | 0 | 0 | 0 | 10324.3077 | 10324.3077 | 10324.3077 | 10324.3077 | 0 | 0 | 0 | 1791.9974 | 0 | 0 | 0 | 4099.3955 | 0 | 0 | 0 | 3577.6522 | 0 | 0 | 0 | 4343.4309 | 0 | 0 | 0 | 1791.9974 | 4099.3955 | 3577.6522 | 4343.4309
53584 | 242.131 | 1202 | 2 | Standard Efficiency | Electric, 100% Usage | EnergyStar, 100% Usage | Electric, 100% Usage | None | 200-300% | None | 5 | Single-Family Attached | Single-Family Attached | Single-Family Attached | 1000-1499 | 0-1499 | 1 | Natural Gas | 60% Conditioned | Room AC | None | Natural Gas Fuel Boiler | None | 45000-49999 | 100% LED | Occupied | <1940 | Natural Gas | Yes | 67.9925 | 369.8557 | 21.6873 | 0 | 1357.5052 | 0 | 319.7405 | 133.3473 | 0 | 0 | 0 | 0 | 0 | 26.6695 | 0 | 371.321 | 16.412 | 1786.8543 | 0 | 0 | 0 | 389.4915 | 434.0383 | 312.7068 | 0 | 0 | 0 | 0 | 0 | 0 | 0 | 31154.0409 | 0 | 3416.9156 | 0 | 0 | 0 | 0 | 0 | 0 | 0 | 0 | 40178.8714 | 40178.8714 | 5607.6219 | 5607.6219 | 0 | 34571.2496 | 0 | 965.8696 | 0 | 7881.4981 | 0 | 2084.5227 | 0 | 7881.4981 | 0 | 1845.5558 | 0 | 7881.4981 | 0 | 2209.6262 | 0 | 7881.4981 | 0 | 8847.3677 | 9966.0208 | 9727.0539 | 10091.1243
53621 | 242.131 | 333 | 1 | Standard Efficiency | None | None | Electric, 120% Usage | None | 0-100% | 2 | None | 2 Unit | Multifamily with 2-4 Units | Multi-Family with 2 - 4 Units | 0-499 | 0-1499 | 2 | Natural Gas | None | None | None | Natural Gas Fuel Furnace | None | 10000-14999 | 100% LED | Occupied | 1940s | Electricity | Yes | 67.9925 | 0 | 0 | 0 | 0 | 0 | 0 | 137.7434 | 0 | 0 | 0 | 0 | 3551.4352 | 19.3427 | 0 | 189.0308 | 16.412 | 2246.6828 | 0 | 0 | 0 | 467.4484 | 434.0383 | 0 | 0 | 0 | 0 | 0 | 0 | 0 | 0 | 5317.7746 | 0 | 0 | 0 | 0 | 0 | 0 | 0 | 0 | 0 | 0 | 12447.9006 | 12447.9006 | 7130.4191 | 7130.4191 | 0 | 5317.7746 | 0 | 1233.7282 | 0 | 1212.3218 | 0 | 2730.075 | 0 | 1212.3218 | 0 | 2487.9238 | 0 | 1212.3218 | 0 | 3036.4702 | 0 | 1212.3218 | 0 | 2446.0499 | 3942.3967 | 3700.2455 | 4248.792
53637 | 242.131 | 1220 | 1 | Standard Efficiency | Electric, 80% Usage | Standard, 80% Usage | Gas, 80% Usage | None | 0-100% | None | None | Single-Family Detached | Single-Family Detached | Single-Family Detached | 1000-1499 | 0-1499 | 1 | Natural Gas | 100% Conditioned | Central AC | None | Natural Gas Fuel Furnace | None | 15000-19999 | 100% CFL | Occupied | 1990s | Natural Gas | Yes | 67.9925 | 799.791 | 29.8932 | 751.4342 | 4316.0576 | 0 | 0 | 51.8736 | 0 | 0 | 0 | 0 | 0 | 40.1507 | 0 | 491.1871 | 16.412 | 1273.9799 | 0 | 0 | 0 | 25.7903 | 914.0887 | 0 | 0 | 0 | 0 | 0 | 0 | 0 | 0 | 6144.8211 | 0 | 3365.6282 | 0 | 0 | 757.8818 | 0 | 0 | 0 | 0 | 0 | 19046.9819 | 19046.9819 | 8778.9439 | 8778.9439 | 0 | 10268.038 | 0 | 1444.391 | 0 | 2340.9199 | 0 | 3088.8992 | 0 | 2340.9199 | 0 | 2753.2054 | 0 | 2340.9199 | 0 | 3255.8965 | 0 | 2340.9199 | 0 | 3785.3109 | 5429.8191 | 5094.1254 | 5596.8164
53653 | 242.131 | 2663 | 5 | Standard Efficiency | Electric, 100% Usage | EnergyStar, 100% Usage | Gas, 100% Usage | 318 Rated kWh, 100% Usage | 300-400% | None | None | Single-Family Detached | Single-Family Detached | Single-Family Detached | 2500-2999 | 2500-3999 | 3 | Natural Gas | None | None | None | Natural Gas Fuel Wall/Floor Furnace | None | 60000-69999 | 100% LED | Occupied | 1960s | Natural Gas | Yes | 67.9925 | 400.042 | 23.4457 | 0 | 0 | 97.5927 | 0 | 0 | 0 | 0 | 0 | 0 | 0 | 38.9785 | 16.7051 | 677.8734 | 27.2556 | 2692.1508 | 0 | 0 | 0 | 27.8418 | 914.0887 | 0 | 0 | 0 | 0 | 0 | 0 | 0 | 0 | 26322.7643 | 0 | 3588.9483 | 0 | 0 | 813.5653 | 0 | 0 | 0 | 0 | 0 | 35708.9515 | 35708.9515 | 4983.6735 | 4983.6735 | 0 | 30725.2779 | 0 | 849.4415 | 0 | 7004.7077 | 0 | 1893.0619 | 0 | 7004.7077 | 0 | 1664.1097 | 0 | 7004.7077 | 0 | 2019.7602 | 0 | 7004.7077 | 0 | 7854.1492 | 8897.7695 | 8668.8174 | 9024.4679
53655 | 242.131 | 866 | 2 | None | Electric, 80% Usage | Standard, 80% Usage | Electric, 80% Usage | None | 0-100% | None | 8 | Single-Family Attached | Single-Family Attached | Single-Family Attached | 750-999 | 0-1499 | 1 | Natural Gas | 100% Conditioned | Central AC | None | Natural Gas Fuel Furnace | None | 10000-14999 | 100% Incandescent | Occupied | 1960s | Natural Gas | Yes | 0 | 441.9512 | 16.412 | 594.9343 | 3207.0767 | 0 | 0 | 507.5991 | 0 | 0 | 0 | 0 | 0 | 143.3118 | 0 | 1231.4846 | 16.412 | 802.1355 | 0 | 0 | 0 | 277.5383 | 434.0383 | 0 | 0 | 0 | 0 | 0 | 0 | 0 | 0 | 20366.6809 | 0 | 2290.0573 | 0 | 0 | 0 | 0 | 0 | 0 | 0 | 0 | 30329.3389 | 30329.3389 | 7672.8937 | 7672.8937 | 0 | 22656.4452 | 0 | 1358.7704 | 0 | 5165.2187 | 0 | 2894.1729 | 0 | 5165.2187 | 0 | 2566.7867 | 0 | 5165.2187 | 0 | 3042.5892 | 0 | 5165.2187 | 0 | 6523.9891 | 8059.3916 | 7732.0054 | 8207.8079
53668 | 242.131 | 866 | 2 | Standard Efficiency | Electric, 100% Usage | EnergyStar, 100% Usage | Electric, 100% Usage | 290 Rated kWh, 100% Usage | 400%+ | None | 20 | Single-Family Attached | Single-Family Attached | Single-Family Attached | 750-999 | 0-1499 | 2 | Electricity | 100% Conditioned | Heat Pump | None | Electricity ASHP | None | 50000-59999 | 100% CFL | Occupied | 1950s | Electricity | Yes | 67.9925 | 289.8473 | 16.9981 | 464.8107 | 1925.1839 | 60.3726 | 319.7405 | 199.8745 | 960.3939 | 2090.4759 | 0 | 0 | 1390.3292 | 35.7547 | 0 | 393.8875 | 16.412 | 1603.978 | 0 | 0 | 0 | 346.9961 | 434.0383 | 0 | 0 | 0 | 0 | 0 | 1155.2862 | 0 | 0 | 0 | 0 | 0 | 0 | 0 | 0 | 0 | 0 | 0 | 0 | 0 | 11772.3718 | 11772.3718 | 10617.0857 | 10617.0857 | 0 | 1155.2862 | 0 | 1765.1642 | 0 | 263.3943 | 0 | 4000.897 | 0 | 263.3943 | 0 | 3508.4871 | 0 | 263.3943 | 0 | 4247.2249 | 0 | 263.3943 | 0 | 2028.5585 | 4264.2913 | 3771.8814 | 4510.6191
53707 | 242.131 | 2663 | 3 | Standard Efficiency | Electric, 120% Usage | EnergyStar, 120% Usage | Electric, 120% Usage | 290 Rated kWh, 120% Usage | 200-300% | None | None | Single-Family Detached | Single-Family Detached | Single-Family Detached | 2500-2999 | 2500-3999 | 2 | Electricity | 100% Conditioned | Central AC | None | Electricity Electric Furnace | None | 60000-69999 | 100% CFL | Occupied | 1960s | Electricity | Yes | 81.7668 | 779.8621 | 45.426 | 1136.2365 | 5767.3456 | 192.5477 | 319.7405 | 621.0176 | 0 | 26660.3822 | 0 | 0 | 6796.025 | 58.3211 | 0 | 887.4192 | 21.9803 | 6643.335 | 0 | 0 | 0 | 644.7564 | 1126.8583 | 0 | 0 | 0 | 0 | 0 | 0 | 0 | 0 | 0 | 0 | 0 | 0 | 0 | 0 | 0 | 0 | 0 | 0 | 0 | 51783.0204 | 51783.0204 | 51783.0204 | 51783.0204 | 0 | 0 | 0 | 9074.0029 | 0 | 0 | 0 | 21031.6158 | 0 | 0 | 0 | 18304.8847 | 0 | 0 | 0 | 21937.4647 | 0 | 0 | 0 | 9074.0029 | 21031.6158 | 18304.8847 | 21937.4647
53830 | 242.131 | 1690 | 4 | None | Electric, 80% Usage | Standard, 80% Usage | Electric, 80% Usage | None | 150-200% | None | None | Single-Family Detached | Single-Family Detached | Single-Family Detached | 1500-1999 | 1500-2499 | 1 | Fuel Oil | 40% Conditioned | Room AC | None | Fuel Oil Fuel Boiler | None | 25000-29999 | 100% Incandescent | Occupied | 1990s | Electricity | Yes | 0 | 610.174 | 22.8595 | 0 | 544.526 | 0 | 319.7405 | 238.8529 | 0 | 0 | 0 | 0 | 1337.2833 | 184.6348 | 0 | 1938.9582 | 21.9803 | 1191.3339 | 0 | 0 | 0 | 324.4297 | 434.0383 | 0 | 0 | 30368.6104 | 0 | 0 | 0 | 0 | 0 | 0 | 0 | 0 | 0 | 0 | 0 | 0 | 0 | 0 | 0 | 0 | 37537.1288 | 37537.1288 | 7168.5184 | 7168.5184 | 30368.6104 | 0 | 0 | 1263.746 | 9207.7332 | 0 | 0 | 2760.0247 | 9207.7332 | 0 | 0 | 2425.89 | 9207.7332 | 0 | 0 | 2959.086 | 9207.7332 | 0 | 0 | 10471.4792 | 11967.758 | 11633.6233 | 12166.8193
53835 | 242.131 | 617 | 2 | None | Electric, 100% Usage | Standard, 100% Usage | Electric, 100% Usage | None | 200-300% | 2 | None | 2 Unit | Multifamily with 2-4 Units | Multi-Family with 2 - 4 Units | 500-749 | 0-1499 | 2 | Natural Gas | None | None | Heating Only | Natural Gas Shared Heating | Boiler Baseboards Heating Only, Natural Gas | 45000-49999 | 100% CFL | Occupied | <1940 | Natural Gas | No | 0 | 705.129 | 26.3764 | 0 | 0 | 0 | 319.7405 | 171.7396 | 0 | 0 | 0 | 0 | 0 | 32.824 | 0 | 325.602 | 16.412 | 1211.8489 | 0 | 0 | 0 | 389.4915 | 480.0504 | 0 | 0 | 0 | 0 | 0 | 0 | 0 | 0 | 21620.439 | 0 | 3632.3228 | 0 | 0 | 0 | 0 | 0 | 0 | 0 | 0 | 28931.976 | 28931.976 | 3679.2142 | 3679.2142 | 0 | 25252.7618 | 0 | 603.5105 | 0 | 5757.0932 | 0 | 1354.313 | 0 | 5757.0932 | 0 | 1189.1786 | 0 | 5757.0932 | 0 | 1453.6597 | 0 | 5757.0932 | 0 | 6360.6038 | 7111.4062 | 6946.2718 | 7210.7529
53895 | 242.131 | 1690 | 3 | None | Electric, 80% Usage | EnergyStar, 80% Usage | Electric, 80% Usage | 290 Rated kWh, 80% Usage | 400%+ | None | None | Single-Family Detached | Single-Family Detached | Single-Family Detached | 1500-1999 | 1500-2499 | 1 | Natural Gas | 100% Conditioned | Central AC | None | Natural Gas Fuel Furnace | None | 120000-139999 | 100% LED | Occupied | 2010s | Natural Gas | Yes | 0 | 618.673 | 36.0477 | 764.0363 | 2569.9402 | 156.2069 | 0 | 154.1554 | 0 | 0 | 0 | 0 | 0 | 30.7725 | 16.7051 | 473.6028 | 21.9803 | 1663.4714 | 0 | 0 | 0 | 482.6881 | 480.0504 | 0 | 0 | 0 | 0 | 0 | 0 | 0 | 0 | 9242.2893 | 0 | 4248.3582 | 0 | 0 | 0 | 0 | 0 | 0 | 0 | 0 | 20958.6845 | 20958.6845 | 7468.037 | 7468.037 | 0 | 13490.6475 | 0 | 1345.5695 | 0 | 3075.6008 | 0 | 2940.3073 | 0 | 3075.6008 | 0 | 2604.4607 | 0 | 3075.6008 | 0 | 3008.1679 | 0 | 3075.6008 | 0 | 4421.1703 | 6015.9081 | 5680.0615 | 6083.7687
53912 | 242.131 | 1138 | 3 | Standard Efficiency | None | None | Gas, 80% Usage | 318 Rated kWh, 80% Usage | 100-150% | 116 | None | 50 or more Unit | Multifamily with 5+ units, 1-3 stories | Multi-Family with 5+ Units | 1000-1499 | 0-1499 | 2 | Natural Gas | 100% Conditioned | Central AC | None | Natural Gas Fuel Furnace | None | 30000-34999 | 100% Incandescent | Occupied | 1990s | Natural Gas | Yes | 67.9925 | 0 | 0 | 283.9859 | 1357.2121 | 89.9728 | 0 | 21.6873 | 0 | 0 | 0 | 0 | 0 | 156.793 | 0 | 1465.0623 | 21.9803 | 985.8911 | 0 | 0 | 0 | 23.7388 | 434.0383 | 0 | 0 | 0 | 0 | 0 | 0 | 0 | 0 | 2331.3804 | 0 | 2717.0619 | 0 | 0 | 693.6992 | 0 | 0 | 0 | 0 | 0 | 10650.4958 | 10650.4958 | 4908.3543 | 4908.3543 | 0 | 5742.1415 | 0 | 829.5451 | 0 | 1309.1184 | 0 | 1808.1095 | 0 | 1309.1184 | 0 | 1596.7427 | 0 | 1309.1184 | 0 | 1932.2414 | 0 | 1309.1184 | 0 | 2138.6635 | 3117.2278 | 2905.861 | 3241.3597
53921 | 242.131 | 1220 | 3 | None | Electric, 120% Usage | Standard, 120% Usage | Electric, 120% Usage | 290 Rated kWh, 120% Usage | 200-300% | None | None | Single-Family Detached | Single-Family Detached | Single-Family Detached | 1000-1499 | 0-1499 | 1 | Fuel Oil | 100% Conditioned | Room AC | None | Fuel Oil Fuel Boiler | None | 30000-34999 | 100% CFL | Occupied | 1960s | Electricity | Yes | 0 | 630.6889 | 23.7388 | 0 | 3759.5157 | 67.6994 | 0 | 200.4606 | 0 | 0 | 0 | 0 | 2215.3242 | 40.1507 | 0 | 491.1871 | 21.9803 | 3836.8864 | 0 | 0 | 0 | 407.3688 | 434.0383 | 0 | 0 | 26895.7182 | 0 | 0 | 0 | 0 | 0 | 0 | 0 | 0 | 0 | 0 | 0 | 0 | 0 | 0 | 0 | 0 | 39025.0506 | 39025.0506 | 12129.3324 | 12129.3324 | 26895.7182 | 0 | 0 | 2073.5767 | 8154.7598 | 0 | 0 | 4507.1387 | 8154.7598 | 0 | 0 | 3991.3126 | 8154.7598 | 0 | 0 | 4763.0692 | 8154.7598 | 0 | 0 | 10228.3365 | 12661.8986 | 12146.0724 | 12917.829
53984 | 242.131 | 1220 | 2 | Standard Efficiency | None | EnergyStar, 120% Usage | Electric, 120% Usage | 318 Rated kWh, 120% Usage | 300-400% | None | None | Single-Family Detached | Single-Family Detached | Single-Family Detached | 1000-1499 | 0-1499 | 1 | Other Fuel | 60% Conditioned | Central AC | None | None | None | 50000-59999 | 100% LED | Occupied | 1950s | Natural Gas | Yes | 81.7668 | 0 | 28.1348 | 1091.6897 | 4226.964 | 117.2284 | 319.7405 | 0 | 0 | 0 | 0 | 0 | 0 | 26.9625 | 0 | 375.131 | 16.412 | 4466.4031 | 0 | 0 | 0 | 486.498 | 434.0383 | 0 | 0 | 0 | 0 | 0 | 0 | 0 | 0 | 0 | 0 | 6094.1198 | 0 | 0 | 0 | 0 | 0 | 0 | 0 | 0 | 17765.0891 | 17765.0891 | 11670.9692 | 11670.9692 | 0 | 6094.1198 | 0 | 2015.5567 | 0 | 1389.3212 | 0 | 4306.1941 | 0 | 1389.3212 | 0 | 3823.2929 | 0 | 1389.3212 | 0 | 4542.5171 | 0 | 1389.3212 | 0 | 3404.878 | 5695.5154 | 5212.6141 | 5931.8383
54214 | 242.131 | 2663 | 4 | Standard Efficiency, No usage | Gas, 120% Usage | Standard, 120% Usage | Electric, 120% Usage | 290 Rated kWh, 120% Usage | 400%+ | None | None | Single-Family Detached | Single-Family Detached | Single-Family Detached | 2500-2999 | 2500-3999 | 2 | Natural Gas | 100% Conditioned | Central AC | None | Natural Gas Fuel Furnace | None | 200000+ | 100% CFL | Vacant | 1990s | Natural Gas | Yes | 0 | 0 | 0 | 431.1075 | 2914.8849 | 0 | 319.7405 | 132.4681 | 0 | 0 | 0 | 0 | 0 | 0 | 0 | 0 | 21.9803 | 0 | 0 | 0 | 0 | 0 | 834.0803 | 0 | 0 | 0 | 0 | 0 | 0 | 0 | 0 | 6118.7378 | 0 | 1668.4536 | 0 | 0 | 0 | 0 | 0 | 0 | 0 | 0 | 12440.8669 | 12440.8669 | 4653.9686 | 4653.9686 | 0 | 7786.8983 | 0 | 853.1846 | 0 | 1775.2694 | 0 | 1759.4957 | 0 | 1775.2694 | 0 | 1572.0722 | 0 | 1775.2694 | 0 | 1817.8082 | 0 | 1775.2694 | 0 | 2628.4539 | 3534.7651 | 3347.3416 | 3593.0775
54238 | 242.131 | 1690 | 3 | Standard Efficiency | Electric, 120% Usage | EnergyStar, 120% Usage | Electric, 120% Usage | None | 400%+ | None | None | Single-Family Detached | Single-Family Detached | Single-Family Detached | 1500-1999 | 1500-2499 | 1 | Fuel Oil | 20% Conditioned | Room AC | None | Fuel Oil Fuel Furnace | None | 200000+ | 100% CFL | Occupied | <1940 | Electricity | Yes | 67.9925 | 480.0504 | 28.1348 | 0 | 578.5223 | 0 | 0 | 1346.3685 | 0 | 0 | 0 | 0 | 3841.5756 | 46.0122 | 24.911 | 620.1384 | 21.9803 | 4765.3356 | 0 | 0 | 0 | 486.498 | 834.0803 | 0 | 0 | 54003.913 | 0 | 0 | 0 | 773.1215 | 0 | 0 | 0 | 0 | 0 | 0 | 0 | 0 | 0 | 0 | 0 | 0 | 67918.9274 | 67918.9274 | 13141.8929 | 13141.8929 | 54003.913 | 773.1215 | 0 | 2200.373 | 16373.9048 | 176.2329 | 0 | 4965.604 | 16373.9048 | 176.2329 | 0 | 4356.3574 | 16373.9048 | 176.2329 | 0 | 5302.4998 | 16373.9048 | 176.2329 | 0 | 18750.5107 | 21515.7418 | 20906.4951 | 21852.6375
54272 | 242.131 | 2176 | 3 | None | Electric, 80% Usage | EnergyStar, 80% Usage | Electric, 80% Usage | None | 400%+ | None | None | Single-Family Detached | Single-Family Detached | Single-Family Detached | 2000-2499 | 1500-2499 | 1 | Electricity | 100% Conditioned | Heat Pump | None | Electricity ASHP | None | 200000+ | 100% Incandescent | Occupied | 1990s | Electricity | Yes | 0 | 320.0336 | 18.7565 | 1270.4631 | 4541.7224 | 0 | 319.7405 | 275.1937 | 2525.1003 | 5215.1997 | 0 | 0 | 1321.4575 | 208.6666 | 99.9372 | 2355.9983 | 21.9803 | 1268.7047 | 0 | 0 | 0 | 324.4297 | 868.0765 | 0 | 0 | 0 | 0 | 0 | 0 | 0 | 0 | 0 | 0 | 0 | 0 | 0 | 0 | 0 | 0 | 0 | 0 | 0 | 20955.1676 | 20955.1676 | 20955.1676 | 20955.1676 | 0 | 0 | 0 | 3705.5362 | 0 | 0 | 0 | 8360.3197 | 0 | 0 | 0 | 7324.3792 | 0 | 0 | 0 | 8738.7868 | 0 | 0 | 0 | 3705.5362 | 8360.3197 | 7324.3792 | 8738.7868
54365 | 242.131 | 617 | 1 | Standard Efficiency | None | None | Electric, 120% Usage | 318 Rated kWh, 120% Usage | 400%+ | 12 | None | 10 to 19 Unit | Multifamily with 5+ units, 1-3 stories | Multi-Family with 5+ Units | 500-749 | 0-1499 | 3 | Electricity | 60% Conditioned | Room AC | Heating Only | Electricity Shared Heating | Boiler Baseboards Heating Only, Electricity | 100000-119999 | 100% LED | Occupied | 1950s | Electricity | No | 67.9925 | 0 | 0 | 0 | 583.5045 | 77.6638 | 0 | 112.5393 | 0 | 6685.2442 | 0 | 0 | 2293.2811 | 21.6873 | 0 | 248.8173 | 16.412 | 2742.8521 | 0 | 0 | 0 | 416.454 | 480.0504 | 245.8866 | 0 | 0 | 0 | 0 | 0 | 0 | 0 | 0 | 0 | 0 | 0 | 0 | 0 | 0 | 0 | 0 | 0 | 0 | 13992.3852 | 13992.3852 | 13992.3852 | 13992.3852 | 0 | 0 | 0 | 2466.2375 | 0 | 0 | 0 | 5663.3611 | 0 | 0 | 0 | 4936.3106 | 0 | 0 | 0 | 6012.2562 | 0 | 0 | 0 | 2466.2375 | 5663.3611 | 4936.3106 | 6012.2562
54397 | 242.131 | 1690 | 3 | Standard Efficiency | Electric, 120% Usage | EnergyStar, 120% Usage | Gas, 120% Usage | 318 Rated kWh, 120% Usage | 400%+ | None | None | Single-Family Detached | Single-Family Detached | Single-Family Detached | 1500-1999 | 1500-2499 | 1 | Natural Gas | 100% Conditioned | Central AC | None | Natural Gas Fuel Boiler | None | 160000-179999 | 100% Incandescent | Occupied | 1970s | Natural Gas | Yes | 67.9925 | 480.0504 | 28.1348 | 1433.9967 | 4409.8404 | 117.2284 | 319.7405 | 73.2678 | 0 | 0 | 0 | 0 | 0 | 184.6348 | 99.9372 | 1938.9582 | 21.9803 | 4765.3356 | 0 | 0 | 0 | 33.4101 | 914.0887 | 0 | 0 | 0 | 0 | 0 | 0 | 0 | 0 | 10214.6991 | 0 | 6305.131 | 0 | 0 | 976.2197 | 0 | 0 | 0 | 0 | 0 | 32384.0602 | 32384.0602 | 14888.3034 | 14888.3034 | 0 | 17495.7567 | 0 | 2595.4719 | 0 | 3988.6908 | 0 | 5615.884 | 0 | 3988.6908 | 0 | 4976.0444 | 0 | 3988.6908 | 0 | 5882.5351 | 0 | 3988.6908 | 0 | 6584.1627 | 9604.5749 | 8964.7352 | 9871.2259
54440 | 242.131 | 2152 | 3 | Standard Efficiency | Gas, 100% Usage | EnergyStar, 100% Usage | Gas, 100% Usage | 318 Rated kWh, 100% Usage | 400%+ | None | 144 | Single-Family Attached | Single-Family Attached | Single-Family Attached | 2000-2499 | 1500-2499 | 2 | Natural Gas | 100% Conditioned | Central AC | Heating and Cooling | Natural Gas Shared Heating | Fan Coil Heating and Cooling, Natural Gas | 200000+ | 100% CFL | Occupied | 2010s | Natural Gas | Yes | 67.9925 | 33.117 | 21.6873 | 20.2219 | 1736.4461 | 88.5075 | 0 | 320.3267 | 0 | 0 | 0 | 0 | 0 | 51.8736 | 0 | 747.0382 | 21.9803 | 1932.8037 | 0 | 0 | 0 | 26.6695 | 480.0504 | 0 | 0 | 0 | 0 | 439.3135 | 0 | 0 | 0 | 18878.173 | 0 | 3549.3837 | 0 | 0 | 781.0344 | 0 | 0 | 0 | 0 | 0 | 29196.6192 | 29196.6192 | 5548.4215 | 5548.4215 | 0 | 23647.9046 | 0 | 987.9523 | 0 | 5391.2556 | 0 | 2103.956 | 0 | 5391.2556 | 0 | 1862.5433 | 0 | 5391.2556 | 0 | 2232.7508 | 0 | 5391.2556 | 0 | 6379.2079 | 7495.2116 | 7253.7988 | 7624.0064
54517 | 242.131 | 2115 | 2 | Standard Efficiency | Electric, 100% Usage | Standard, 100% Usage | Electric, 100% Usage | None | 400%+ | 24 | None | 20 to 49 Unit | Multifamily with 5+ units, 1-3 stories | Multi-Family with 5+ Units | 2000-2499 | 1500-2499 | 1 | Electricity | 100% Conditioned | Heat Pump | None | Electricity ASHP | None | 100000-119999 | 100% LED | Occupied | 2000s | Electricity | Yes | 67.9925 | 705.129 | 26.3764 | 406.7826 | 1675.7804 | 0 | 0 | 282.8136 | 1089.0521 | 3250.4512 | 0 | 0 | 1926.6492 | 34.2893 | 0 | 562.9895 | 16.412 | 2169.8982 | 0 | 0 | 0 | 389.4915 | 480.0504 | 0 | 0 | 0 | 0 | 0 | 0 | 0 | 0 | 0 | 0 | 0 | 0 | 0 | 0 | 0 | 0 | 0 | 0 | 0 | 13084.1579 | 13084.1579 | 13084.1579 | 13084.1579 | 0 | 0 | 0 | 2227.2923 | 0 | 0 | 0 | 5106.2485 | 0 | 0 | 0 | 4464.0878 | 0 | 0 | 0 | 5348.8796 | 0 | 0 | 0 | 2227.2923 | 5106.2485 | 4464.0878 | 5348.8796
54520 | 242.131 | 853 | 2 | Standard Efficiency | None | None | Electric, 100% Usage | None | 150-200% | 16 | None | 10 to 19 Unit | Multifamily with 5+ units, 1-3 stories | Multi-Family with 5+ Units | 750-999 | 0-1499 | 2 | Electricity | 100% Conditioned | Heat Pump | None | Electricity ASHP | None | 25000-29999 | 100% LED | Occupied | 1980s | Electricity | Yes | 67.9925 | 0 | 0 | 291.0196 | 1193.6785 | 0 | 0 | 129.5374 | 170.2743 | 1510.1952 | 0 | 0 | 1763.7017 | 23.7388 | 0 | 298.0533 | 16.412 | 1661.713 | 0 | 0 | 0 | 389.4915 | 480.0504 | 0 | 0 | 0 | 0 | 0 | 0 | 0 | 0 | 0 | 0 | 0 | 0 | 0 | 0 | 0 | 0 | 0 | 0 | 0 | 7995.858 | 7995.858 | 7995.858 | 7995.858 | 0 | 0 | 0 | 1363.7314 | 0 | 0 | 0 | 3073.2756 | 0 | 0 | 0 | 2698.7762 | 0 | 0 | 0 | 3247.4778 | 0 | 0 | 0 | 1363.7314 | 3073.2756 | 2698.7762 | 3247.4778
54560 | 242.131 | 885 | 2 | Standard Efficiency | None | Standard, 120% Usage | Gas, 120% Usage | None | 200-300% | None | None | Single-Family Detached | Single-Family Detached | Single-Family Detached | 750-999 | 0-1499 | 1 | Natural Gas | 20% Conditioned | Room AC | None | Natural Gas Fuel Wall/Floor Furnace | None | 25000-29999 | 100% Incandescent | Occupied | <1940 | Natural Gas | Yes | 67.9925 | 0 | 23.7388 | 0 | 602.261 | 0 | 319.7405 | 0 | 0 | 0 | 0 | 0 | 0 | 144.191 | 0 | 1247.8966 | 16.412 | 3623.8238 | 0 | 0 | 0 | 27.8418 | 868.0765 | 0 | 0 | 0 | 0 | 0 | 0 | 0 | 0 | 18043.2135 | 0 | 3732.5531 | 0 | 0 | 815.6168 | 0 | 0 | 0 | 0 | 0 | 29533.6509 | 29533.6509 | 6941.9744 | 6941.9744 | 0 | 22591.6765 | 0 | 1214.4242 | 0 | 5150.4048 | 0 | 2676.1097 | 0 | 5150.4048 | 0 | 2355.4907 | 0 | 5150.4048 | 0 | 2837.8485 | 0 | 5150.4048 | 0 | 6364.829 | 7826.5145 | 7505.8955 | 7988.2533
54768 | 242.131 | 1138 | 1 | None | Electric, 120% Usage | Standard, 120% Usage | Electric, 120% Usage | 290 Rated kWh, 120% Usage | 400%+ | 8 | None | 5 to 9 Unit | Multifamily with 5+ units, 1-3 stories | Multi-Family with 5+ Units | 1000-1499 | 0-1499 | 2 | Electricity | 100% Conditioned | Central AC | None | Electricity Electric Furnace | None | 70000-79999 | 100% Incandescent | Occupied | 1970s | Electricity | Yes | 0 | 662.9268 | 24.911 | 408.5411 | 2458.5732 | 72.3886 | 0 | 77.6638 | 0 | 6617.8378 | 0 | 0 | 2451.8326 | 156.793 | 0 | 1465.0623 | 16.412 | 3162.5299 | 0 | 0 | 0 | 416.454 | 890.9361 | 272.8492 | 0 | 0 | 0 | 0 | 0 | 0 | 0 | 0 | 0 | 0 | 0 | 0 | 0 | 0 | 0 | 0 | 0 | 0 | 19155.4182 | 19155.4182 | 19155.4182 | 19155.4182 | 0 | 0 | 0 | 3312.3469 | 0 | 0 | 0 | 7545.1811 | 0 | 0 | 0 | 6598.0317 | 0 | 0 | 0 | 7976.1052 | 0 | 0 | 0 | 3312.3469 | 7545.1811 | 6598.0317 | 7976.1052
54812 | 242.131 | 1202 | 3 | Standard Efficiency | None | EnergyStar, 120% Usage | Gas, 120% Usage | None | 300-400% | None | 16 | Single-Family Attached | Single-Family Attached | Single-Family Attached | 1000-1499 | 0-1499 | 2 | Natural Gas | 100% Conditioned | Central AC | None | Natural Gas Fuel Furnace | None | 80000-99999 | 100% Incandescent | Occupied | 1980s | Natural Gas | Yes | 67.9925 | 0 | 42.7884 | 655.3069 | 2744.6106 | 0 | 0 | 275.1937 | 0 | 0 | 0 | 0 | 0 | 160.0168 | 0 | 1519.8666 | 21.9803 | 4360.0183 | 0 | 0 | 0 | 42.4953 | 434.0383 | 0 | 0 | 0 | 0 | 0 | 0 | 0 | 0 | 11031.7812 | 0 | 9504.0017 | 0 | 0 | 1247.6035 | 0 | 0 | 0 | 0 | 0 | 32107.9872 | 32107.9872 | 10324.3077 | 10324.3077 | 0 | 21783.3865 | 0 | 1743.8712 | 0 | 4966.1751 | 0 | 3809.247 | 0 | 4966.1751 | 0 | 3368.9798 | 0 | 4966.1751 | 0 | 4028.1171 | 0 | 4966.1751 | 0 | 6710.0464 | 8775.4221 | 8335.1549 | 8994.2922
54866 | 242.131 | 617 | 1 | Standard Efficiency | Electric, 120% Usage | EnergyStar, 120% Usage | Electric, 120% Usage | None | 400%+ | 10 | None | 10 to 19 Unit | Multifamily with 5+ units, 1-3 stories | Multi-Family with 5+ Units | 500-749 | 0-1499 | 2 | Electricity | 100% Conditioned | Central AC | None | Electricity Electric Furnace | None | 80000-99999 | 100% Incandescent | Occupied | 2010s | Electricity | Yes | 67.9925 | 444.0027 | 25.7903 | 371.321 | 1693.0716 | 0 | 0 | 25.4972 | 0 | 2547.6668 | 0 | 0 | 3552.6075 | 130.7097 | 0 | 1017.8358 | 16.412 | 3133.2228 | 0 | 0 | 0 | 467.4484 | 434.0383 | 0 | 0 | 0 | 0 | 0 | 0 | 0 | 0 | 0 | 0 | 0 | 0 | 0 | 0 | 0 | 0 | 0 | 0 | 0 | 13927.6165 | 13927.6165 | 13927.6165 | 13927.6165 | 0 | 0 | 0 | 2422.8555 | 0 | 0 | 0 | 5375.4243 | 0 | 0 | 0 | 4904.4915 | 0 | 0 | 0 | 5932.2207 | 0 | 0 | 0 | 2422.8555 | 5375.4243 | 4904.4915 | 5932.2207
54875 | 242.131 | 617 | 1 | None | Electric, 80% Usage | EnergyStar, 80% Usage | Gas, 80% Usage | 318 Rated kWh, 80% Usage | 0-100% | 4 | None | 3 or 4 Unit | Multifamily with 2-4 Units | Multi-Family with 2 - 4 Units | 500-749 | 0-1499 | 2 | Natural Gas | 20% Conditioned | Room AC | None | Natural Gas Fuel Wall/Floor Furnace | None | <10000 | 100% Incandescent | Occupied | <1940 | Natural Gas | Yes | 0 | 231.8192 | 13.4813 | 0 | 255.558 | 51.5805 | 0 | 0 | 0 | 0 | 0 | 0 | 0 | 130.7097 | 0 | 1017.8358 | 16.412 | 530.4586 | 0 | 0 | 0 | 19.0496 | 480.0504 | 0 | 0 | 0 | 0 | 0 | 0 | 0 | 0 | 9061.4644 | 0 | 2190.9993 | 0 | 0 | 555.9558 | 0 | 0 | 0 | 0 | 0 | 14555.3747 | 14555.3747 | 2746.9551 | 2746.9551 | 0 | 11808.4196 | 0 | 480.7394 | 0 | 2692.0684 | 0 | 1050.2401 | 0 | 2692.0684 | 0 | 924.2711 | 0 | 2692.0684 | 0 | 1127.0196 | 0 | 2692.0684 | 0 | 3172.8079 | 3742.3085 | 3616.3396 | 3819.0881
54925 | 242.131 | 853 | 1 | None | Electric, 100% Usage | EnergyStar, 100% Usage | Electric, 100% Usage | 290 Rated kWh, 100% Usage | 150-200% | 10 | None | 10 to 19 Unit | Multifamily with 5+ units, 1-3 stories | Multi-Family with 5+ Units | 750-999 | 0-1499 | 3 | Electricity | 100% Conditioned | Heat Pump | Heating and Cooling | Electricity Shared Heating | Fan Coil Heating and Cooling, Electricity | 20000-24999 | 100% Incandescent | Vacant | 1950s | Electricity | No | 0 | 0 | 0 | 5.8614 | 563.2826 | 0 | 0 | 105.5056 | 0 | 4660.7092 | 0 | 0 | 337.0317 | 0 | 0 | 0 | 16.412 | 0 | 0 | 0 | 0 | 0 | 434.0383 | 0 | 0 | 0 | 0 | 0 | 0 | 0 | 0 | 0 | 0 | 0 | 0 | 0 | 0 | 0 | 0 | 0 | 0 | 0 | 6122.5477 | 6122.5477 | 6122.5477 | 6122.5477 | 0 | 0 | 0 | 1123.1727 | 0 | 0 | 0 | 2641.4856 | 0 | 0 | 0 | 2291.7246 | 0 | 0 | 0 | 2738.3716 | 0 | 0 | 0 | 1123.1727 | 2641.4856 | 2291.7246 | 2738.3716
54992 | 242.131 | 3301 | 4 | Standard Efficiency | Electric, 80% Usage | EnergyStar, 80% Usage | Electric, 80% Usage | 290 Rated kWh, 80% Usage | 200-300% | None | None | Single-Family Detached | Single-Family Detached | Single-Family Detached | 3000-3999 | 2500-3999 | 2 | Electricity | 100% Conditioned | Heat Pump | None | Electricity ASHP | None | 80000-99999 | 100% CFL | Occupied | 1990s | Electricity | Yes | 67.9925 | 618.673 | 36.0477 | 1272.5146 | 4180.6588 | 156.2069 | 319.7405 | 961.8593 | 1692.4854 | 16640.8684 | 0 | 0 | 2570.5264 | 66.2341 | 24.911 | 1062.6757 | 21.9803 | 1919.6155 | 0 | 0 | 0 | 482.6881 | 868.0765 | 0 | 0 | 0 | 0 | 0 | 0 | 0 | 0 | 0 | 0 | 0 | 0 | 0 | 0 | 0 | 0 | 0 | 0 | 0 | 32963.1686 | 32963.1686 | 32963.1686 | 32963.1686 | 0 | 0 | 0 | 6118.4131 | 0 | 0 | 0 | 13627.4815 | 0 | 0 | 0 | 12270.0047 | 0 | 0 | 0 | 14889.693 | 0 | 0 | 0 | 6118.4131 | 13627.4815 | 12270.0047 | 14889.693
55002 | 242.131 | 8194 | 3 | None | Electric, 100% Usage | EnergyStar, 100% Usage | Electric, 100% Usage | 290 Rated kWh, 100% Usage | 400%+ | None | None | Single-Family Detached | Single-Family Detached | Single-Family Detached | 4000+ | 4000+ | 2 | Natural Gas | None | None | None | Natural Gas Fuel Wall/Floor Furnace | None | 160000-179999 | 100% Incandescent | Occupied | <1940 | Natural Gas | Yes | 0 | 400.042 | 23.4457 | 0 | 0 | 91.1451 | 319.7405 | 0 | 0 | 0 | 0 | 0 | 0 | 509.6506 | 0 | 7521.9621 | 21.9803 | 4450.8703 | 0 | 0 | 0 | 405.6104 | 480.0504 | 0 | 0 | 0 | 0 | 0 | 0 | 0 | 0 | 60873.4989 | 0 | 3857.4014 | 0 | 0 | 0 | 0 | 0 | 0 | 0 | 0 | 78955.1047 | 78955.1047 | 14224.4975 | 14224.4975 | 0 | 64730.6072 | 0 | 2451.0825 | 0 | 14757.2513 | 0 | 5415.4593 | 0 | 14757.2513 | 0 | 4752.5426 | 0 | 14757.2513 | 0 | 5843.2926 | 0 | 14757.2513 | 0 | 17208.3338 | 20172.7105 | 19509.7939 | 20600.5439
55007 | 242.131 | 2176 | 5 | Standard Efficiency | Gas, 100% Usage | Standard, 100% Usage | Gas, 100% Usage | None | 300-400% | None | None | Single-Family Detached | Single-Family Detached | Single-Family Detached | 2000-2499 | 1500-2499 | 1 | Natural Gas | 100% Conditioned | Central AC | None | Natural Gas Fuel Wall/Floor Furnace | None | 80000-99999 | 100% Incandescent | Occupied | 1980s | Natural Gas | Yes | 67.9925 | 89.3867 | 37.5131 | 691.9408 | 3525.645 | 0 | 0 | 0 | 0 | 0 | 0 | 0 | 0 | 208.6666 | 99.9372 | 2355.9983 | 27.2556 | 2851.8746 | 0 | 2454.4702 | 0 | 32.2378 | 868.0765 | 0 | 0 | 0 | 0 | 1187.2309 | 0 | 952.481 | 0 | 21623.3697 | 0 | 4918.9048 | 0 | 0 | 947.2057 | 0 | 0 | 0 | 0 | 0 | 42940.7732 | 42940.7732 | 13311.5811 | 13311.5811 | 0 | 29629.1921 | 0 | 2155.7386 | 0 | 6754.8336 | 0 | 4750.3917 | 0 | 6754.8336 | 0 | 4208.6164 | 0 | 6754.8336 | 0 | 5013.893 | 0 | 6754.8336 | 0 | 8910.5722 | 11505.2253 | 10963.4501 | 11768.7266
55056 | 242.131 | 2176 | 4 | Standard Efficiency | Electric, 80% Usage | Standard, 80% Usage | Electric, 80% Usage | None | 400%+ | None | None | Single-Family Detached | Single-Family Detached | Single-Family Detached | 2000-2499 | 1500-2499 | 1 | Natural Gas | 20% Conditioned | Room AC | None | Natural Gas Fuel Furnace | None | 200000+ | 100% CFL | Occupied | 2010s | Natural Gas | Yes | 67.9925 | 989.701 | 36.927 | 0 | 368.3903 | 0 | 319.7405 | 266.9877 | 0 | 0 | 0 | 0 | 0 | 52.1667 | 0 | 753.7788 | 21.9803 | 1583.463 | 0 | 0 | 0 | 429.9353 | 914.0887 | 0 | 0 | 0 | 0 | 0 | 0 | 0 | 0 | 10720.2467 | 0 | 3843.334 | 0 | 0 | 0 | 0 | 0 | 0 | 0 | 0 | 20368.1463 | 20368.1463 | 5804.8587 | 5804.8587 | 0 | 14563.2876 | 0 | 978.4178 | 0 | 3320.1487 | 0 | 2168.142 | 0 | 3320.1487 | 0 | 1908.0354 | 0 | 3320.1487 | 0 | 2319.5707 | 0 | 3320.1487 | 0 | 4298.5665 | 5488.2908 | 5228.1841 | 5639.7194
55193 | 242.131 | 1202 | 2 | Standard Efficiency | Gas, 80% Usage | EnergyStar, 80% Usage | Electric, 80% Usage | None | 300-400% | None | 8 | Single-Family Attached | Single-Family Attached | Single-Family Attached | 1000-1499 | 0-1499 | 1 | Natural Gas | 100% Conditioned | Central AC | None | Natural Gas Fuel Furnace | None | 40000-44999 | 100% CFL | Occupied | 1950s | Natural Gas | Yes | 67.9925 | 20.808 | 13.4813 | 298.0533 | 2246.9759 | 0 | 319.7405 | 276.6591 | 0 | 0 | 0 | 0 | 0 | 40.1507 | 0 | 486.2049 | 16.412 | 827.9258 | 0 | 0 | 0 | 277.5383 | 434.0383 | 0 | 0 | 0 | 0 | 275.1937 | 0 | 0 | 0 | 12801.3443 | 0 | 2079.6323 | 0 | 0 | 0 | 0 | 0 | 0 | 0 | 0 | 20482.444 | 20482.444 | 5325.9806 | 5325.9806 | 0 | 15156.1704 | 0 | 923.0578 | 0 | 3455.3034 | 0 | 1978.804 | 0 | 3455.3034 | 0 | 1756.6004 | 0 | 3455.3034 | 0 | 2077.1074 | 0 | 3455.3034 | 0 | 4378.3611 | 5434.1074 | 5211.9038 | 5532.4108
55279 | 242.131 | 617 | 1 | None | None | None | Electric, 100% Usage | None | 300-400% | 11 | None | 10 to 19 Unit | Multifamily with 5+ units, 1-3 stories | Multi-Family with 5+ Units | 500-749 | 0-1499 | 2 | Electricity | 100% Conditioned | Heat Pump | None | Electricity ASHP | None | 40000-44999 | 100% CFL | Occupied | 1980s | Electricity | Yes | 0 | 0 | 0 | 268.4531 | 1180.1972 | 0 | 0 | 92.0243 | 11.4298 | 962.1523 | 0 | 0 | 1224.1579 | 32.824 | 0 | 325.602 | 16.412 | 1371.2795 | 0 | 0 | 0 | 346.9961 | 434.0383 | 0 | 0 | 0 | 0 | 0 | 0 | 0 | 0 | 0 | 0 | 0 | 0 | 0 | 0 | 0 | 0 | 0 | 0 | 0 | 6265.2733 | 6265.2733 | 6265.2733 | 6265.2733 | 0 | 0 | 0 | 1070.4517 | 0 | 0 | 0 | 2385.8233 | 0 | 0 | 0 | 2099.1987 | 0 | 0 | 0 | 2514.5047 | 0 | 0 | 0 | 1070.4517 | 2385.8233 | 2099.1987 | 2514.5047
55285 | 242.131 | 853 | 2 | Standard Efficiency | Electric, 80% Usage | EnergyStar, 80% Usage | Electric, 80% Usage | None | 0-100% | 12 | None | 10 to 19 Unit | Multifamily with 5+ units, 1-3 stories | Multi-Family with 5+ Units | 750-999 | 0-1499 | 3 | Electricity | 100% Conditioned | Central AC | Heating Only | Electricity Shared Heating | Boiler Baseboards Heating Only, Electricity | <10000 | 100% Incandescent | Occupied | 2000s | Electricity | Yes | 67.9925 | 296.0018 | 17.2912 | 231.8192 | 1285.4097 | 0 | 319.7405 | 116.9354 | 0 | 4744.8206 | 0 | 0 | 1131.8405 | 142.7256 | 0 | 1220.3479 | 16.412 | 830.8565 | 0 | 0 | 0 | 311.5345 | 1356.0398 | 0 | 0 | 0 | 0 | 0 | 0 | 0 | 0 | 0 | 0 | 0 | 0 | 0 | 0 | 0 | 0 | 0 | 0 | 0 | 12089.7678 | 12089.7678 | 12089.7678 | 12089.7678 | 0 | 0 | 0 | 2102.6138 | 0 | 0 | 0 | 4792.6153 | 0 | 0 | 0 | 4188.4384 | 0 | 0 | 0 | 5073.6833 | 0 | 0 | 0 | 2102.6138 | 4792.6153 | 4188.4384 | 5073.6833
55325 | 242.131 | 866 | 4 | None | Electric, 100% Usage | EnergyStar, 100% Usage | Electric, 100% Usage | 318 Rated kWh, 100% Usage | 200-300% | None | 7 | Single-Family Attached | Single-Family Attached | Single-Family Attached | 750-999 | 0-1499 | 1 | Electricity | 100% Conditioned | Heat Pump | None | Electricity ASHP | None | 35000-39999 | 100% CFL | Occupied | 2000s | Electricity | Yes | 0 | 369.8557 | 21.6873 | 318.2752 | 1323.802 | 88.5075 | 0 | 64.1826 | 55.9766 | 798.3256 | 0 | 0 | 1883.5678 | 35.7547 | 0 | 393.8875 | 21.9803 | 1735.2738 | 0 | 0 | 0 | 389.4915 | 434.0383 | 0 | 0 | 0 | 0 | 0 | 0 | 0 | 0 | 0 | 0 | 0 | 0 | 0 | 0 | 0 | 0 | 0 | 0 | 0 | 7934.8992 | 7934.8992 | 7934.8992 | 7934.8992 | 0 | 0 | 0 | 1388.1047 | 0 | 0 | 0 | 3083.1494 | 0 | 0 | 0 | 2710.2344 | 0 | 0 | 0 | 3254.7929 | 0 | 0 | 0 | 1388.1047 | 3083.1494 | 2710.2344 | 3254.7929
55372 | 242.131 | 2663 | 4 | Standard Efficiency | Electric, 80% Usage | EnergyStar, 80% Usage | Electric, 80% Usage | 290 Rated kWh, 80% Usage | 200-300% | None | None | Single-Family Detached | Single-Family Detached | Single-Family Detached | 2500-2999 | 2500-3999 | 1 | Natural Gas | 20% Conditioned | Room AC | None | Natural Gas Fuel Furnace | None | 30000-34999 | 100% Incandescent | Occupied | <1940 | Electricity | Yes | 67.9925 | 220.6825 | 12.8951 | 0 | 997.0278 | 45.1329 | 0 | 1118.3592 | 0 | 0 | 0 | 0 | 764.0363 | 233.2846 | 0 | 2774.2107 | 21.9803 | 1188.6963 | 0 | 0 | 0 | 271.6769 | 434.0383 | 0 | 0 | 0 | 0 | 0 | 0 | 0 | 0 | 44855.6995 | 0 | 0 | 0 | 0 | 0 | 0 | 0 | 0 | 0 | 0 | 53005.1268 | 53005.1268 | 8149.4272 | 8149.4272 | 0 | 44855.6995 | 0 | 1456.3821 | 0 | 10226.1738 | 0 | 3195.1854 | 0 | 10226.1738 | 0 | 2806.1179 | 0 | 10226.1738 | 0 | 3409.4983 | 0 | 10226.1738 | 0 | 11682.5559 | 13421.3592 | 13032.2917 | 13635.672
55450 | 242.131 | 1690 | 3 | Standard Efficiency | Electric, 120% Usage | EnergyStar, 120% Usage | Electric, 120% Usage | 290 Rated kWh, 120% Usage | 150-200% | None | None | Single-Family Detached | Single-Family Detached | Single-Family Detached | 1500-1999 | 1500-2499 | 1 | Fuel Oil | 100% Conditioned | Central AC | None | Fuel Oil Fuel Furnace | None | 60000-69999 | 100% LED | Occupied | 1970s | Electricity | Yes | 67.9925 | 1077.0362 | 63.0103 | 849.32 | 3749.2582 | 275.7799 | 319.7405 | 220.0964 | 0 | 0 | 0 | 0 | 9906.9745 | 30.7725 | 16.7051 | 473.6028 | 21.9803 | 7283.4022 | 0 | 0 | 0 | 803.0147 | 914.0887 | 577.0569 | 0 | 9484.659 | 0 | 0 | 0 | 0 | 0 | 0 | 0 | 0 | 0 | 0 | 0 | 0 | 0 | 0 | 0 | 0 | 36134.7837 | 36134.7837 | 26650.1247 | 26650.1247 | 9484.659 | 0 | 0 | 4441.4159 | 2875.7207 | 0 | 0 | 9860.5125 | 2875.7207 | 0 | 0 | 8690.9981 | 2875.7207 | 0 | 0 | 10495.6661 | 2875.7207 | 0 | 0 | 7317.1367 | 12736.2333 | 11566.7188 | 13371.3869
55470 | 242.131 | 1202 | 2 | Standard Efficiency | Electric, 80% Usage | EnergyStar, 80% Usage | Electric, 80% Usage | 290 Rated kWh, 80% Usage | 400%+ | None | 30 | Single-Family Attached | Single-Family Attached | Single-Family Attached | 1000-1499 | 0-1499 | 1 | Natural Gas | 60% Conditioned | Room AC | None | Natural Gas Fuel Boiler | None | 80000-99999 | 100% LED | Occupied | 1950s | Natural Gas | No | 67.9925 | 231.8192 | 13.4813 | 0 | 1192.7993 | 48.3567 | 0 | 120.7453 | 0 | 0 | 0 | 0 | 0 | 26.6695 | 0 | 371.321 | 16.412 | 827.9258 | 0 | 0 | 0 | 277.8314 | 480.0504 | 0 | 0 | 0 | 0 | 0 | 0 | 0 | 0 | 15355.4587 | 0 | 2126.8168 | 0 | 0 | 0 | 0 | 0 | 0 | 0 | 0 | 21157.3867 | 21157.3867 | 3675.1112 | 3675.1112 | 0 | 17482.2755 | 0 | 635.9274 | 0 | 3985.605 | 0 | 1377.1078 | 0 | 3985.605 | 0 | 1219.777 | 0 | 3985.605 | 0 | 1451.2928 | 0 | 3985.605 | 0 | 4621.5325 | 5362.7128 | 5205.382 | 5436.8979
55662 | 242.131 | 1690 | 3 | None | Electric, 100% Usage | EnergyStar, 100% Usage | Electric, 100% Usage | None | 300-400% | None | None | Single-Family Detached | Single-Family Detached | Single-Family Detached | 1500-1999 | 1500-2499 | 1 | Electricity | None | None | None | Electricity Baseboard | None | 50000-59999 | 100% Incandescent | Occupied | 1950s | Natural Gas | Yes | 0 | 400.042 | 23.4457 | 0 | 0 | 0 | 0 | 0 | 0 | 10893.1586 | 0 | 0 | 0 | 184.6348 | 0 | 1938.9582 | 21.9803 | 2382.6678 | 0 | 0 | 0 | 405.6104 | 914.0887 | 0 | 0 | 0 | 0 | 0 | 0 | 0 | 0 | 0 | 0 | 3014.529 | 0 | 0 | 0 | 0 | 0 | 0 | 0 | 0 | 20178.8224 | 20178.8224 | 17164.2934 | 17164.2934 | 0 | 3014.529 | 0 | 2959.0162 | 0 | 687.2519 | 0 | 6982.6409 | 0 | 687.2519 | 0 | 6047.9993 | 0 | 687.2519 | 0 | 7436.9218 | 0 | 687.2519 | 0 | 3646.268 | 7669.8927 | 6735.2511 | 8124.1736
55684 | 242.131 | 3301 | 3 | Standard Efficiency | Electric, 80% Usage | EnergyStar, 80% Usage | Electric, 80% Usage | 290 Rated kWh, 80% Usage | 400%+ | None | None | Single-Family Detached | Single-Family Detached | Single-Family Detached | 3000-3999 | 2500-3999 | 2 | Natural Gas | 100% Conditioned | Central AC | None | Natural Gas Fuel Furnace | None | 200000+ | 100% Incandescent | Occupied | <1940 | Natural Gas | Yes | 67.9925 | 220.6825 | 12.8951 | 774.5868 | 3210.5936 | 45.1329 | 319.7405 | 194.013 | 0 | 0 | 968.0137 | 956.2909 | 0 | 264.9362 | 0 | 3321.6675 | 21.9803 | 1290.0989 | 0 | 0 | 0 | 271.6769 | 434.0383 | 0 | 0 | 0 | 0 | 0 | 0 | 0 | 0 | 26838.2763 | 0 | 2056.7728 | 0 | 0 | 0 | 0 | 0 | 0 | 0 | 0 | 41269.3889 | 41269.3889 | 12374.0467 | 12374.0467 | 0 | 28895.3421 | 0 | 2111.2235 | 0 | 6587.5125 | 0 | 4500.2364 | 0 | 6587.5125 | 0 | 3991.0105 | 0 | 6587.5125 | 0 | 4796.0095 | 0 | 6587.5125 | 0 | 8698.7359 | 11087.7489 | 10578.5229 | 11383.5219
55714 | 242.131 | 3301 | 4 | None | Electric, 80% Usage | Standard, 80% Usage | Electric, 80% Usage | 290 Rated kWh, 80% Usage | 400%+ | None | None | Single-Family Detached | Single-Family Detached | Single-Family Detached | 3000-3999 | 2500-3999 | 1 | Electricity | 20% Conditioned | Room AC | None | Electricity Baseboard | None | 160000-179999 | 100% Incandescent | Occupied | 2010s | Natural Gas | Yes | 0 | 989.701 | 36.927 | 0 | 643.8771 | 128.3651 | 0 | 0 | 0 | 11479.0077 | 0 | 0 | 0 | 264.9362 | 99.9372 | 3321.6675 | 21.9803 | 1762.2363 | 0 | 0 | 0 | 429.9353 | 480.0504 | 548.336 | 0 | 0 | 0 | 0 | 0 | 0 | 0 | 0 | 0 | 3373.248 | 0 | 0 | 0 | 0 | 0 | 0 | 0 | 0 | 23580.2052 | 23580.2052 | 20206.9572 | 20206.9572 | 0 | 3373.248 | 0 | 3436.7478 | 0 | 769.0173 | 0 | 8014.1117 | 0 | 769.0173 | 0 | 6963.4993 | 0 | 769.0173 | 0 | 8497.2248 | 0 | 769.0173 | 0 | 4205.7652 | 8783.1291 | 7732.5166 | 9266.2421
55763 | 242.131 | 2176 | 3 | None | Electric, 80% Usage | EnergyStar, 80% Usage | Electric, 80% Usage | None | 100-150% | None | None | Single-Family Detached | Single-Family Detached | Single-Family Detached | 2000-2499 | 1500-2499 | 1 | Fuel Oil | 100% Conditioned | Central AC | None | Fuel Oil Fuel Furnace | None | 20000-24999 | 100% CFL | Occupied | 1970s | Electricity | Yes | 0 | 320.0336 | 18.7565 | 1185.1794 | 4011.5568 | 0 | 0 | 530.1656 | 0 | 0 | 0 | 0 | 1215.6588 | 52.1667 | 24.911 | 753.7788 | 21.9803 | 1268.7047 | 0 | 0 | 0 | 324.4297 | 434.0383 | 0 | 0 | 31556.1344 | 0 | 0 | 0 | 0 | 0 | 0 | 0 | 0 | 0 | 0 | 0 | 0 | 0 | 0 | 0 | 0 | 41717.2015 | 41717.2015 | 10161.3601 | 10161.3601 | 31556.1344 | 0 | 0 | 1612.0451 | 9567.7527 | 0 | 0 | 3503.5443 | 9567.7527 | 0 | 0 | 3119.4994 | 9567.7527 | 0 | 0 | 3690.188 | 9567.7527 | 0 | 0 | 11179.7977 | 13071.297 | 12687.2521 | 13257.9407
55859 | 242.131 | 1675 | 2 | None | Electric, 100% Usage | Standard, 100% Usage | Electric, 100% Usage | 290 Rated kWh, 100% Usage | 300-400% | None | 10 | Single-Family Attached | Single-Family Attached | Single-Family Attached | 1500-1999 | 1500-2499 | 2 | Natural Gas | 100% Conditioned | Central AC | None | Natural Gas Fuel Furnace | None | 60000-69999 | 100% LED | Occupied | 2000s | Natural Gas | Yes | 0 | 705.129 | 26.3764 | 502.91 | 1725.0163 | 82.646 | 0 | 43.0814 | 0 | 0 | 0 | 0 | 0 | 30.4794 | 0 | 470.6721 | 16.412 | 1859.5359 | 0 | 0 | 0 | 389.4915 | 400.042 | 0 | 0 | 0 | 0 | 0 | 0 | 0 | 0 | 8376.8504 | 0 | 3764.4979 | 0 | 0 | 0 | 0 | 0 | 0 | 0 | 0 | 18393.4334 | 18393.4334 | 6252.0851 | 6252.0851 | 0 | 12141.3483 | 0 | 1123.7406 | 0 | 2767.9939 | 0 | 2456.1986 | 0 | 2767.9939 | 0 | 2250.4223 | 0 | 2767.9939 | 0 | 2675.7672 | 0 | 2767.9939 | 0 | 3891.7345 | 5224.1925 | 5018.4163 | 5443.7612
55872 | 242.131 | 2115 | 3 | None | None | None | Electric, 100% Usage | None | 150-200% | 3 | None | 3 or 4 Unit | Multifamily with 2-4 Units | Multi-Family with 2 - 4 Units | 2000-2499 | 1500-2499 | 3 | Electricity | 100% Conditioned | Central AC | None | Electricity Baseboard | None | 45000-49999 | 100% Incandescent | Occupied | 1960s | Electricity | Yes | 0 | 0 | 0 | 970.9445 | 3431.2761 | 0 | 0 | 0 | 0 | 17154.0359 | 0 | 0 | 2863.0113 | 205.7359 | 0 | 2303.5386 | 21.9803 | 1980.5743 | 0 | 0 | 0 | 474.4821 | 434.0383 | 0 | 0 | 0 | 0 | 0 | 0 | 0 | 0 | 0 | 0 | 0 | 0 | 0 | 0 | 0 | 0 | 0 | 0 | 0 | 29839.6171 | 29839.6171 | 29839.6171 | 29839.6171 | 0 | 0 | 0 | 5378.9546 | 0 | 0 | 0 | 12236.8811 | 0 | 0 | 0 | 10674.1053 | 0 | 0 | 0 | 12960.0784 | 0 | 0 | 0 | 5378.9546 | 12236.8811 | 10674.1053 | 12960.0784
55891 | 242.131 | 853 | 2 | Standard Efficiency | Electric, 100% Usage | EnergyStar, 100% Usage | Electric, 100% Usage | 318 Rated kWh, 100% Usage | 0-100% | 323 | None | 50 or more Unit | Multifamily with 5+ units, 8+ stories | Multi-Family with 5+ Units | 750-999 | 0-1499 | 20 | Electricity | 100% Conditioned | Central AC | None | Electricity Electric Furnace | None | <10000 | 100% CFL | Occupied | 2000s | Electricity | Yes | 67.9925 | 369.8557 | 21.6873 | 147.4147 | 1291.8573 | 88.5075 | 0 | 14.0674 | 0 | 1292.1503 | 0 | 0 | 1993.1763 | 35.7547 | 0 | 390.3707 | 16.412 | 1661.713 | 0 | 0 | 0 | 389.4915 | 1356.0398 | 0 | 0 | 0 | 0 | 0 | 0 | 0 | 0 | 0 | 0 | 0 | 0 | 0 | 0 | 0 | 0 | 0 | 0 | 0 | 9136.7837 | 9136.7837 | 9136.7837 | 9136.7837 | 0 | 0 | 0 | 1524.8614 | 0 | 0 | 0 | 3450.1914 | 0 | 0 | 0 | 3029.0708 | 0 | 0 | 0 | 3656.0987 | 0 | 0 | 0 | 1524.8614 | 3450.1914 | 3029.0708 | 3656.0987
55964 | 242.131 | 2176 | 4 | Standard Efficiency | Electric, 120% Usage | EnergyStar, 120% Usage | Electric, 120% Usage | 290 Rated kWh, 120% Usage | 400%+ | None | None | Single-Family Detached | Single-Family Detached | Single-Family Detached | 2000-2499 | 1500-2499 | 1 | Natural Gas | 20% Conditioned | Room AC | None | Natural Gas Fuel Furnace | None | 200000+ | 100% Incandescent | Occupied | <1940 | Natural Gas | Yes | 67.9925 | 480.0504 | 28.1348 | 0 | 1140.9257 | 109.3155 | 0 | 541.8884 | 0 | 0 | 0 | 0 | 0 | 208.6666 | 0 | 2355.9983 | 21.9803 | 5074.5256 | 0 | 0 | 0 | 486.498 | 480.0504 | 0 | 0 | 0 | 0 | 0 | 0 | 0 | 0 | 25061.3864 | 0 | 6259.4119 | 0 | 0 | 0 | 0 | 0 | 0 | 0 | 0 | 42317.1179 | 42317.1179 | 10996.3196 | 10996.3196 | 0 | 31320.7983 | 0 | 1920.8394 | 0 | 7140.5033 | 0 | 4236.8598 | 0 | 7140.5033 | 0 | 3726.7213 | 0 | 7140.5033 | 0 | 4504.3392 | 0 | 7140.5033 | 0 | 9061.3427 | 11377.3631 | 10867.2245 | 11644.8424
55975 | 242.131 | 853 | 2 | Standard Efficiency, No usage | None | None | Electric, 80% Usage | 318 Rated kWh, 80% Usage | 400%+ | 12 | None | 10 to 19 Unit | Multifamily with 5+ units, 1-3 stories | Multi-Family with 5+ Units | 750-999 | 0-1499 | 2 | Electricity | 60% Conditioned | Room AC | None | Electricity Electric Furnace | None | 60000-69999 | 100% CFL | Vacant | 1970s | Electricity | Yes | 0 | 0 | 0 | 0 | 803.8939 | 0 | 0 | 48.6498 | 0 | 2086.666 | 0 | 0 | 359.8913 | 0 | 0 | 0 | 16.412 | 0 | 0 | 0 | 0 | 0 | 434.0383 | 0 | 0 | 0 | 0 | 0 | 0 | 0 | 0 | 0 | 0 | 0 | 0 | 0 | 0 | 0 | 0 | 0 | 0 | 0 | 3749.5513 | 3749.5513 | 3749.5513 | 3749.5513 | 0 | 0 | 0 | 696.7578 | 0 | 0 | 0 | 1601.6687 | 0 | 0 | 0 | 1394.3847 | 0 | 0 | 0 | 1642.443 | 0 | 0 | 0 | 696.7578 | 1601.6687 | 1394.3847 | 1642.443
56005 | 242.131 | 866 | 2 | None | Electric, 80% Usage | EnergyStar, 80% Usage | Electric, 80% Usage | 318 Rated kWh, 80% Usage | 0-100% | None | 7 | Single-Family Attached | Single-Family Attached | Single-Family Attached | 750-999 | 0-1499 | 3 | Natural Gas | 40% Conditioned | Room AC | None | Natural Gas Fuel Wall/Floor Furnace | None | <10000 | 100% Incandescent | Occupied | <1940 | Natural Gas | Yes | 0 | 296.0018 | 17.2912 | 0 | 814.7376 | 70.9232 | 0 | 0 | 0 | 0 | 0 | 0 | 0 | 143.3118 | 0 | 1231.4846 | 16.412 | 867.4904 | 0 | 0 | 0 | 311.5345 | 1356.0398 | 0 | 0 | 0 | 0 | 0 | 0 | 0 | 0 | 32830.9935 | 0 | 2472.6406 | 0 | 0 | 0 | 0 | 0 | 0 | 0 | 0 | 40428.861 | 40428.861 | 5125.2269 | 5125.2269 | 0 | 35303.9272 | 0 | 894.4197 | 0 | 8048.5389 | 0 | 1949.0392 | 0 | 8048.5389 | 0 | 1791.6232 | 0 | 8048.5389 | 0 | 2160.4029 | 0 | 8048.5389 | 0 | 8942.9587 | 9997.5782 | 9840.1621 | 10208.9418
56039 | 242.131 | 617 | 2 | Standard Efficiency | Electric, 120% Usage | EnergyStar, 120% Usage | Gas, 120% Usage | 318 Rated kWh, 120% Usage | 300-400% | 16 | None | 10 to 19 Unit | Multifamily with 5+ units, 1-3 stories | Multi-Family with 5+ Units | 500-749 | 0-1499 | 1 | Natural Gas | 100% Conditioned | Central AC | None | Natural Gas Fuel Wall/Floor Furnace | None | 45000-49999 | 100% LED | Occupied | 1970s | Natural Gas | Yes | 67.9925 | 347.5823 | 20.2219 | 442.2442 | 1876.8271 | 77.6638 | 0 | 0 | 0 | 0 | 0 | 0 | 0 | 21.6873 | 0 | 248.8173 | 16.412 | 2742.8521 | 0 | 0 | 0 | 28.4279 | 400.042 | 0 | 0 | 0 | 0 | 0 | 0 | 0 | 0 | 6082.1039 | 0 | 3976.3883 | 0 | 0 | 833.7872 | 0 | 0 | 0 | 0 | 0 | 17183.343 | 17183.343 | 6291.0636 | 6291.0636 | 0 | 10892.2794 | 0 | 1055.142 | 0 | 2483.2019 | 0 | 2302.2679 | 0 | 2483.2019 | 0 | 2039.9986 | 0 | 2483.2019 | 0 | 2430.557 | 0 | 2483.2019 | 0 | 3538.3439 | 4785.4698 | 4523.2004 | 4913.7589
56172 | 242.131 | 2631 | 4 | Standard Efficiency | Electric, 80% Usage | EnergyStar, 80% Usage | Electric, 80% Usage | 318 Rated kWh, 80% Usage | 300-400% | None | 8 | Single-Family Attached | Single-Family Attached | Single-Family Attached | 2500-2999 | 2500-3999 | 2 | Electricity | 20% Conditioned | Room AC | None | Electricity Baseboard | None | 100000-119999 | 100% CFL | Occupied | 1940s | Natural Gas | Yes | 67.9925 | 552.732 | 32.2378 | 0 | 2214.445 | 147.4147 | 0 | 0 | 0 | 73942.7102 | 0 | 0 | 0 | 58.0281 | 0 | 878.6271 | 21.9803 | 1265.1878 | 0 | 0 | 0 | 447.5195 | 434.0383 | 0 | 0 | 0 | 0 | 0 | 0 | 0 | 0 | 0 | 0 | 4069.2918 | 0 | 0 | 0 | 0 | 0 | 0 | 0 | 0 | 84132.2051 | 84132.2051 | 80062.9133 | 80062.9133 | 0 | 4069.2918 | 0 | 14229.9225 | 0 | 927.7415 | 0 | 33651.2949 | 0 | 927.7415 | 0 | 29104.827 | 0 | 927.7415 | 0 | 35590.4522 | 0 | 927.7415 | 0 | 15157.664 | 34579.0365 | 30032.5685 | 36518.1937
56212 | 242.131 | 866 | 3 | Standard Efficiency | Electric, 80% Usage | EnergyStar, 80% Usage | Electric, 80% Usage | None | 300-400% | None | 6 | Single-Family Attached | Single-Family Attached | Single-Family Attached | 750-999 | 0-1499 | 2 | Electricity | 100% Conditioned | Heat Pump | None | Electricity ASHP | None | 60000-69999 | 100% CFL | Occupied | 1980s | Electricity | Yes | 67.9925 | 296.0018 | 17.2912 | 327.6535 | 1424.3254 | 0 | 0 | 220.3894 | 283.3997 | 2403.1828 | 0 | 0 | 1062.9688 | 35.7547 | 0 | 393.8875 | 21.9803 | 867.4904 | 0 | 0 | 0 | 311.5345 | 434.0383 | 0 | 0 | 0 | 0 | 0 | 0 | 0 | 0 | 0 | 0 | 0 | 0 | 0 | 0 | 0 | 0 | 0 | 0 | 0 | 8168.4769 | 8168.4769 | 8168.4769 | 8168.4769 | 0 | 0 | 0 | 1475.1314 | 0 | 0 | 0 | 3301.3795 | 0 | 0 | 0 | 2891.596 | 0 | 0 | 0 | 3466.9807 | 0 | 0 | 0 | 1475.1314 | 3301.3795 | 2891.596 | 3466.9807
56252 | 242.131 | 1690 | 3 | Standard Efficiency | Gas, 100% Usage | Standard, 100% Usage | Gas, 100% Usage | 318 Rated kWh, 100% Usage | 300-400% | None | None | Single-Family Detached | Single-Family Detached | Single-Family Detached | 1500-1999 | 1500-2499 | 1 | Natural Gas | 100% Conditioned | Central AC | None | Natural Gas Fuel Furnace | None | 80000-99999 | 100% Incandescent | Occupied | 2000s | Natural Gas | Yes | 67.9925 | 110.4878 | 46.3052 | 525.1834 | 1870.0865 | 172.0327 | 319.7405 | 97.0065 | 0 | 0 | 0 | 0 | 0 | 184.6348 | 99.9372 | 1938.9582 | 21.9803 | 3012.1845 | 0 | 0 | 0 | 36.927 | 434.0383 | 0 | 0 | 0 | 0 | 1468.8722 | 0 | 0 | 0 | 4668.6221 | 0 | 6323.8875 | 0 | 0 | 1080.8461 | 0 | 0 | 0 | 0 | 0 | 22479.7234 | 22479.7234 | 8937.2023 | 8937.2023 | 0 | 13542.5211 | 0 | 1579.5402 | 0 | 3087.3887 | 0 | 3482.4178 | 0 | 3087.3887 | 0 | 3071.7629 | 0 | 3087.3887 | 0 | 3638.2199 | 0 | 3087.3887 | 0 | 4666.9289 | 6569.8065 | 6159.1516 | 6725.6087
56263 | 242.131 | 1202 | 4 | None | Electric, 100% Usage | Standard, 100% Usage | Electric, 100% Usage | None | 400%+ | None | 15 | Single-Family Attached | Single-Family Attached | Single-Family Attached | 1000-1499 | 0-1499 | 2 | Electricity | 100% Conditioned | Central AC | None | Electricity Electric Furnace | None | 140000-159999 | 100% Incandescent | Occupied | 1980s | Electricity | Yes | 0 | 705.129 | 26.3764 | 327.9465 | 2283.6098 | 0 | 0 | 192.2546 | 0 | 8199.2493 | 0 | 0 | 2057.652 | 160.0168 | 0 | 1519.8666 | 21.9803 | 1786.8543 | 0 | 0 | 0 | 389.4915 | 434.0383 | 0 | 0 | 0 | 0 | 0 | 0 | 0 | 0 | 0 | 0 | 0 | 0 | 0 | 0 | 0 | 0 | 0 | 0 | 0 | 18104.7584 | 18104.7584 | 18104.7584 | 18104.7584 | 0 | 0 | 0 | 3153.0662 | 0 | 0 | 0 | 7222.3499 | 0 | 0 | 0 | 6301.9089 | 0 | 0 | 0 | 7630.3132 | 0 | 0 | 0 | 3153.0662 | 7222.3499 | 6301.9089 | 7630.3132
56269 | 242.131 | 617 | 1 | None | Electric, 80% Usage | EnergyStar, 80% Usage | Electric, 80% Usage | 318 Rated kWh, 80% Usage | 300-400% | 8 | None | 5 to 9 Unit | Multifamily with 5+ units, 1-3 stories | Multi-Family with 5+ Units | 500-749 | 0-1499 | 2 | Electricity | 100% Conditioned | Heat Pump | Heating Only | Electricity Shared Heating | Boiler Baseboards Heating Only, Electricity | 40000-44999 | 100% Incandescent | Occupied | 1970s | Electricity | Yes | 0 | 231.8192 | 13.4813 | 0 | 0 | 51.5805 | 0 | 49.8221 | 0 | 1521.625 | 0 | 0 | 738.246 | 130.7097 | 0 | 1017.8358 | 16.412 | 685.7863 | 0 | 0 | 0 | 277.5383 | 434.0383 | 0 | 0 | 0 | 0 | 0 | 0 | 0 | 0 | 0 | 0 | 0 | 0 | 0 | 0 | 0 | 0 | 0 | 0 | 0 | 5168.8945 | 5168.8945 | 5168.8945 | 5168.8945 | 0 | 0 | 0 | 903.0453 | 0 | 0 | 0 | 2039.5672 | 0 | 0 | 0 | 1846.7474 | 0 | 0 | 0 | 2241.3673 | 0 | 0 | 0 | 903.0453 | 2039.5672 | 1846.7474 | 2241.3673
56310 | 242.131 | 2176 | 3 | None | Electric, 100% Usage | Standard, 100% Usage | Electric, 100% Usage | 290 Rated kWh, 100% Usage | 300-400% | None | None | Single-Family Detached | Single-Family Detached | Single-Family Detached | 2000-2499 | 1500-2499 | 1 | Electricity | 100% Conditioned | Central AC | None | Electricity Baseboard | None | 60000-69999 | 100% LED | Occupied | 1980s | Electricity | Yes | 0 | 762.864 | 28.4279 | 757.5887 | 2539.4608 | 91.1451 | 319.7405 | 0 | 0 | 6505.5916 | 0 | 0 | 2244.9244 | 34.8755 | 16.7051 | 575.5916 | 21.9803 | 2537.1163 | 0 | 0 | 0 | 405.6104 | 434.0383 | 0 | 0 | 0 | 0 | 0 | 1683.1072 | 0 | 0 | 0 | 0 | 0 | 0 | 0 | 0 | 0 | 0 | 0 | 0 | 0 | 18958.7675 | 18958.7675 | 17275.6604 | 17275.6604 | 0 | 1683.1072 | 0 | 3114.2006 | 0 | 383.736 | 0 | 6996.7263 | 0 | 383.736 | 0 | 6126.9906 | 0 | 383.736 | 0 | 7353.0154 | 0 | 383.736 | 0 | 3497.9365 | 7380.4622 | 6510.7265 | 7736.7513
56476 | 242.131 | 1690 | 3 | None | Electric, 80% Usage | Standard, 80% Usage | Gas, 80% Usage | None | 200-300% | None | None | Single-Family Detached | Single-Family Detached | Single-Family Detached | 1500-1999 | 1500-2499 | 1 | Natural Gas | 100% Conditioned | Central AC | None | Natural Gas Fuel Furnace | None | 25000-29999 | 100% CFL | Occupied | 1990s | Natural Gas | Yes | 0 | 420.557 | 15.8258 | 317.9821 | 2207.4113 | 0 | 0 | 485.3257 | 0 | 0 | 0 | 0 | 0 | 46.0122 | 0 | 620.1384 | 21.9803 | 1033.9547 | 0 | 0 | 0 | 18.4635 | 480.0504 | 0 | 0 | 0 | 0 | 0 | 0 | 0 | 0 | 19463.729 | 0 | 2075.8224 | 0 | 0 | 543.9399 | 0 | 0 | 0 | 0 | 0 | 27751.1927 | 27751.1927 | 5667.7014 | 5667.7014 | 0 | 22083.4913 | 0 | 968.2233 | 0 | 5034.5637 | 0 | 2080.8545 | 0 | 5034.5637 | 0 | 1845.7844 | 0 | 5034.5637 | 0 | 2191.9398 | 0 | 5034.5637 | 0 | 6002.787 | 7115.4182 | 6880.3481 | 7226.5035
56707 | 242.131 | 1202 | 2 | Standard Efficiency, No usage | Electric, 100% Usage | EnergyStar, 100% Usage | Gas, 100% Usage | None | 200-300% | None | 16 | Single-Family Attached | Single-Family Attached | Single-Family Attached | 1000-1499 | 0-1499 | 3 | Natural Gas | 100% Conditioned | Central AC | None | Natural Gas Fuel Furnace | None | 45000-49999 | 100% LED | Vacant | <1940 | Natural Gas | Yes | 0 | 0 | 0 | 492.9455 | 3136.4466 | 0 | 319.7405 | 500.5654 | 0 | 0 | 0 | 0 | 0 | 0 | 0 | 0 | 16.412 | 0 | 0 | 0 | 0 | 0 | 914.0887 | 0 | 0 | 0 | 0 | 0 | 0 | 0 | 0 | 20082.6951 | 0 | 1647.6456 | 0 | 0 | 0 | 0 | 0 | 0 | 0 | 0 | 27110.8324 | 27110.8324 | 5380.1987 | 5380.1987 | 0 | 21730.6337 | 0 | 999.9285 | 0 | 4954.1173 | 0 | 2029.9093 | 0 | 4954.1173 | 0 | 1812.7062 | 0 | 4954.1173 | 0 | 2128.0545 | 0 | 4954.1173 | 0 | 5954.0458 | 6984.0266 | 6766.8234 | 7082.1717
56726 | 242.131 | 1138 | 2 | None | None | None | Electric, 100% Usage | None | 400%+ | 3 | None | 3 or 4 Unit | Multifamily with 2-4 Units | Multi-Family with 2 - 4 Units | 1000-1499 | 0-1499 | 1 | Electricity | 100% Conditioned | Central AC | None | Electricity Baseboard | None | 70000-79999 | 100% LED | Occupied | 1960s | Electricity | Yes | 0 | 0 | 0 | 724.4717 | 3087.2107 | 0 | 319.7405 | 0 | 0 | 14375.136 | 0 | 0 | 1862.1736 | 26.0833 | 0 | 357.8398 | 16.412 | 1374.2102 | 0 | 0 | 0 | 389.4915 | 434.0383 | 0 | 0 | 0 | 0 | 0 | 0 | 0 | 0 | 0 | 0 | 0 | 0 | 0 | 0 | 0 | 0 | 0 | 0 | 0 | 22967.1005 | 22967.1005 | 22967.1005 | 22967.1005 | 0 | 0 | 0 | 4139.117 | 0 | 0 | 0 | 9449.1365 | 0 | 0 | 0 | 8229.594 | 0 | 0 | 0 | 9956.5194 | 0 | 0 | 0 | 4139.117 | 9449.1365 | 8229.594 | 9956.5194
56759 | 242.131 | 1220 | 2 | Standard Efficiency | Electric, 100% Usage | EnergyStar, 100% Usage | Electric, 100% Usage | 290 Rated kWh, 100% Usage | 400%+ | None | None | Single-Family Detached | Single-Family Detached | Single-Family Detached | 1000-1499 | 0-1499 | 1 | Electricity | 40% Conditioned | Room AC | None | Electricity Baseboard | None | 80000-99999 | 100% LED | Occupied | 1960s | Electricity | Yes | 67.9925 | 524.5972 | 30.7725 | 0 | 817.9614 | 125.7275 | 0 | 0 | 0 | 7849.6155 | 0 | 0 | 3058.4897 | 26.9625 | 0 | 375.131 | 16.412 | 2547.9599 | 0 | 0 | 0 | 471.2583 | 400.042 | 0 | 0 | 0 | 0 | 0 | 0 | 0 | 0 | 0 | 0 | 0 | 0 | 0 | 0 | 0 | 0 | 0 | 0 | 0 | 16312.9219 | 16312.9219 | 16312.9219 | 16312.9219 | 0 | 0 | 0 | 2816.3886 | 0 | 0 | 0 | 6535.7408 | 0 | 0 | 0 | 5681.6404 | 0 | 0 | 0 | 6880.2106 | 0 | 0 | 0 | 2816.3886 | 6535.7408 | 5681.6404 | 6880.2106
56778 | 242.131 | 2176 | 3 | Standard Efficiency | Gas, 100% Usage | Standard, 100% Usage | Electric, 100% Usage | None | 400%+ | None | None | Single-Family Detached | Single-Family Detached | Single-Family Detached | 2000-2499 | 1500-2499 | 1 | Electricity | 60% Conditioned | Room AC | None | Electricity Baseboard | None | 200000+ | 100% CFL | Occupied | 1980s | Natural Gas | Yes | 67.9925 | 68.2856 | 28.4279 | 0 | 2439.8167 | 0 | 319.7405 | 0 | 0 | 12212.2715 | 0 | 0 | 0 | 52.1667 | 0 | 753.7788 | 21.9803 | 2537.1163 | 0 | 0 | 0 | 405.6104 | 1160.8545 | 0 | 0 | 0 | 0 | 905.8827 | 0 | 0 | 0 | 0 | 0 | 3963.2001 | 0 | 0 | 0 | 0 | 0 | 0 | 0 | 0 | 24937.1243 | 24937.1243 | 20068.0415 | 20068.0415 | 0 | 4868.7897 | 0 | 3648.2276 | 0 | 1109.9986 | 0 | 8398.2351 | 0 | 1109.9986 | 0 | 7317.1394 | 0 | 1109.9986 | 0 | 8800.8396 | 0 | 1109.9986 | 0 | 4758.2261 | 9508.2337 | 8427.138 | 9910.8382
56813 | 242.131 | 853 | 2 | Standard Efficiency | Electric, 100% Usage | EnergyStar, 100% Usage | Electric, 100% Usage | None | 150-200% | 4 | None | 3 or 4 Unit | Multifamily with 2-4 Units | Multi-Family with 2 - 4 Units | 750-999 | 0-1499 | 2 | Electricity | 100% Conditioned | Room AC | None | Electricity Baseboard | None | 35000-39999 | 100% CFL | Occupied | 1970s | Electricity | Yes | 67.9925 | 450.1572 | 26.3764 | 0 | 1840.1932 | 0 | 0 | 0 | 0 | 10543.2317 | 0 | 0 | 2427.2146 | 35.7547 | 0 | 390.3707 | 16.412 | 1436.3413 | 0 | 0 | 0 | 431.9868 | 434.0383 | 0 | 0 | 0 | 0 | 0 | 0 | 0 | 0 | 0 | 0 | 0 | 0 | 0 | 0 | 0 | 0 | 0 | 0 | 0 | 18099.7762 | 18099.7762 | 18099.7762 | 18099.7762 | 0 | 0 | 0 | 3191.3707 | 0 | 0 | 0 | 7315.692 | 0 | 0 | 0 | 6379.3657 | 0 | 0 | 0 | 7766.3237 | 0 | 0 | 0 | 3191.3707 | 7315.692 | 6379.3657 | 7766.3237
56831 | 242.131 | 3301 | 3 | None | Gas, 100% Usage | EnergyStar, 100% Usage | Electric, 100% Usage | 290 Rated kWh, 100% Usage | 400%+ | None | None | Single-Family Detached | Single-Family Detached | Single-Family Detached | 3000-3999 | 2500-3999 | 2 | Natural Gas | 60% Conditioned | Room AC | None | Natural Gas Fuel Boiler | None | 200000+ | 100% Incandescent | Occupied | <1940 | Natural Gas | Yes | 0 | 35.7547 | 23.4457 | 0 | 4283.8198 | 91.1451 | 319.7405 | 60.3726 | 0 | 0 | 0 | 0 | 0 | 264.9362 | 0 | 3321.6675 | 21.9803 | 2894.956 | 0 | 0 | 0 | 405.6104 | 434.0383 | 435.5036 | 0 | 0 | 0 | 475.0682 | 0 | 0 | 0 | 27415.6263 | 0 | 4060.7927 | 0 | 0 | 0 | 0 | 0 | 0 | 0 | 0 | 44544.4581 | 44544.4581 | 12592.9708 | 12592.9708 | 0 | 31951.7803 | 0 | 2221.0368 | 0 | 7284.3188 | 0 | 4757.4582 | 0 | 7284.3188 | 0 | 4211.5739 | 0 | 7284.3188 | 0 | 5030.3757 | 0 | 7284.3188 | 0 | 9505.3556 | 12041.777 | 11495.8927 | 12314.6945
56968 | 242.131 | 1690 | 3 | None | Electric, 100% Usage | EnergyStar, 100% Usage | Electric, 100% Usage | 290 Rated kWh, 100% Usage | 400%+ | None | None | Single-Family Detached | Single-Family Detached | Single-Family Detached | 1500-1999 | 1500-2499 | 2 | Fuel Oil | 100% Conditioned | Central AC | None | Fuel Oil Fuel Furnace | None | 140000-159999 | 100% Incandescent | Occupied | 1980s | Fuel Oil | Yes | 0 | 400.042 | 23.4457 | 990.2871 | 2942.4335 | 91.1451 | 0 | 265.5224 | 0 | 0 | 0 | 0 | 0 | 184.6348 | 99.9372 | 1938.9582 | 21.9803 | 2382.6678 | 0 | 0 | 0 | 405.6104 | 434.0383 | 0 | 0 | 20486.2539 | 3407.8304 | 0 | 1570.2748 | 0 | 0 | 0 | 0 | 0 | 0 | 0 | 0 | 0 | 0 | 0 | 0 | 0 | 35644.4758 | 35644.4758 | 10180.1167 | 10180.1167 | 23894.0843 | 1570.2748 | 0 | 1691.1661 | 7244.6512 | 357.971 | 0 | 3627.8263 | 7244.6512 | 357.971 | 0 | 3218.496 | 7244.6512 | 357.971 | 0 | 3886.6765 | 7244.6512 | 357.971 | 0 | 9293.7883 | 11230.4486 | 10821.1182 | 11489.2988
56988 | 242.131 | 2176 | 3 | Standard Efficiency | Electric, 80% Usage | EnergyStar, 80% Usage | Electric, 80% Usage | None | 400%+ | None | None | Single-Family Detached | Single-Family Detached | Single-Family Detached | 2000-2499 | 1500-2499 | 2 | Electricity | 100% Conditioned | Central AC | None | Electricity Electric Furnace | None | 100000-119999 | 100% Incandescent | Occupied | 2010s | Electricity | Yes | 67.9925 | 419.6778 | 24.618 | 703.0775 | 3190.0786 | 0 | 319.7405 | 162.0683 | 0 | 18551.3987 | 0 | 0 | 1630.9405 | 208.6666 | 99.9372 | 2355.9983 | 21.9803 | 1426.0838 | 0 | 0 | 0 | 377.1825 | 868.0765 | 0 | 0 | 0 | 0 | 0 | 0 | 0 | 0 | 0 | 0 | 0 | 0 | 0 | 0 | 0 | 0 | 0 | 0 | 0 | 30427.2246 | 30427.2246 | 30427.2246 | 30427.2246 | 0 | 0 | 0 | 5398.7698 | 0 | 0 | 0 | 12400.1975 | 0 | 0 | 0 | 10801.8945 | 0 | 0 | 0 | 13112.8932 | 0 | 0 | 0 | 5398.7698 | 12400.1975 | 10801.8945 | 13112.8932
56996 | 242.131 | 1202 | 3 | Standard Efficiency | Electric, 80% Usage | EnergyStar, 80% Usage | Electric, 80% Usage | 290 Rated kWh, 80% Usage | 200-300% | None | 12 | Single-Family Attached | Single-Family Attached | Single-Family Attached | 1000-1499 | 0-1499 | 1 | Natural Gas | 100% Conditioned | Central AC | None | Natural Gas Fuel Furnace | None | 25000-29999 | 100% CFL | Occupied | 1950s | Electricity | Yes | 67.9925 | 231.8192 | 13.4813 | 463.9315 | 2556.1659 | 48.3567 | 0 | 587.6075 | 0 | 0 | 0 | 0 | 869.5419 | 40.1507 | 0 | 486.2049 | 21.9803 | 827.9258 | 0 | 0 | 0 | 277.5383 | 1290.9781 | 0 | 0 | 0 | 0 | 0 | 0 | 0 | 0 | 23565.5517 | 0 | 0 | 0 | 0 | 0 | 0 | 0 | 0 | 0 | 0 | 31349.2262 | 31349.2262 | 7783.6745 | 7783.6745 | 0 | 23565.5517 | 0 | 1350.7051 | 0 | 5372.4474 | 0 | 2943.3137 | 0 | 5372.4474 | 0 | 2604.0289 | 0 | 5372.4474 | 0 | 3075.7468 | 0 | 5372.4474 | 0 | 6723.1525 | 8315.7611 | 7976.4763 | 8448.1942
57049 | 242.131 | 2176 | 4 | None | Electric, 120% Usage | Standard, 120% Usage | Electric, 120% Usage | 290 Rated kWh, 120% Usage | 400%+ | None | None | Single-Family Detached | Single-Family Detached | Single-Family Detached | 2000-2499 | 1500-2499 | 1 | Natural Gas | 100% Conditioned | Central AC | None | Natural Gas Fuel Furnace | None | 140000-159999 | 100% LED | Vacant | 1950s | Natural Gas | Yes | 0 | 0 | 0 | 821.4782 | 6203.4353 | 0 | 319.7405 | 226.5439 | 0 | 0 | 0 | 0 | 0 | 0 | 0 | 0 | 21.9803 | 0 | 0 | 0 | 0 | 0 | 434.0383 | 0 | 0 | 0 | 0 | 0 | 0 | 0 | 0 | 10505.4256 | 0 | 907.348 | 0 | 0 | 0 | 0 | 0 | 0 | 0 | 0 | 19439.9902 | 19439.9902 | 8027.2166 | 8027.2166 | 0 | 11412.4805 | 0 | 1415.8636 | 0 | 2601.8403 | 0 | 2942.397 | 0 | 2601.8403 | 0 | 2642.4804 | 0 | 2601.8403 | 0 | 2977.8589 | 0 | 2601.8403 | 0 | 4017.7039 | 5544.2373 | 5244.3207 | 5579.6992
57050 | 242.131 | 1202 | 2 | None | Electric, 100% Usage | EnergyStar, 100% Usage | Electric, 100% Usage | 290 Rated kWh, 100% Usage | 300-400% | None | 24 | Single-Family Attached | Single-Family Attached | Single-Family Attached | 1000-1499 | 0-1499 | 1 | Natural Gas | 100% Conditioned | Central AC | None | Natural Gas Fuel Furnace | None | 45000-49999 | 100% LED | Occupied | 1980s | Natural Gas | Yes | 0 | 289.8473 | 16.9981 | 335.5664 | 2177.225 | 60.3726 | 0 | 188.7378 | 0 | 0 | 0 | 0 | 0 | 26.6695 | 0 | 371.321 | 16.412 | 1655.5585 | 0 | 0 | 0 | 346.9961 | 434.0383 | 0 | 0 | 0 | 0 | 0 | 0 | 0 | 0 | 7572.0772 | 0 | 2798.8287 | 0 | 0 | 0 | 0 | 0 | 0 | 0 | 0 | 16290.6485 | 16290.6485 | 5919.7425 | 5919.7425 | 0 | 10370.906 | 0 | 996.7289 | 0 | 2364.3765 | 0 | 2142.749 | 0 | 2364.3765 | 0 | 1902.4254 | 0 | 2364.3765 | 0 | 2263.7362 | 0 | 2364.3765 | 0 | 3361.1054 | 4507.1256 | 4266.8019 | 4628.1127
57081 | 242.131 | 2631 | 5 | Standard Efficiency | Electric, 120% Usage | EnergyStar, 120% Usage | Electric, 120% Usage | None | 400%+ | None | 6 | Single-Family Attached | Single-Family Attached | Single-Family Attached | 2500-2999 | 2500-3999 | 2 | Natural Gas | 100% Conditioned | Central AC | None | Natural Gas Fuel Furnace | None | 100000-119999 | 100% CFL | Occupied | 1990s | Natural Gas | Yes | 67.9925 | 540.13 | 31.6517 | 805.6524 | 5912.1227 | 0 | 0 | 2393.2184 | 0 | 0 | 0 | 0 | 0 | 58.0281 | 0 | 878.6271 | 27.2556 | 4274.7346 | 0 | 0 | 0 | 518.4427 | 434.0383 | 0 | 0 | 0 | 0 | 0 | 0 | 0 | 0 | 95604.4722 | 0 | 6061.0028 | 0 | 0 | 0 | 0 | 0 | 0 | 0 | 0 | 117607.3689 | 117607.3689 | 15941.8939 | 15941.8939 | 0 | 101665.475 | 0 | 2675.7169 | 0 | 23177.6235 | 0 | 5755.1147 | 0 | 23177.6235 | 0 | 5103.5211 | 0 | 23177.6235 | 0 | 6121.1692 | 0 | 23177.6235 | 0 | 25853.3404 | 28932.7381 | 28281.1445 | 29298.7926
57123 | 242.131 | 1220 | 3 | Standard Efficiency | Electric, 120% Usage | Standard, 120% Usage | Electric, 120% Usage | 318 Rated kWh, 120% Usage | 400%+ | None | None | Single-Family Detached | Single-Family Detached | Single-Family Detached | 1000-1499 | 0-1499 | 1 | Electricity | 100% Conditioned | Heat Pump | None | Electricity ASHP | None | 120000-139999 | 100% CFL | Occupied | 1960s | Electricity | Yes | 67.9925 | 915.261 | 34.2893 | 895.6252 | 2492.2764 | 117.2284 | 0 | 277.8314 | 2026.8795 | 4048.1907 | 0 | 0 | 4100.3573 | 40.1507 | 0 | 491.1871 | 21.9803 | 4466.4031 | 0 | 0 | 0 | 486.498 | 480.0504 | 0 | 0 | 0 | 0 | 0 | 1460.9593 | 0 | 0 | 0 | 0 | 0 | 0 | 0 | 0 | 0 | 0 | 0 | 0 | 0 | 22423.1606 | 22423.1606 | 20962.2014 | 20962.2014 | 0 | 1460.9593 | 0 | 3456.7485 | 0 | 333.0547 | 0 | 7914.1127 | 0 | 333.0547 | 0 | 6934.3814 | 0 | 333.0547 | 0 | 8438.6129 | 0 | 333.0547 | 0 | 3789.8033 | 8247.1675 | 7267.4361 | 8771.6677
57134 | 242.131 | 1202 | 4 | None | Electric, 120% Usage | EnergyStar, 120% Usage | Electric, 120% Usage | None | 200-300% | None | 50 | Single-Family Attached | Single-Family Attached | Single-Family Attached | 1000-1499 | 0-1499 | 3 | Natural Gas | 100% Conditioned | Room AC | None | Natural Gas Fuel Furnace | None | 60000-69999 | 100% Incandescent | Occupied | <1940 | Natural Gas | Yes | 0 | 540.13 | 31.6517 | 0 | 2269.8354 | 0 | 0 | 516.9774 | 0 | 0 | 0 | 0 | 0 | 160.0168 | 0 | 1519.8666 | 21.9803 | 3835.7142 | 0 | 0 | 0 | 518.4427 | 400.042 | 0 | 0 | 0 | 0 | 0 | 0 | 0 | 0 | 20725.3999 | 0 | 6758.2189 | 0 | 0 | 0 | 0 | 0 | 0 | 0 | 0 | 37298.2759 | 37298.2759 | 9814.364 | 9814.364 | 0 | 27483.9119 | 0 | 1710.1222 | 0 | 6265.7349 | 0 | 3722.2112 | 0 | 6265.7349 | 0 | 3284.9654 | 0 | 6265.7349 | 0 | 3945.6304 | 0 | 6265.7349 | 0 | 7975.8571 | 9987.9461 | 9550.7003 | 10211.3653
57182 | 242.131 | 1690 | 2 | Standard Efficiency | Electric, 100% Usage | EnergyStar, 100% Usage | Electric, 100% Usage | 290 Rated kWh, 100% Usage | 300-400% | None | None | Single-Family Detached | Single-Family Detached | Single-Family Detached | 1500-1999 | 1500-2499 | 1 | Electricity | 100% Conditioned | Heat Pump | None | Electricity ASHP | None | 60000-69999 | 100% Incandescent | Occupied | 1990s | Electricity | Yes | 81.7668 | 400.042 | 23.4457 | 437.5551 | 1757.5472 | 91.1451 | 319.7405 | 172.0327 | 386.2677 | 2036.2578 | 0 | 0 | 2078.167 | 184.6348 | 99.9372 | 1938.9582 | 16.412 | 2382.6678 | 0 | 0 | 0 | 405.6104 | 434.0383 | 351.6853 | 0 | 0 | 0 | 0 | 0 | 0 | 0 | 0 | 0 | 0 | 0 | 0 | 0 | 0 | 0 | 0 | 0 | 0 | 13597.9115 | 13597.9115 | 13597.9115 | 13597.9115 | 0 | 0 | 0 | 2330.8946 | 0 | 0 | 0 | 5261.4651 | 0 | 0 | 0 | 4614.563 | 0 | 0 | 0 | 5529.3844 | 0 | 0 | 0 | 2330.8946 | 5261.4651 | 4614.563 | 5529.3844
57303 | 242.131 | 1690 | 4 | Standard Efficiency | Electric, 100% Usage | EnergyStar, 100% Usage | Electric, 100% Usage | None | 300-400% | None | None | Single-Family Detached | Single-Family Detached | Single-Family Detached | 1500-1999 | 1500-2499 | 1 | Electricity | 100% Conditioned | Heat Pump | None | Electricity ASHP | None | 70000-79999 | 100% LED | Occupied | 2000s | Electricity | Yes | 67.9925 | 524.5972 | 30.7725 | 361.3566 | 1191.3339 | 0 | 0 | 182.2902 | 288.0889 | 3069.3333 | 0 | 0 | 2810.8446 | 30.7725 | 16.7051 | 473.6028 | 21.9803 | 2697.4261 | 0 | 0 | 0 | 471.2583 | 834.0803 | 0 | 0 | 0 | 0 | 0 | 0 | 0 | 0 | 0 | 0 | 0 | 0 | 0 | 0 | 0 | 0 | 0 | 0 | 0 | 13072.4351 | 13072.4351 | 13072.4351 | 13072.4351 | 0 | 0 | 0 | 2270.0157 | 0 | 0 | 0 | 5138.5153 | 0 | 0 | 0 | 4500.5054 | 0 | 0 | 0 | 5422.1044 | 0 | 0 | 0 | 2270.0157 | 5138.5153 | 4500.5054 | 5422.1044
57336 | 242.131 | 3301 | 4 | Standard Efficiency | Electric, 120% Usage | Standard, 120% Usage | Electric, 120% Usage | None | 400%+ | None | None | Single-Family Detached | Single-Family Detached | Single-Family Detached | 3000-3999 | 2500-3999 | 2 | Fuel Oil | <10% Conditioned | Room AC | None | Fuel Oil Fuel Boiler | None | 200000+ | 100% CFL | Occupied | <1940 | Electricity | Yes | 67.9925 | 1484.405 | 55.6835 | 0 | 819.7198 | 0 | 319.7405 | 199.5814 | 0 | 0 | 0 | 0 | 7212.186 | 66.2341 | 0 | 1062.6757 | 21.9803 | 7048.9454 | 0 | 0 | 0 | 644.7564 | 480.0504 | 0 | 0 | 43996.4152 | 0 | 0 | 0 | 0 | 0 | 0 | 0 | 0 | 0 | 0 | 0 | 0 | 0 | 0 | 0 | 0 | 63480.366 | 63480.366 | 19483.9509 | 19483.9509 | 43996.4152 | 0 | 0 | 3149.8756 | 13339.6839 | 0 | 0 | 7106.1609 | 13339.6839 | 0 | 0 | 6244.5871 | 13339.6839 | 0 | 0 | 7634.7892 | 13339.6839 | 0 | 0 | 16489.5595 | 20445.8448 | 19584.2711 | 20974.4732
57345 | 242.131 | 633 | 3 | Standard Efficiency | Electric, 80% Usage | EnergyStar, 80% Usage | Electric, 80% Usage | None | 200-300% | None | None | Single-Family Detached | Single-Family Detached | Single-Family Detached | 500-749 | 0-1499 | 1 | Natural Gas | 100% Conditioned | Central AC | None | Natural Gas Fuel Furnace | None | 60000-69999 | 100% CFL | Occupied | 1940s | Natural Gas | Yes | 67.9925 | 519.0289 | 30.1863 | 530.7517 | 2309.6931 | 0 | 0 | 164.7059 | 0 | 0 | 0 | 0 | 0 | 32.824 | 24.911 | 329.998 | 21.9803 | 1338.1625 | 0 | 0 | 0 | 429.9353 | 914.0887 | 0 | 0 | 0 | 0 | 0 | 0 | 0 | 0 | 10589.83 | 0 | 3894.3284 | 0 | 0 | 0 | 0 | 0 | 0 | 0 | 0 | 21198.4166 | 21198.4166 | 6714.2582 | 6714.2582 | 0 | 14484.1584 | 0 | 1161.5566 | 0 | 3302.0935 | 0 | 2545.5268 | 0 | 3302.0935 | 0 | 2356.3461 | 0 | 3302.0935 | 0 | 2773.8022 | 0 | 3302.0935 | 0 | 4463.6501 | 5847.6203 | 5658.4396 | 6075.8957
57425 | 242.131 | 2663 | 4 | Standard Efficiency | Electric, 100% Usage | Standard, 100% Usage | Electric, 100% Usage | 318 Rated kWh, 100% Usage | 300-400% | None | None | Single-Family Detached | Single-Family Detached | Single-Family Detached | 2500-2999 | 2500-3999 | 1 | Fuel Oil | 100% Conditioned | Central AC | None | Fuel Oil Fuel Boiler | None | 80000-99999 | 100% LED | Occupied | 1960s | Natural Gas | Yes | 67.9925 | 1237.053 | 46.3052 | 1430.773 | 6458.7002 | 171.7396 | 319.7405 | 217.7518 | 0 | 0 | 0 | 0 | 0 | 38.9785 | 0 | 677.8734 | 21.9803 | 3321.6675 | 0 | 0 | 0 | 537.1993 | 434.0383 | 0 | 0 | 31031.8302 | 0 | 0 | 0 | 0 | 0 | 0 | 0 | 6276.9962 | 0 | 0 | 0 | 0 | 0 | 0 | 0 | 0 | 52290.3265 | 52290.3265 | 14981.5 | 14981.5 | 31031.8302 | 6276.9962 | 0 | 2599.6549 | 9408.7758 | 1431.0535 | 0 | 5441.8538 | 9408.7758 | 1431.0535 | 0 | 4849.4313 | 9408.7758 | 1431.0535 | 0 | 5756.0033 | 9408.7758 | 1431.0535 | 0 | 13439.4842 | 16281.6832 | 15689.2607 | 16595.8326
57438 | 242.131 | 3301 | 4 | Standard Efficiency, No usage | Electric, 100% Usage | EnergyStar, 100% Usage | Electric, 100% Usage | 318 Rated kWh, 100% Usage | 400%+ | None | None | Single-Family Detached | Single-Family Detached | Single-Family Detached | 3000-3999 | 2500-3999 | 2 | Electricity | 80% Conditioned | Central AC | None | Electricity Electric Furnace | None | 200000+ | 100% CFL | Vacant | 1960s | Electricity | Yes | 0 | 0 | 0 | 396.2321 | 5815.4092 | 0 | 0 | 147.7078 | 0 | 6334.4381 | 0 | 0 | 340.5486 | 0 | 0 | 0 | 21.9803 | 0 | 0 | 0 | 0 | 0 | 434.0383 | 0 | 0 | 0 | 0 | 0 | 0 | 0 | 0 | 0 | 0 | 0 | 0 | 0 | 0 | 0 | 0 | 0 | 0 | 0 | 13490.0614 | 13490.0614 | 13490.0614 | 13490.0614 | 0 | 0 | 0 | 2496.4722 | 0 | 0 | 0 | 5593.1241 | 0 | 0 | 0 | 4895.1875 | 0 | 0 | 0 | 5646.9578 | 0 | 0 | 0 | 2496.4722 | 5593.1241 | 4895.1875 | 5646.9578
57446 | 242.131 | 2663 | 4 | Standard Efficiency | Electric, 120% Usage | EnergyStar, 120% Usage | Gas, 120% Usage | 290 Rated kWh, 120% Usage | 400%+ | None | None | Single-Family Detached | Single-Family Detached | Single-Family Detached | 2500-2999 | 2500-3999 | 2 | Natural Gas | 100% Conditioned | Central AC | None | Natural Gas Fuel Furnace | None | 200000+ | 100% CFL | Occupied | 2010s | Natural Gas | Yes | 67.9925 | 1077.0362 | 63.0103 | 1484.9911 | 4963.4516 | 275.7799 | 0 | 326.4812 | 0 | 0 | 0 | 0 | 0 | 58.3211 | 0 | 887.4192 | 21.9803 | 7902.3683 | 0 | 0 | 0 | 55.0974 | 914.0887 | 0 | 0 | 0 | 0 | 0 | 0 | 0 | 0 | 18328.9578 | 0 | 14159.1426 | 0 | 0 | 1618.0454 | 0 | 0 | 0 | 0 | 0 | 52204.4566 | 52204.4566 | 18098.3109 | 18098.3109 | 0 | 34106.1458 | 0 | 3161.19 | 0 | 7775.4854 | 0 | 6869.9907 | 0 | 7775.4854 | 0 | 6078.0112 | 0 | 7775.4854 | 0 | 7202.7624 | 0 | 7775.4854 | 0 | 10936.6754 | 14645.4761 | 13853.4966 | 14978.2478
57552 | 242.131 | 2176 | 3 | Standard Efficiency | None | Standard, 100% Usage | Electric, 100% Usage | 290 Rated kWh, 100% Usage | 400%+ | None | None | Single-Family Detached | Single-Family Detached | Single-Family Detached | 2000-2499 | 1500-2499 | 1 | Fuel Oil | 40% Conditioned | Room AC | None | Fuel Oil Fuel Boiler | None | 120000-139999 | 100% Incandescent | Occupied | 1970s | Electricity | Yes | 81.7668 | 0 | 46.3052 | 0 | 3023.9073 | 160.6029 | 319.7405 | 121.6245 | 0 | 0 | 0 | 0 | 3881.7263 | 208.6666 | 0 | 2355.9983 | 21.9803 | 3166.6329 | 0 | 0 | 0 | 537.1993 | 868.0765 | 0 | 0 | 20084.7466 | 0 | 0 | 0 | 0 | 0 | 0 | 0 | 0 | 0 | 0 | 0 | 0 | 0 | 0 | 0 | 0 | 34878.9742 | 34878.9742 | 14794.2276 | 14794.2276 | 20084.7466 | 0 | 0 | 2475.5062 | 6089.6744 | 0 | 0 | 5500.4021 | 6089.6744 | 0 | 0 | 4851.805 | 6089.6744 | 0 | 0 | 5826.0366 | 6089.6744 | 0 | 0 | 8565.1806 | 11590.0766 | 10941.4794 | 11915.711
57650 | 242.131 | 1675 | 3 | Standard Efficiency | Electric, 80% Usage | EnergyStar, 80% Usage | Electric, 80% Usage | None | 300-400% | None | 10 | Single-Family Attached | Single-Family Attached | Single-Family Attached | 1500-1999 | 1500-2499 | 3 | Electricity | 100% Conditioned | Heat Pump | None | Electricity ASHP | None | 40000-44999 | 100% LED | Occupied | <1940 | Electricity | Yes | 67.9925 | 231.8192 | 13.4813 | 394.1806 | 1780.1137 | 0 | 319.7405 | 1087.0006 | 12468.1225 | 11815.1602 | 0 | 0 | 780.4483 | 30.4794 | 0 | 470.6721 | 21.9803 | 864.2666 | 0 | 0 | 0 | 277.5383 | 434.0383 | 0 | 0 | 0 | 0 | 0 | 0 | 661.4614 | 0 | 0 | 0 | 0 | 0 | 0 | 0 | 0 | 0 | 0 | 0 | 0 | 31717.9096 | 31717.9096 | 31056.7413 | 31056.7413 | 0 | 661.4614 | 0 | 5751.5186 | 0 | 150.7864 | 0 | 13354.6017 | 0 | 150.7864 | 0 | 11582.5002 | 0 | 150.7864 | 0 | 13997.5389 | 0 | 150.7864 | 0 | 5902.3049 | 13505.388 | 11733.2866 | 14148.3253
57741 | 242.131 | 1138 | 1 | None | Electric, 120% Usage | Standard, 120% Usage | Electric, 120% Usage | None | 300-400% | 67 | None | 50 or more Unit | Multifamily with 5+ units, 1-3 stories | Multi-Family with 5+ Units | 1000-1499 | 0-1499 | 3 | Natural Gas | 100% Conditioned | Central AC | None | Natural Gas Fuel Furnace | None | 40000-44999 | 100% LED | Occupied | 2010s | Natural Gas | Yes | 0 | 662.9268 | 24.911 | 354.9091 | 1315.0099 | 0 | 0 | 7.9129 | 0 | 0 | 0 | 0 | 0 | 26.0833 | 0 | 357.8398 | 16.412 | 3162.5299 | 0 | 0 | 0 | 416.454 | 480.0504 | 0 | 0 | 0 | 0 | 0 | 0 | 0 | 0 | 1191.3339 | 0 | 3918.6533 | 0 | 0 | 0 | 0 | 0 | 0 | 0 | 0 | 11934.7332 | 11934.7332 | 6824.746 | 6824.746 | 0 | 5109.9872 | 0 | 1181.5501 | 0 | 1164.9572 | 0 | 2611.5417 | 0 | 1164.9572 | 0 | 2300.4227 | 0 | 1164.9572 | 0 | 2759.9245 | 0 | 1164.9572 | 0 | 2346.5073 | 3776.4989 | 3465.3799 | 3924.8817
57742 | 242.131 | 1202 | 2 | Standard Efficiency | Electric, 100% Usage | EnergyStar, 100% Usage | Gas, 100% Usage | None | 400%+ | None | 8 | Single-Family Attached | Single-Family Attached | Single-Family Attached | 1000-1499 | 0-1499 | 1 | Natural Gas | 100% Conditioned | Central AC | None | Natural Gas Fuel Furnace | None | 80000-99999 | 100% Incandescent | Occupied | 1950s | Natural Gas | Yes | 67.9925 | 289.8473 | 16.9981 | 102.8679 | 1131.5474 | 0 | 0 | 156.793 | 0 | 0 | 0 | 0 | 0 | 160.0168 | 0 | 1519.8666 | 16.412 | 1655.5585 | 0 | 0 | 0 | 23.7388 | 434.0383 | 0 | 0 | 0 | 0 | 0 | 0 | 0 | 0 | 7221.2712 | 0 | 2613.0217 | 0 | 0 | 694.8715 | 0 | 0 | 0 | 0 | 0 | 16104.8414 | 16104.8414 | 5575.6771 | 5575.6771 | 0 | 10528.8713 | 0 | 965.1058 | 0 | 2400.3786 | 0 | 2105.2333 | 0 | 2400.3786 | 0 | 1857.0421 | 0 | 2400.3786 | 0 | 2236.6848 | 0 | 2400.3786 | 0 | 3365.4844 | 4505.6119 | 4257.4207 | 4637.0635
57757 | 242.131 | 1138 | 2 | Standard Efficiency, No usage | Electric, 120% Usage | EnergyStar, 120% Usage | Electric, 120% Usage | None | 0-100% | 4 | None | 3 or 4 Unit | Multifamily with 2-4 Units | Multi-Family with 2 - 4 Units | 1000-1499 | 0-1499 | 2 | Electricity | 100% Conditioned | Heat Pump | None | Electricity ASHP | None | <10000 | 100% CFL | Vacant | 1970s | Electricity | No | 0 | 0 | 0 | 458.3632 | 1512.8329 | 0 | 0 | 47.7706 | 20.2219 | 840.8209 | 0 | 0 | 331.1703 | 0 | 0 | 0 | 16.412 | 0 | 0 | 0 | 0 | 0 | 480.0504 | 0 | 0 | 0 | 0 | 0 | 0 | 0 | 0 | 0 | 0 | 0 | 0 | 0 | 0 | 0 | 0 | 0 | 0 | 0 | 3707.6421 | 3707.6421 | 3707.6421 | 3707.6421 | 0 | 0 | 0 | 678.0743 | 0 | 0 | 0 | 1445.2278 | 0 | 0 | 0 | 1280.4523 | 0 | 0 | 0 | 1494.2349 | 0 | 0 | 0 | 678.0743 | 1445.2278 | 1280.4523 | 1494.2349
57803 | 242.131 | 1220 | 3 | Standard Efficiency | Electric, 100% Usage | EnergyStar, 100% Usage | Propane, 100% Usage | 318 Rated kWh, 100% Usage | 400%+ | None | None | Single-Family Detached | Single-Family Detached | Single-Family Detached | 1000-1499 | 0-1499 | 1 | Fuel Oil | 100% Conditioned | Central AC | None | Fuel Oil Fuel Furnace | None | 70000-79999 | 100% CFL | Occupied | 1950s | Propane | Yes | 67.9925 | 400.042 | 23.4457 | 352.5645 | 1511.6606 | 97.5927 | 319.7405 | 286.6235 | 0 | 0 | 0 | 0 | 0 | 40.1507 | 0 | 491.1871 | 21.9803 | 2233.2016 | 0 | 0 | 0 | 27.8418 | 434.0383 | 0 | 0 | 14861.3409 | 0 | 0 | 0 | 0 | 0 | 0 | 0 | 0 | 0 | 0 | 0 | 0 | 0 | 0 | 3258.0711 | 813.5653 | 25241.039 | 25241.039 | 6308.0617 | 6308.0617 | 14861.3409 | 0 | 4071.6364 | 1119.3317 | 4505.9249 | 0 | 1120.4203 | 2447.5373 | 4505.9249 | 0 | 1120.4203 | 2250.1615 | 4505.9249 | 0 | 1120.4203 | 2673.7152 | 4505.9249 | 0 | 1120.4203 | 6745.6769 | 8073.8825 | 7876.5068 | 8300.0604
57880 | 242.131 | 617 | 1 | None | Electric, 100% Usage | EnergyStar, 100% Usage | Electric, 100% Usage | None | 100-150% | 2 | None | 2 Unit | Multifamily with 2-4 Units | Multi-Family with 2 - 4 Units | 500-749 | 0-1499 | 1 | Natural Gas | None | None | None | Natural Gas Fuel Wall/Floor Furnace | None | 15000-19999 | 100% Incandescent | Occupied | <1940 | Electricity | Yes | 0 | 289.8473 | 16.9981 | 0 | 0 | 0 | 0 | 0 | 0 | 0 | 0 | 0 | 1297.1326 | 130.7097 | 0 | 1017.8358 | 16.412 | 1060.9173 | 0 | 0 | 0 | 346.9961 | 434.0383 | 0 | 0 | 0 | 0 | 0 | 0 | 0 | 0 | 7878.0434 | 0 | 0 | 0 | 0 | 0 | 0 | 0 | 0 | 0 | 0 | 12488.9306 | 12488.9306 | 4610.8871 | 4610.8871 | 0 | 7878.0434 | 0 | 755.0902 | 0 | 1796.0289 | 0 | 1703.6821 | 0 | 1796.0289 | 0 | 1494.6558 | 0 | 1796.0289 | 0 | 1835.8412 | 0 | 1796.0289 | 0 | 2551.1192 | 3499.711 | 3290.6847 | 3631.8701
57945 | 242.131 | 1690 | 3 | Standard Efficiency | Electric, 120% Usage | EnergyStar, 120% Usage | Electric, 120% Usage | 290 Rated kWh, 120% Usage | 300-400% | None | None | Single-Family Detached | Single-Family Detached | Single-Family Detached | 1500-1999 | 1500-2499 | 1 | Fuel Oil | 20% Conditioned | Room AC | None | Fuel Oil Fuel Boiler | None | 60000-69999 | 100% Incandescent | Occupied | 1950s | Natural Gas | Yes | 67.9925 | 480.0504 | 28.1348 | 0 | 637.7226 | 109.3155 | 0 | 146.8286 | 0 | 0 | 0 | 0 | 0 | 184.6348 | 0 | 1938.9582 | 21.9803 | 4765.3356 | 0 | 0 | 0 | 486.498 | 1790.0781 | 351.6853 | 0 | 21438.7349 | 0 | 0 | 0 | 0 | 0 | 0 | 0 | 6166.8015 | 0 | 0 | 0 | 0 | 0 | 0 | 0 | 0 | 38614.458 | 38614.458 | 11008.9217 | 11008.9217 | 21438.7349 | 6166.8015 | 0 | 1871.5162 | 6500.1832 | 1405.8914 | 0 | 4156.7849 | 6500.1832 | 1405.8914 | 0 | 3656.8381 | 6500.1832 | 1405.8914 | 0 | 4432.8734 | 6500.1832 | 1405.8914 | 0 | 9777.5909 | 12062.8595 | 11562.9127 | 12338.948
58068 | 242.131 | 2631 | 3 | None | Electric, 100% Usage | EnergyStar, 100% Usage | Electric, 100% Usage | 318 Rated kWh, 100% Usage | 400%+ | None | 16 | Single-Family Attached | Single-Family Attached | Single-Family Attached | 2500-2999 | 2500-3999 | 2 | Natural Gas | None | None | None | Natural Gas Fuel Furnace | None | 80000-99999 | 100% Incandescent | Occupied | 1950s | Natural Gas | Yes | 0 | 369.8557 | 21.6873 | 0 | 0 | 88.5075 | 319.7405 | 519.615 | 0 | 0 | 0 | 0 | 0 | 231.5261 | 0 | 2746.6621 | 21.9803 | 2006.3645 | 0 | 0 | 0 | 389.4915 | 434.0383 | 0 | 0 | 0 | 0 | 0 | 0 | 0 | 0 | 24027.1386 | 0 | 3374.1272 | 0 | 0 | 0 | 0 | 0 | 0 | 0 | 0 | 34550.4415 | 34550.4415 | 7149.1757 | 7149.1757 | 0 | 27401.2658 | 0 | 1194.1717 | 0 | 6246.9295 | 0 | 2677.3344 | 0 | 6246.9295 | 0 | 2348.3402 | 0 | 6246.9295 | 0 | 2882.3491 | 0 | 6246.9295 | 0 | 7441.1012 | 8924.2639 | 8595.2697 | 9129.2785
58106 | 242.131 | 1675 | 3 | Standard Efficiency | Electric, 100% Usage | Standard, 100% Usage | Gas, 100% Usage | None | 300-400% | None | 20 | Single-Family Attached | Single-Family Attached | Single-Family Attached | 1500-1999 | 1500-2499 | 2 | Natural Gas | 100% Conditioned | Central AC | None | Natural Gas Fuel Furnace | None | 100000-119999 | 100% Incandescent | Occupied | 1970s | Natural Gas | Yes | 67.9925 | 1317.0614 | 49.2359 | 513.1674 | 2331.3804 | 0 | 0 | 266.9877 | 0 | 0 | 0 | 0 | 0 | 183.7556 | 0 | 1926.0631 | 21.9803 | 2383.8401 | 0 | 0 | 0 | 38.3923 | 1206.8667 | 0 | 0 | 0 | 0 | 0 | 0 | 0 | 0 | 10705.3 | 0 | 6471.0092 | 0 | 0 | 1125.9791 | 0 | 0 | 0 | 0 | 0 | 28609.3048 | 28609.3048 | 10306.7234 | 10306.7234 | 0 | 18302.2883 | 0 | 1742.7091 | 0 | 4172.5717 | 0 | 3818.6177 | 0 | 4172.5717 | 0 | 3374.3793 | 0 | 4172.5717 | 0 | 4039.0409 | 0 | 4172.5717 | 0 | 5915.2809 | 7991.1894 | 7546.951 | 8211.6126
58136 | 242.131 | 2176 | 4 | None | Electric, 100% Usage | EnergyStar, 100% Usage | Electric, 100% Usage | 318 Rated kWh, 100% Usage | 400%+ | None | None | Single-Family Detached | Single-Family Detached | Single-Family Detached | 2000-2499 | 1500-2499 | 1 | Natural Gas | None | None | None | Natural Gas Fuel Furnace | None | 120000-139999 | 100% LED | Occupied | 1990s | Natural Gas | Yes | 0 | 400.042 | 23.4457 | 0 | 0 | 97.5927 | 319.7405 | 598.4511 | 0 | 0 | 0 | 0 | 0 | 34.8755 | 16.7051 | 575.5916 | 21.9803 | 2537.1163 | 0 | 0 | 0 | 405.6104 | 868.0765 | 0 | 0 | 0 | 0 | 0 | 0 | 0 | 0 | 25161.3236 | 0 | 3810.5101 | 0 | 0 | 0 | 0 | 0 | 0 | 0 | 0 | 34870.7682 | 34870.7682 | 5898.9345 | 5898.9345 | 0 | 28971.8337 | 0 | 1012.3397 | 0 | 6604.9835 | 0 | 2272.4755 | 0 | 6604.9835 | 0 | 1992.4675 | 0 | 6604.9835 | 0 | 2424.8826 | 0 | 6604.9835 | 0 | 7617.3232 | 8877.459 | 8597.451 | 9029.8661
58194 | 242.131 | 3301 | 3 | Standard Efficiency | Electric, 100% Usage | Standard, 100% Usage | Electric, 100% Usage | 318 Rated kWh, 100% Usage | 400%+ | None | None | Single-Family Detached | Single-Family Detached | Single-Family Detached | 3000-3999 | 2500-3999 | 2 | Natural Gas | 100% Conditioned | Central AC | None | Natural Gas Fuel Wall/Floor Furnace | None | 120000-139999 | 100% LED | Occupied | 1940s | Natural Gas | Yes | 67.9925 | 999.9585 | 37.5131 | 1303.5801 | 5637.5151 | 134.8127 | 319.7405 | 0 | 0 | 0 | 0 | 0 | 0 | 44.2537 | 16.7051 | 811.5138 | 21.9803 | 3209.7144 | 0 | 0 | 0 | 471.2583 | 914.0887 | 0 | 0 | 0 | 0 | 0 | 0 | 0 | 0 | 61961.9648 | 0 | 5097.9713 | 0 | 0 | 0 | 0 | 0 | 0 | 0 | 0 | 81050.5628 | 81050.5628 | 13990.6267 | 13990.6267 | 0 | 67059.9361 | 0 | 2472.0435 | 0 | 15288.2632 | 0 | 5219.7437 | 0 | 15288.2632 | 0 | 4648.528 | 0 | 15288.2632 | 0 | 5442.8789 | 0 | 15288.2632 | 0 | 17760.3067 | 20508.0069 | 19936.7913 | 20731.1422
58251 | 242.131 | 1690 | 2 | Standard Efficiency | Electric, 100% Usage | EnergyStar, 100% Usage | Gas, 100% Usage | None | 300-400% | None | None | Single-Family Detached | Single-Family Detached | Single-Family Detached | 1500-1999 | 1500-2499 | 1 | Natural Gas | 100% Conditioned | Central AC | None | Natural Gas Fuel Wall/Floor Furnace | None | 80000-99999 | 100% LED | Occupied | 2000s | Natural Gas | Yes | 67.9925 | 524.5972 | 30.7725 | 468.9137 | 1610.4255 | 0 | 0 | 0 | 0 | 0 | 1041.2815 | 1028.6795 | 0 | 30.7725 | 16.7051 | 473.6028 | 16.412 | 2697.4261 | 0 | 0 | 0 | 32.2378 | 434.0383 | 0 | 0 | 0 | 0 | 0 | 0 | 0 | 0 | 20078.0059 | 0 | 4981.329 | 0 | 0 | 947.2057 | 0 | 0 | 0 | 0 | 0 | 34480.3975 | 34480.3975 | 8473.8569 | 8473.8569 | 0 | 26006.5406 | 0 | 1473.6295 | 0 | 5928.9567 | 0 | 3208.9424 | 0 | 5928.9567 | 0 | 2838.0109 | 0 | 5928.9567 | 0 | 3367.2561 | 0 | 5928.9567 | 0 | 7402.5862 | 9137.8991 | 8766.9676 | 9296.2128
58271 | 242.131 | 1623 | 3 | Standard Efficiency | None | None | Electric, 100% Usage | None | 400%+ | 4 | None | 3 or 4 Unit | Multifamily with 2-4 Units | Multi-Family with 2 - 4 Units | 1500-1999 | 1500-2499 | 1 | Natural Gas | 100% Conditioned | Central AC | Cooling Only | Natural Gas Fuel Furnace | Fan Coil Cooling Only | 200000+ | 100% Incandescent | Occupied | <1940 | Natural Gas | Yes | 67.9925 | 0 | 0 | 51.8736 | 4110.3218 | 0 | 0 | 310.3623 | 0 | 0 | 0 | 0 | 0 | 181.1179 | 0 | 1881.2232 | 21.9803 | 1374.5033 | 0 | 0 | 0 | 346.9961 | 434.0383 | 0 | 0 | 0 | 0 | 0 | 0 | 0 | 0 | 14350.8111 | 0 | 2618.2969 | 0 | 0 | 0 | 0 | 0 | 0 | 0 | 0 | 25749.5173 | 25749.5173 | 8780.4093 | 8780.4093 | 0 | 16969.108 | 0 | 1659.4214 | 0 | 3868.6145 | 0 | 3523.9791 | 0 | 3868.6145 | 0 | 3124.6613 | 0 | 3868.6145 | 0 | 3630.9466 | 0 | 3868.6145 | 0 | 5528.0359 | 7392.5936 | 6993.2758 | 7499.5611
58384 | 242.131 | 1138 | 3 | None | None | None | Gas, 100% Usage | None | 400%+ | 6 | None | 5 to 9 Unit | Multifamily with 5+ units, 1-3 stories | Multi-Family with 5+ Units | 1000-1499 | 0-1499 | 2 | Electricity | 100% Conditioned | Heat Pump | None | Electricity ASHP | None | 80000-99999 | 100% Incandescent | Occupied | 2010s | Electricity | Yes | 0 | 0 | 0 | 595.8135 | 2008.7091 | 0 | 0 | 66.2341 | 82.353 | 935.4829 | 0 | 0 | 2271.3008 | 156.793 | 0 | 1465.0623 | 21.9803 | 1971.4891 | 0 | 0 | 0 | 29.6002 | 400.042 | 345.5308 | 0 | 0 | 0 | 0 | 0 | 0 | 0 | 0 | 0 | 0 | 0 | 0 | 867.1973 | 0 | 0 | 0 | 0 | 0 | 11217.8813 | 11217.8813 | 10350.6841 | 10350.6841 | 0 | 867.1973 | 0 | 1781.9807 | 0 | 197.7232 | 0 | 3952.6388 | 0 | 197.7232 | 0 | 3477.8465 | 0 | 197.7232 | 0 | 4187.1216 | 0 | 197.7232 | 0 | 1979.7039 | 4150.362 | 3675.5697 | 4384.8448
58428 | 242.131 | 3301 | 4 | Standard Efficiency | Electric, 100% Usage | EnergyStar, 100% Usage | Gas, 100% Usage | None | 400%+ | None | None | Single-Family Detached | Single-Family Detached | Single-Family Detached | 3000-3999 | 2500-3999 | 2 | Natural Gas | 100% Conditioned | Central AC | None | Natural Gas Fuel Boiler | None | 80000-99999 | 100% Incandescent | Occupied | 1960s | Natural Gas | Yes | 67.9925 | 400.042 | 23.4457 | 1254.9303 | 6006.4916 | 0 | 319.7405 | 74.4401 | 0 | 0 | 0 | 0 | 0 | 264.9362 | 99.9372 | 3321.6675 | 21.9803 | 2894.956 | 0 | 0 | 0 | 27.8418 | 880.0924 | 0 | 0 | 0 | 0 | 0 | 0 | 957.4632 | 0 | 36835.5166 | 0 | 3809.3378 | 0 | 0 | 813.5653 | 0 | 0 | 0 | 0 | 0 | 58074.084 | 58074.084 | 15658.4942 | 15658.4942 | 0 | 42415.5898 | 0 | 2770.979 | 0 | 9669.8849 | 0 | 5827.3701 | 0 | 9669.8849 | 0 | 5183.4468 | 0 | 9669.8849 | 0 | 6142.1705 | 0 | 9669.8849 | 0 | 12440.8639 | 15497.255 | 14853.3317 | 15812.0554
58455 | 242.131 | 2152 | 2 | Standard Efficiency | Electric, 120% Usage | EnergyStar, 120% Usage | Electric, 120% Usage | 290 Rated kWh, 120% Usage | 400%+ | None | 5 | Single-Family Attached | Single-Family Attached | Single-Family Attached | 2000-2499 | 1500-2499 | 1 | Electricity | None | None | None | Electricity Baseboard | None | 80000-99999 | 100% CFL | Occupied | 1950s | Electricity | Yes | 67.9925 | 347.5823 | 20.2219 | 0 | 0 | 72.3886 | 319.7405 | 0 | 0 | 24210.015 | 0 | 0 | 2296.2118 | 51.8736 | 0 | 747.0382 | 16.412 | 3603.3088 | 0 | 0 | 0 | 416.454 | 1160.8545 | 0 | 0 | 0 | 0 | 0 | 0 | 0 | 0 | 0 | 0 | 0 | 0 | 0 | 0 | 0 | 0 | 0 | 0 | 0 | 33330.3866 | 33330.3866 | 33330.3866 | 33330.3866 | 0 | 0 | 0 | 5977.9342 | 0 | 0 | 0 | 13865.6075 | 0 | 0 | 0 | 12027.2897 | 0 | 0 | 0 | 14738.2013 | 0 | 0 | 0 | 5977.9342 | 13865.6075 | 12027.2897 | 14738.2013
58501 | 242.131 | 1220 | 4 | Standard Efficiency | Electric, 80% Usage | EnergyStar, 80% Usage | Electric, 80% Usage | 290 Rated kWh, 80% Usage | 200-300% | None | None | Single-Family Detached | Single-Family Detached | Single-Family Detached | 1000-1499 | 0-1499 | 2 | Natural Gas | 100% Conditioned | Central AC | None | Natural Gas Fuel Wall/Floor Furnace | None | 50000-59999 | 100% Incandescent | Occupied | <1940 | Natural Gas | Yes | 67.9925 | 419.6778 | 24.618 | 1073.2263 | 4397.2383 | 100.5234 | 319.7405 | 0 | 0 | 0 | 978.8574 | 966.8415 | 0 | 160.896 | 0 | 1535.3993 | 21.9803 | 1273.9799 | 0 | 0 | 0 | 377.1825 | 914.0887 | 0 | 0 | 0 | 0 | 0 | 0 | 0 | 0 | 24537.6684 | 0 | 3410.7611 | 0 | 0 | 0 | 0 | 0 | 0 | 0 | 0 | 40580.6718 | 40580.6718 | 12632.2423 | 12632.2423 | 0 | 27948.4295 | 0 | 2178.5529 | 0 | 6371.6556 | 0 | 4675.0264 | 0 | 6371.6556 | 0 | 4152.4127 | 0 | 6371.6556 | 0 | 4900.6646 | 0 | 6371.6556 | 0 | 8550.2085 | 11046.682 | 10524.0683 | 11272.3201
58530 | 242.131 | 1690 | 2 | Standard Efficiency | Electric, 100% Usage | EnergyStar, 100% Usage | Electric, 100% Usage | 318 Rated kWh, 100% Usage | 150-200% | None | None | Single-Family Detached | Single-Family Detached | Single-Family Detached | 1500-1999 | 1500-2499 | 1 | Electricity | 100% Conditioned | Heat Pump | None | Electricity ASHP | None | 25000-29999 | 100% Incandescent | Occupied | 1980s | Electricity | Yes | 67.9925 | 400.042 | 23.1526 | 1076.7431 | 4138.4566 | 97.5927 | 0 | 491.4802 | 1426.0838 | 5624.62 | 0 | 0 | 2217.0826 | 184.6348 | 99.9372 | 1938.9582 | 16.412 | 2382.6678 | 0 | 0 | 0 | 405.6104 | 1836.0903 | 0 | 0 | 0 | 0 | 0 | 0 | 0 | 0 | 0 | 0 | 0 | 0 | 0 | 0 | 0 | 0 | 0 | 0 | 0 | 22426.9706 | 22426.9706 | 22426.9706 | 22426.9706 | 0 | 0 | 0 | 3913.5723 | 0 | 0 | 0 | 8824.5429 | 0 | 0 | 0 | 7735.6201 | 0 | 0 | 0 | 9261.9833 | 0 | 0 | 0 | 3913.5723 | 8824.5429 | 7735.6201 | 9261.9833
58599 | 242.131 | 3301 | 4 | Standard Efficiency | Electric, 80% Usage | Standard, 80% Usage | Gas, 80% Usage | None | 400%+ | None | None | Single-Family Detached | Single-Family Detached | Single-Family Detached | 3000-3999 | 2500-3999 | 1 | Fuel Oil | 40% Conditioned | Room AC | None | Fuel Oil Fuel Boiler | None | 100000-119999 | 100% LED | Occupied | <1940 | Electricity | Yes | 67.9925 | 610.174 | 22.8595 | 0 | 1192.2131 | 0 | 0 | 166.7574 | 0 | 0 | 0 | 0 | 1344.9031 | 44.2537 | 0 | 811.5138 | 21.9803 | 1447.478 | 0 | 0 | 0 | 22.2734 | 914.0887 | 435.5036 | 0 | 28124.8583 | 0 | 0 | 0 | 0 | 0 | 0 | 0 | 0 | 0 | 0 | 650.9108 | 0 | 0 | 0 | 0 | 0 | 35877.7604 | 35877.7604 | 7101.9912 | 7101.9912 | 28124.8583 | 650.9108 | 0 | 1194.9315 | 8527.434 | 148.3646 | 0 | 2637.5158 | 8527.434 | 148.3646 | 0 | 2329.5488 | 8527.434 | 148.3646 | 0 | 2794.2624 | 8527.434 | 148.3646 | 0 | 9870.7302 | 11313.3145 | 11005.3475 | 11470.061
58646 | 242.131 | 853 | 2 | Standard Efficiency | Electric, 120% Usage | Standard, 120% Usage | Electric, 120% Usage | None | 0-100% | 116 | None | 50 or more Unit | Multifamily with 5+ units, 8+ stories | Multi-Family with 5+ Units | 750-999 | 0-1499 | 14 | Electricity | 100% Conditioned | Heat Pump | None | Electricity ASHP | None | <10000 | 100% CFL | Occupied | 1950s | Natural Gas | Yes | 67.9925 | 1029.8517 | 38.6854 | 507.013 | 1588.1521 | 0 | 0 | 74.7331 | 75.0262 | 1382.1232 | 0 | 0 | 0 | 35.7547 | 0 | 390.3707 | 16.412 | 3713.5035 | 0 | 0 | 0 | 518.4427 | 480.0504 | 0 | 0 | 0 | 0 | 0 | 0 | 0 | 0 | 0 | 0 | 7119.2824 | 0 | 0 | 0 | 0 | 0 | 0 | 0 | 0 | 17037.3936 | 17037.3936 | 9918.1112 | 9918.1112 | 0 | 7119.2824 | 0 | 1662.4169 | 0 | 1623.071 | 0 | 3724.4429 | 0 | 1623.071 | 0 | 3274.33 | 0 | 1623.071 | 0 | 3954.792 | 0 | 1623.071 | 0 | 3285.4879 | 5347.5138 | 4897.401 | 5577.863
58655 | 242.131 | 1220 | 3 | Standard Efficiency | Electric, 100% Usage | EnergyStar, 100% Usage | Propane, 100% Usage | None | 0-100% | None | None | Single-Family Detached | Single-Family Detached | Single-Family Detached | 1000-1499 | 0-1499 | 1 | Fuel Oil | 100% Conditioned | Central AC | None | Fuel Oil Fuel Furnace | None | 15000-19999 | 100% CFL | Occupied | 1970s | Fuel Oil | Yes | 67.9925 | 400.042 | 23.4457 | 550.3875 | 2952.9841 | 0 | 319.7405 | 487.6703 | 0 | 0 | 0 | 0 | 0 | 40.1507 | 24.911 | 491.1871 | 21.9803 | 2233.2016 | 0 | 0 | 0 | 27.8418 | 480.0504 | 0 | 0 | 19364.671 | 3727.864 | 0 | 0 | 0 | 0 | 0 | 0 | 0 | 0 | 0 | 0 | 0 | 0 | 0 | 0 | 813.5653 | 32027.6857 | 32027.6857 | 8121.5855 | 8121.5855 | 23092.535 | 0 | 813.5653 | 1397.9009 | 7001.6564 | 0 | 223.8565 | 3019.5413 | 7001.6564 | 0 | 223.8565 | 2677.0496 | 7001.6564 | 0 | 223.8565 | 3170.9631 | 7001.6564 | 0 | 223.8565 | 8623.4137 | 10245.0541 | 9902.5624 | 10396.4759
58678 | 242.131 | 1220 | 3 | Standard Efficiency | Electric, 100% Usage | EnergyStar, 100% Usage | Electric, 100% Usage | None | 200-300% | None | None | Single-Family Detached | Single-Family Detached | Single-Family Detached | 1000-1499 | 0-1499 | 1 | Natural Gas | 100% Conditioned | Central AC | None | Natural Gas Fuel Furnace | None | 60000-69999 | 100% LED | Occupied | 1950s | Natural Gas | Yes | 67.9925 | 648.8593 | 37.8062 | 567.6787 | 2658.7407 | 0 | 0 | 105.7987 | 0 | 0 | 1122.4622 | 1108.9809 | 0 | 26.9625 | 16.7051 | 375.131 | 21.9803 | 2862.7182 | 0 | 0 | 0 | 537.1993 | 1126.8583 | 0 | 0 | 0 | 0 | 0 | 0 | 0 | 0 | 12123.1779 | 0 | 5808.6686 | 0 | 0 | 0 | 0 | 0 | 0 | 0 | 0 | 29218.0134 | 29218.0134 | 11286.1669 | 11286.1669 | 0 | 17931.8465 | 0 | 1924.2613 | 0 | 4088.0829 | 0 | 4168.6676 | 0 | 4088.0829 | 0 | 3692.7259 | 0 | 4088.0829 | 0 | 4399.147 | 0 | 4088.0829 | 0 | 6012.3442 | 8256.7505 | 7780.8088 | 8487.2299
58716 | 242.131 | 1202 | 3 | Standard Efficiency | None | EnergyStar, 120% Usage | Electric, 120% Usage | 318 Rated kWh, 120% Usage | 0-100% | None | 10 | Single-Family Attached | Single-Family Attached | Single-Family Attached | 1000-1499 | 0-1499 | 1 | Electricity | 20% Conditioned | Room AC | None | Electricity Baseboard | None | 10000-14999 | 100% LED | Occupied | 1990s | Electricity | Yes | 67.9925 | 0 | 42.7884 | 0 | 340.2555 | 192.5477 | 0 | 0 | 0 | 353.4437 | 0 | 0 | 6758.5119 | 26.6695 | 0 | 371.321 | 21.9803 | 4360.0183 | 0 | 0 | 0 | 620.4315 | 434.0383 | 0 | 0 | 0 | 0 | 0 | 0 | 0 | 0 | 0 | 0 | 0 | 0 | 0 | 0 | 0 | 0 | 0 | 0 | 0 | 13589.9986 | 13589.9986 | 13589.9986 | 13589.9986 | 0 | 0 | 0 | 2230.7977 | 0 | 0 | 0 | 5047.5546 | 0 | 0 | 0 | 4428.4454 | 0 | 0 | 0 | 5409.461 | 0 | 0 | 0 | 2230.7977 | 5047.5546 | 4428.4454 | 5409.461
58723 | 242.131 | 1202 | 2 | Standard Efficiency | Electric, 80% Usage | EnergyStar, 80% Usage | Electric, 80% Usage | 318 Rated kWh, 80% Usage | 400%+ | None | 30 | Single-Family Attached | Single-Family Attached | Single-Family Attached | 1000-1499 | 0-1499 | 1 | Natural Gas | 100% Conditioned | Central AC | None | Natural Gas Fuel Furnace | None | 50000-59999 | 100% CFL | Occupied | 1970s | Natural Gas | Yes | 67.9925 | 231.8192 | 13.4813 | 536.9062 | 1995.2278 | 51.5805 | 0 | 158.2584 | 0 | 0 | 0 | 0 | 0 | 40.1507 | 0 | 486.2049 | 16.412 | 827.9258 | 0 | 0 | 0 | 277.5383 | 434.0383 | 0 | 0 | 0 | 0 | 0 | 0 | 0 | 0 | 7507.3085 | 0 | 2234.3738 | 0 | 0 | 0 | 0 | 0 | 0 | 0 | 0 | 14879.5113 | 14879.5113 | 5137.8289 | 5137.8289 | 0 | 9741.6824 | 0 | 935.9316 | 0 | 2220.9157 | 0 | 1989.2756 | 0 | 2220.9157 | 0 | 1764.1169 | 0 | 2220.9157 | 0 | 2085.0648 | 0 | 2220.9157 | 0 | 3156.8473 | 4210.1913 | 3985.0326 | 4305.9805
58801 | 242.131 | 1220 | 3 | Standard Efficiency | None | Standard, 120% Usage | Electric, 120% Usage | None | 400%+ | None | None | Single-Family Detached | Single-Family Detached | Single-Family Detached | 1000-1499 | 0-1499 | 1 | Electricity | 100% Conditioned | Central AC | None | Electricity Electric Furnace | None | 160000-179999 | 100% Incandescent | Occupied | 1980s | Electricity | Yes | 67.9925 | 0 | 66.2341 | 797.7395 | 4574.5463 | 0 | 0 | 30.4794 | 0 | 3339.8379 | 0 | 0 | 8842.8334 | 160.896 | 0 | 1535.3993 | 21.9803 | 6354.9531 | 0 | 0 | 0 | 723.8855 | 480.0504 | 496.1693 | 0 | 0 | 0 | 0 | 0 | 0 | 0 | 0 | 0 | 0 | 0 | 0 | 0 | 0 | 0 | 0 | 0 | 0 | 27492.9971 | 27492.9971 | 27492.9971 | 27492.9971 | 0 | 0 | 0 | 4662.8384 | 0 | 0 | 0 | 10456.0122 | 0 | 0 | 0 | 9186.7428 | 0 | 0 | 0 | 11059.8929 | 0 | 0 | 0 | 4662.8384 | 10456.0122 | 9186.7428 | 11059.8929
59033 | 242.131 | 885 | 2 | Standard Efficiency | Gas, 100% Usage | Standard, 100% Usage | Electric, 100% Usage | None | 300-400% | None | None | Single-Family Detached | Single-Family Detached | Single-Family Detached | 750-999 | 0-1499 | 1 | Natural Gas | 100% Conditioned | Central AC | None | Natural Gas Fuel Furnace | None | 35000-39999 | 100% CFL | Occupied | 1960s | Natural Gas | Yes | 67.9925 | 46.8914 | 19.6358 | 758.4679 | 2330.2081 | 0 | 0 | 196.0645 | 0 | 0 | 0 | 0 | 0 | 36.0477 | 0 | 399.1628 | 16.412 | 1812.0584 | 0 | 0 | 0 | 339.6694 | 480.0504 | 0 | 0 | 0 | 0 | 624.2414 | 0 | 0 | 0 | 23900.5319 | 0 | 2610.0909 | 0 | 0 | 0 | 0 | 0 | 0 | 0 | 0 | 33637.5251 | 33637.5251 | 6502.6609 | 6502.6609 | 0 | 27134.8642 | 0 | 1117.2311 | 0 | 6186.1839 | 0 | 2378.9164 | 0 | 6186.1839 | 0 | 2113.8684 | 0 | 6186.1839 | 0 | 2508.222 | 0 | 6186.1839 | 0 | 7303.415 | 8565.1004 | 8300.0523 | 8694.4059
59215 | 242.131 | 1220 | 2 | None | Electric, 100% Usage | EnergyStar, 100% Usage | Gas, 100% Usage | 318 Rated kWh, 100% Usage | 200-300% | None | None | Single-Family Detached | Single-Family Detached | Single-Family Detached | 1000-1499 | 0-1499 | 1 | Natural Gas | 100% Conditioned | Central AC | None | Natural Gas Fuel Furnace | None | 25000-29999 | 100% Incandescent | Occupied | 1960s | Electricity | Yes | 0 | 275.7799 | 16.1189 | 655.0138 | 2527.1518 | 60.3726 | 0 | 339.3763 | 0 | 0 | 0 | 0 | 1301.2356 | 160.896 | 0 | 1535.3993 | 16.412 | 1918.4432 | 0 | 0 | 0 | 23.1526 | 434.0383 | 0 | 0 | 0 | 0 | 0 | 0 | 0 | 0 | 19790.2101 | 0 | 0 | 0 | 0 | 679.6318 | 0 | 0 | 0 | 0 | 0 | 29733.5254 | 29733.5254 | 9263.3904 | 9263.3904 | 0 | 20470.135 | 0 | 1534.5647 | 0 | 4666.7475 | 0 | 3338.7991 | 0 | 4666.7475 | 0 | 3110.4543 | 0 | 4666.7475 | 0 | 3719.5708 | 0 | 4666.7475 | 0 | 6201.3121 | 8005.5465 | 7777.2018 | 8386.3183
59320 | 242.131 | 1690 | 4 | Standard Efficiency | Electric, 100% Usage | EnergyStar, 100% Usage | Electric, 100% Usage | 290 Rated kWh, 100% Usage | 300-400% | None | None | Single-Family Detached | Single-Family Detached | Single-Family Detached | 1500-1999 | 1500-2499 | 2 | Natural Gas | 100% Conditioned | Central AC | None | Natural Gas Fuel Boiler | None | 50000-59999 | 100% CFL | Occupied | 1940s | Natural Gas | Yes | 67.9925 | 400.042 | 23.4457 | 1249.362 | 5741.5553 | 91.1451 | 319.7405 | 118.1076 | 0 | 0 | 0 | 0 | 0 | 46.0122 | 24.911 | 620.1384 | 21.9803 | 2382.6678 | 0 | 0 | 0 | 405.6104 | 480.0504 | 351.6853 | 0 | 0 | 0 | 0 | 0 | 0 | 0 | 34496.5164 | 0 | 3272.4316 | 0 | 0 | 0 | 0 | 0 | 0 | 0 | 0 | 50113.6876 | 50113.6876 | 12344.7396 | 12344.7396 | 0 | 37768.948 | 0 | 2287.5784 | 0 | 8610.5675 | 0 | 4859.7923 | 0 | 8610.5675 | 0 | 4321.1464 | 0 | 8610.5675 | 0 | 4978.1953 | 0 | 8610.5675 | 0 | 10898.1459 | 13470.3598 | 12931.7139 | 13588.7629
59336 | 242.131 | 1623 | 2 | Standard Efficiency | Electric, 80% Usage | Standard, 80% Usage | Electric, 80% Usage | 290 Rated kWh, 80% Usage | 300-400% | 43 | None | 20 to 49 Unit | Multifamily with 5+ units, 1-3 stories | Multi-Family with 5+ Units | 1500-1999 | 1500-2499 | 3 | Electricity | None | None | None | Electricity Baseboard | None | 80000-99999 | 100% Incandescent | Occupied | 1980s | Natural Gas | Yes | 67.9925 | 808.8762 | 30.1863 | 0 | 0 | 101.9887 | 0 | 0 | 0 | 6150.9756 | 0 | 0 | 0 | 181.1179 | 0 | 1881.5163 | 16.412 | 1181.0764 | 0 | 0 | 0 | 379.527 | 434.0383 | 0 | 0 | 0 | 0 | 0 | 0 | 0 | 0 | 0 | 0 | 3384.6778 | 0 | 0 | 0 | 0 | 0 | 0 | 0 | 0 | 14618.678 | 14618.678 | 11233.7072 | 11233.7072 | 0 | 3384.6778 | 0 | 2119.5569 | 0 | 771.6622 | 0 | 4873.3896 | 0 | 771.6622 | 0 | 4226.8617 | 0 | 771.6622 | 0 | 5120.4609 | 0 | 771.6622 | 0 | 2891.2191 | 5645.0518 | 4998.524 | 5892.1232
59492 | 242.131 | 853 | 2 | Standard Efficiency | Electric, 80% Usage | EnergyStar, 80% Usage | Electric, 80% Usage | 318 Rated kWh, 80% Usage | 300-400% | 10 | None | 10 to 19 Unit | Multifamily with 5+ units, 8+ stories | Multi-Family with 5+ Units | 750-999 | 0-1499 | 8 | Electricity | 100% Conditioned | Central AC | Heating and Cooling | Electricity Shared Heating | Fan Coil Heating and Cooling, Electricity | 50000-59999 | 100% Incandescent | Occupied | 1960s | Electricity | No | 67.9925 | 296.0018 | 17.2912 | 16.412 | 1471.8029 | 70.9232 | 0 | 194.5992 | 0 | 6516.1422 | 0 | 0 | 1191.627 | 142.7256 | 0 | 1220.3479 | 16.412 | 830.8565 | 0 | 0 | 0 | 311.5345 | 480.0504 | 294.5364 | 0 | 0 | 0 | 0 | 0 | 0 | 0 | 0 | 0 | 0 | 0 | 0 | 0 | 0 | 0 | 0 | 0 | 0 | 13138.9622 | 13138.9622 | 13138.9622 | 13138.9622 | 0 | 0 | 0 | 2317.0845 | 0 | 0 | 0 | 5304.8675 | 0 | 0 | 0 | 4632.5978 | 0 | 0 | 0 | 5606.0107 | 0 | 0 | 0 | 2317.0845 | 5304.8675 | 4632.5978 | 5606.0107
59523 | 242.131 | 1690 | 3 | Standard Efficiency | Electric, 120% Usage | EnergyStar, 120% Usage | Electric, 120% Usage | None | 300-400% | None | None | Single-Family Detached | Single-Family Detached | Single-Family Detached | 1500-1999 | 1500-2499 | 2 | Fuel Oil | 100% Conditioned | Central AC | None | Fuel Oil Fuel Furnace | None | 100000-119999 | 100% LED | Occupied | 1970s | Electricity | Yes | 67.9925 | 778.6898 | 45.426 | 441.6581 | 3385.2639 | 0 | 0 | 1544.7776 | 0 | 0 | 0 | 0 | 6962.4894 | 30.7725 | 0 | 473.6028 | 21.9803 | 6024.3689 | 0 | 0 | 0 | 644.7564 | 868.0765 | 0 | 0 | 61949.0697 | 0 | 0 | 0 | 0 | 0 | 0 | 0 | 0 | 0 | 0 | 0 | 0 | 0 | 0 | 0 | 0 | 83238.9245 | 83238.9245 | 21289.5617 | 21289.5617 | 61949.0697 | 0 | 0 | 3444.0747 | 18782.9081 | 0 | 0 | 7646.921 | 18782.9081 | 0 | 0 | 6743.2389 | 18782.9081 | 0 | 0 | 8218.6928 | 18782.9081 | 0 | 0 | 22226.9828 | 26429.829 | 25526.1469 | 27001.6008
59528 | 242.131 | 1690 | 2 | Standard Efficiency | Electric, 80% Usage | EnergyStar, 80% Usage | Electric, 80% Usage | None | 400%+ | None | None | Single-Family Detached | Single-Family Detached | Single-Family Detached | 1500-1999 | 1500-2499 | 1 | Electricity | 100% Conditioned | Central AC | None | Electricity Electric Furnace | None | 60000-69999 | 100% CFL | Occupied | 2000s | Electricity | Yes | 67.9925 | 320.0336 | 18.7565 | 565.041 | 2505.1715 | 0 | 0 | 63.0103 | 0 | 8606.325 | 0 | 0 | 1251.4135 | 46.0122 | 24.911 | 620.1384 | 16.412 | 1191.3339 | 0 | 0 | 0 | 324.4297 | 434.0383 | 0 | 0 | 0 | 0 | 0 | 0 | 0 | 0 | 0 | 0 | 0 | 0 | 0 | 0 | 0 | 0 | 0 | 0 | 0 | 16055.0194 | 16055.0194 | 16055.0194 | 16055.0194 | 0 | 0 | 0 | 2960.1243 | 0 | 0 | 0 | 6596.9299 | 0 | 0 | 0 | 5945.1463 | 0 | 0 | 0 | 7214.07 | 0 | 0 | 0 | 2960.1243 | 6596.9299 | 5945.1463 | 7214.07
59595 | 242.131 | 853 | 2 | Standard Efficiency | None | None | Electric, 120% Usage | 318 Rated kWh, 120% Usage | 0-100% | 4 | None | 3 or 4 Unit | Multifamily with 2-4 Units | Multi-Family with 2 - 4 Units | 750-999 | 0-1499 | 2 | Electricity | 100% Conditioned | Heat Pump | None | Electricity ASHP | None | <10000 | 100% Incandescent | Occupied | 1960s | Electricity | Yes | 67.9925 | 0 | 0 | 812.6861 | 3916.6018 | 77.6638 | 0 | 246.4728 | 361.3566 | 4186.8133 | 0 | 0 | 2201.5499 | 142.7256 | 0 | 1220.3479 | 16.412 | 2268.9562 | 0 | 0 | 0 | 416.454 | 727.1093 | 0 | 0 | 0 | 0 | 0 | 0 | 0 | 0 | 0 | 0 | 0 | 0 | 0 | 0 | 0 | 0 | 0 | 0 | 0 | 16662.8488 | 16662.8488 | 16662.8488 | 16662.8488 | 0 | 0 | 0 | 2946.7102 | 0 | 0 | 0 | 6555.2357 | 0 | 0 | 0 | 5758.83 | 0 | 0 | 0 | 6875.7577 | 0 | 0 | 0 | 2946.7102 | 6555.2357 | 5758.83 | 6875.7577
59619 | 242.131 | 2663 | 5 | Standard Efficiency | Electric, 100% Usage | EnergyStar, 100% Usage | Electric, 100% Usage | 290 Rated kWh, 100% Usage | 400%+ | None | None | Single-Family Detached | Single-Family Detached | Single-Family Detached | 2500-2999 | 2500-3999 | 2 | Electricity | 100% Conditioned | Heat Pump | None | Electricity ASHP | None | 180000-199999 | 100% LED | Occupied | 1990s | Electricity | Yes | 67.9925 | 524.5972 | 30.7725 | 1629.7682 | 5990.3727 | 125.7275 | 0 | 1226.2094 | 1813.8169 | 10022.7375 | 0 | 0 | 3109.7771 | 38.9785 | 16.7051 | 677.8734 | 27.2556 | 3006.9092 | 0 | 0 | 0 | 471.2583 | 914.0887 | 0 | 0 | 0 | 0 | 0 | 0 | 0 | 0 | 0 | 0 | 0 | 0 | 0 | 0 | 0 | 0 | 0 | 0 | 0 | 29694.547 | 29694.547 | 29694.547 | 29694.547 | 0 | 0 | 0 | 5371.3193 | 0 | 0 | 0 | 11906.1474 | 0 | 0 | 0 | 10814.3193 | 0 | 0 | 0 | 13020.6461 | 0 | 0 | 0 | 5371.3193 | 11906.1474 | 10814.3193 | 13020.6461
59639 | 242.131 | 2631 | 5 | None | Electric, 100% Usage | EnergyStar, 100% Usage | Electric, 100% Usage | 318 Rated kWh, 100% Usage | 200-300% | None | 8 | Single-Family Attached | Single-Family Attached | Single-Family Attached | 2500-2999 | 2500-3999 | 2 | Natural Gas | 100% Conditioned | Central AC | None | Natural Gas Fuel Furnace | None | 80000-99999 | 100% Incandescent | Occupied | 2000s | Natural Gas | Yes | 0 | 610.7601 | 35.7547 | 424.0738 | 2486.708 | 160.3099 | 319.7405 | 63.3034 | 0 | 0 | 0 | 0 | 0 | 231.5261 | 0 | 2746.6621 | 27.2556 | 2399.3729 | 0 | 0 | 0 | 516.9774 | 434.0383 | 0 | 0 | 0 | 0 | 0 | 0 | 0 | 0 | 7121.627 | 0 | 5662.7192 | 0 | 0 | 0 | 0 | 0 | 0 | 0 | 0 | 23241.122 | 23241.122 | 10456.7758 | 10456.7758 | 0 | 12784.3462 | 0 | 1733.7616 | 0 | 2914.5823 | 0 | 3848.3779 | 0 | 2914.5823 | 0 | 3401.2175 | 0 | 2914.5823 | 0 | 4053.5368 | 0 | 2914.5823 | 0 | 4648.3438 | 6762.9602 | 6315.7997 | 6968.1191
59725 | 242.131 | 1220 | 3 | Standard Efficiency | Gas, 100% Usage | Standard, 100% Usage | Gas, 100% Usage | None | 400%+ | None | None | Single-Family Detached | Single-Family Detached | Single-Family Detached | 1000-1499 | 0-1499 | 2 | Natural Gas | 80% Conditioned | Central AC | None | Natural Gas Fuel Furnace | None | 160000-179999 | 100% Incandescent | Occupied | 1990s | Electricity | Yes | 67.9925 | 68.2856 | 28.4279 | 299.5186 | 1724.4302 | 0 | 319.7405 | 258.7818 | 0 | 0 | 0 | 0 | 780.7413 | 160.896 | 0 | 1535.3993 | 21.9803 | 2233.2016 | 0 | 0 | 0 | 27.8418 | 868.0765 | 0 | 0 | 0 | 0 | 905.8827 | 1460.9593 | 0 | 0 | 10398.1616 | 0 | 0 | 0 | 0 | 813.5653 | 0 | 0 | 0 | 0 | 0 | 21973.5896 | 21973.5896 | 8395.0208 | 8395.0208 | 0 | 13578.5688 | 0 | 1436.7738 | 0 | 3095.6046 | 0 | 3140.386 | 0 | 3095.6046 | 0 | 2773.892 | 0 | 3095.6046 | 0 | 3331.0662 | 0 | 3095.6046 | 0 | 4532.3784 | 6235.9906 | 5869.4966 | 6426.6709
59825 | 242.131 | 2631 | 3 | Standard Efficiency | Electric, 100% Usage | Standard, 100% Usage | Gas, 100% Usage | None | 400%+ | None | 10 | Single-Family Attached | Single-Family Attached | Single-Family Attached | 2500-2999 | 2500-3999 | 2 | Natural Gas | 100% Conditioned | Central AC | None | Natural Gas Fuel Furnace | None | 120000-139999 | 100% LED | Occupied | 2010s | Natural Gas | Yes | 67.9925 | 705.129 | 26.3764 | 503.7892 | 2799.1218 | 0 | 319.7405 | 32.824 | 0 | 0 | 0 | 0 | 0 | 38.6854 | 0 | 671.1328 | 21.9803 | 2006.3645 | 0 | 0 | 0 | 26.6695 | 434.0383 | 0 | 0 | 0 | 0 | 0 | 0 | 0 | 0 | 3328.1151 | 0 | 3815.7853 | 0 | 0 | 781.0344 | 0 | 0 | 0 | 0 | 0 | 15578.4858 | 15578.4858 | 7653.551 | 7653.551 | 0 | 7924.9348 | 0 | 1210.3006 | 0 | 1806.7469 | 0 | 2688.1417 | 0 | 1806.7469 | 0 | 2388.6687 | 0 | 1806.7469 | 0 | 2810.2057 | 0 | 1806.7469 | 0 | 3017.0474 | 4494.8886 | 4195.4155 | 4616.9525
59952 | 242.131 | 617 | 1 | Standard Efficiency | Gas, 80% Usage | Standard, 80% Usage | Gas, 80% Usage | 318 Rated kWh, 80% Usage | 400%+ | 10 | None | 10 to 19 Unit | Multifamily with 5+ units, 1-3 stories | Multi-Family with 5+ Units | 500-749 | 0-1499 | 2 | Natural Gas | 100% Conditioned | Central AC | None | Natural Gas Fuel Furnace | None | 120000-139999 | 100% Incandescent | Occupied | 1970s | Natural Gas | No | 67.9925 | 61.2519 | 25.7903 | 426.1253 | 2811.1377 | 89.9728 | 0 | 256.7303 | 0 | 0 | 0 | 0 | 0 | 130.7097 | 0 | 1017.8358 | 16.412 | 880.9716 | 0 | 0 | 0 | 23.7388 | 434.0383 | 0 | 0 | 0 | 0 | 815.3237 | 0 | 0 | 0 | 10262.4697 | 0 | 3208.249 | 0 | 0 | 693.6992 | 0 | 0 | 0 | 0 | 0 | 21222.7415 | 21222.7415 | 6242.7069 | 6242.7069 | 0 | 14979.7416 | 0 | 1094.0222 | 0 | 3415.0947 | 0 | 2329.3011 | 0 | 3415.0947 | 0 | 2067.3443 | 0 | 3415.0947 | 0 | 2452.3344 | 0 | 3415.0947 | 0 | 4509.1168 | 5744.3958 | 5482.439 | 5867.4291
59969 | 242.131 | 1138 | 2 | Standard Efficiency | None | None | Electric, 100% Usage | 290 Rated kWh, 100% Usage | 0-100% | 6 | None | 5 to 9 Unit | Multifamily with 5+ units, 1-3 stories | Multi-Family with 5+ Units | 1000-1499 | 0-1499 | 3 | Electricity | 100% Conditioned | Central AC | None | Electricity Electric Furnace | None | 10000-14999 | 100% Incandescent | Occupied | 1990s | Electricity | Yes | 67.9925 | 0 | 0 | 347.2892 | 1671.3843 | 82.646 | 0 | 64.1826 | 0 | 5927.9485 | 0 | 0 | 1956.8355 | 156.793 | 0 | 1465.0623 | 16.412 | 1776.3038 | 0 | 0 | 0 | 389.4915 | 434.0383 | 309.19 | 0 | 0 | 0 | 0 | 0 | 0 | 0 | 0 | 0 | 0 | 0 | 0 | 0 | 0 | 0 | 0 | 0 | 0 | 14665.8625 | 14665.8625 | 14665.8625 | 14665.8625 | 0 | 0 | 0 | 2556.6911 | 0 | 0 | 0 | 5822.2495 | 0 | 0 | 0 | 5087.8154 | 0 | 0 | 0 | 6175.8756 | 0 | 0 | 0 | 2556.6911 | 5822.2495 | 5087.8154 | 6175.8756
60005 | 242.131 | 1220 | 3 | Standard Efficiency | Propane, 100% Usage | EnergyStar, 100% Usage | Electric, 100% Usage | None | 400%+ | None | None | Single-Family Detached | Single-Family Detached | Single-Family Detached | 1000-1499 | 0-1499 | 2 | Propane | 20% Conditioned | Room AC | None | Propane Fuel Boiler | None | 80000-99999 | 100% LED | Occupied | 1940s | Electricity | Yes | 67.9925 | 24.618 | 16.1189 | 0 | 457.777 | 0 | 0 | 166.1713 | 0 | 0 | 0 | 0 | 1141.8049 | 26.9625 | 0 | 375.131 | 21.9803 | 1918.4432 | 0 | 1534.2271 | 0 | 339.6694 | 434.0383 | 270.7977 | 0 | 0 | 0 | 0 | 0 | 0 | 0 | 0 | 0 | 0 | 0 | 0 | 0 | 327.3604 | 0 | 50314.4413 | 0 | 0 | 57437.8267 | 57437.8267 | 6795.732 | 6795.732 | 0 | 0 | 50641.8017 | 1032.7994 | 0 | 0 | 13935.8935 | 2378.7713 | 0 | 0 | 13935.8935 | 2095.7469 | 0 | 0 | 13935.8935 | 2533.5887 | 0 | 0 | 13935.8935 | 14968.6929 | 16314.6648 | 16031.6404 | 16469.4822
60175 | 242.131 | 1220 | 3 | Standard Efficiency | Electric, 100% Usage | EnergyStar, 100% Usage | Electric, 100% Usage | 318 Rated kWh, 100% Usage | 100-150% | None | None | Single-Family Detached | Single-Family Detached | Single-Family Detached | 1000-1499 | 0-1499 | 1 | Natural Gas | None | None | None | Natural Gas Fuel Wall/Floor Furnace | None | 10000-14999 | 100% CFL | Occupied | 1950s | Natural Gas | Yes | 67.9925 | 275.7799 | 16.1189 | 0 | 0 | 60.3726 | 319.7405 | 0 | 0 | 0 | 0 | 0 | 0 | 40.1507 | 0 | 491.1871 | 21.9803 | 1918.4432 | 0 | 0 | 0 | 339.6694 | 434.0383 | 0 | 0 | 0 | 0 | 0 | 0 | 0 | 0 | 32735.7454 | 0 | 2469.4168 | 0 | 0 | 0 | 0 | 0 | 0 | 0 | 0 | 39190.9288 | 39190.9288 | 3985.4735 | 3985.4735 | 0 | 35205.4554 | 0 | 657.889 | 0 | 8026.0925 | 0 | 1476.5289 | 0 | 8026.0925 | 0 | 1297.8743 | 0 | 8026.0925 | 0 | 1577.4314 | 0 | 8026.0925 | 0 | 8683.9815 | 9502.6214 | 9323.9667 | 9603.5239
60216 | 242.131 | 1202 | 2 | Standard Efficiency | Electric, 80% Usage | EnergyStar, 80% Usage | Electric, 80% Usage | 318 Rated kWh, 80% Usage | 300-400% | None | 10 | Single-Family Attached | Single-Family Attached | Single-Family Attached | 1000-1499 | 0-1499 | 2 | Natural Gas | 100% Conditioned | Central AC | None | Natural Gas Fuel Furnace | None | 50000-59999 | 100% LED | Occupied | 1990s | Natural Gas | Yes | 67.9925 | 296.0018 | 17.2912 | 252.0411 | 1254.3442 | 70.9232 | 0 | 240.6113 | 0 | 0 | 0 | 0 | 0 | 26.6695 | 0 | 371.321 | 16.412 | 893.2806 | 0 | 0 | 0 | 311.5345 | 434.0383 | 0 | 0 | 0 | 0 | 0 | 0 | 0 | 0 | 9880.8911 | 0 | 2548.253 | 0 | 0 | 0 | 0 | 0 | 0 | 0 | 0 | 16681.8984 | 16681.8984 | 4252.7543 | 4252.7543 | 0 | 12429.1441 | 0 | 692.9825 | 0 | 2833.6042 | 0 | 1516.2654 | 0 | 2833.6042 | 0 | 1343.8345 | 0 | 2833.6042 | 0 | 1609.4727 | 0 | 2833.6042 | 0 | 3526.5868 | 4349.8696 | 4177.4388 | 4443.077
60218 | 242.131 | 1690 | 3 | Standard Efficiency | Electric, 80% Usage | EnergyStar, 80% Usage | Electric, 80% Usage | 318 Rated kWh, 80% Usage | 400%+ | None | None | Single-Family Detached | Single-Family Detached | Single-Family Detached | 1500-1999 | 1500-2499 | 2 | Other Fuel | 100% Conditioned | Central AC | None | None | None | 100000-119999 | 100% CFL | Occupied | 1970s | Natural Gas | Yes | 67.9925 | 320.0336 | 18.7565 | 706.0082 | 4418.9256 | 77.9569 | 319.7405 | 0 | 0 | 0 | 0 | 0 | 0 | 46.0122 | 24.911 | 620.1384 | 21.9803 | 1191.3339 | 0 | 0 | 0 | 324.4297 | 434.0383 | 0 | 0 | 0 | 0 | 0 | 0 | 0 | 0 | 0 | 0 | 3129.4129 | 0 | 0 | 0 | 0 | 0 | 0 | 0 | 0 | 11721.9636 | 11721.9636 | 8592.5507 | 8592.5507 | 0 | 3129.4129 | 0 | 1511.0822 | 0 | 713.4577 | 0 | 3136.9895 | 0 | 713.4577 | 0 | 2801.0322 | 0 | 713.4577 | 0 | 3289.4178 | 0 | 713.4577 | 0 | 2224.5399 | 3850.4472 | 3514.4899 | 4002.8756
60244 | 242.131 | 1690 | 3 | None | Electric, 100% Usage | Standard, 100% Usage | Electric, 100% Usage | None | 400%+ | None | None | Single-Family Detached | Single-Family Detached | Single-Family Detached | 1500-1999 | 1500-2499 | 2 | Natural Gas | 60% Conditioned | Central AC | None | Natural Gas Fuel Furnace | None | 60000-69999 | 100% CFL | Vacant | 1970s | Electricity | Yes | 0 | 0 | 0 | 325.3089 | 4660.1231 | 0 | 0 | 273.4353 | 0 | 0 | 0 | 0 | 365.4596 | 0 | 0 | 0 | 21.9803 | 0 | 0 | 0 | 0 | 0 | 480.0504 | 0 | 0 | 0 | 0 | 0 | 0 | 0 | 0 | 12650.1197 | 0 | 0 | 0 | 0 | 0 | 0 | 0 | 0 | 0 | 0 | 18776.4773 | 18776.4773 | 6126.3576 | 6126.3576 | 0 | 12650.1197 | 0 | 989.1194 | 0 | 2883.9525 | 0 | 2054.04 | 0 | 2883.9525 | 0 | 1845.8991 | 0 | 2883.9525 | 0 | 2148.5664 | 0 | 2883.9525 | 0 | 3873.0719 | 4937.9925 | 4729.8517 | 5032.5189
60378 | 242.131 | 1690 | 4 | None | Gas, 100% Usage | Standard, 100% Usage | Electric, 100% Usage | 318 Rated kWh, 100% Usage | 400%+ | None | None | Single-Family Detached | Single-Family Detached | Single-Family Detached | 1500-1999 | 1500-2499 | 1 | Other Fuel | 100% Conditioned | Central AC | None | None | None | 200000+ | 100% CFL | Occupied | 2000s | Propane | Yes | 0 | 68.2856 | 28.4279 | 396.5252 | 1807.0762 | 97.5927 | 319.7405 | 0 | 0 | 0 | 0 | 0 | 0 | 46.0122 | 24.911 | 620.1384 | 21.9803 | 2382.6678 | 0 | 0 | 0 | 405.6104 | 914.0887 | 0 | 0 | 0 | 0 | 905.8827 | 0 | 0 | 0 | 0 | 0 | 0 | 0 | 0 | 0 | 0 | 0 | 0 | 3509.8191 | 0 | 11548.7586 | 11548.7586 | 7133.0568 | 7133.0568 | 0 | 905.8827 | 3509.8191 | 1269.9969 | 0 | 206.5002 | 965.8247 | 2720.5704 | 0 | 206.5002 | 965.8247 | 2408.106 | 0 | 206.5002 | 965.8247 | 2863.525 | 0 | 206.5002 | 965.8247 | 2442.3218 | 3892.8953 | 3580.4309 | 4035.8499
60392 | 242.131 | 1690 | 2 | Standard Efficiency | Electric, 80% Usage | EnergyStar, 80% Usage | Electric, 80% Usage | 318 Rated kWh, 80% Usage | 400%+ | None | None | Single-Family Detached | Single-Family Detached | Single-Family Detached | 1500-1999 | 1500-2499 | 1 | Electricity | 20% Conditioned | Room AC | None | Electricity Baseboard | None | 120000-139999 | 100% Incandescent | Occupied | 1950s | Electricity | Yes | 67.9925 | 220.6825 | 12.8951 | 0 | 676.408 | 48.3567 | 319.7405 | 0 | 0 | 14613.1097 | 0 | 0 | 789.2404 | 184.6348 | 0 | 1938.6651 | 16.412 | 1033.9547 | 0 | 0 | 0 | 271.6769 | 480.0504 | 0 | 0 | 0 | 0 | 0 | 0 | 0 | 0 | 0 | 0 | 0 | 0 | 0 | 0 | 0 | 0 | 0 | 0 | 0 | 20673.5263 | 20673.5263 | 20673.5263 | 20673.5263 | 0 | 0 | 0 | 3750.0885 | 0 | 0 | 0 | 8718.2898 | 0 | 0 | 0 | 7564.9337 | 0 | 0 | 0 | 9204.5268 | 0 | 0 | 0 | 3750.0885 | 8718.2898 | 7564.9337 | 9204.5268
60453 | 242.131 | 1138 | 2 | None | None | None | Electric, 100% Usage | 318 Rated kWh, 100% Usage | 400%+ | 16 | None | 10 to 19 Unit | Multifamily with 5+ units, 1-3 stories | Multi-Family with 5+ Units | 1000-1499 | 0-1499 | 2 | Natural Gas | 100% Conditioned | Central AC | None | Natural Gas Fuel Furnace | None | 60000-69999 | 100% Incandescent | Occupied | 2010s | Electricity | No | 0 | 0 | 0 | 296.2949 | 1549.1737 | 64.7687 | 0 | 389.1984 | 0 | 0 | 0 | 0 | 1363.3666 | 156.793 | 0 | 1465.0623 | 16.412 | 1581.4115 | 0 | 0 | 0 | 346.9961 | 434.0383 | 0 | 0 | 0 | 0 | 0 | 0 | 0 | 0 | 15504.925 | 0 | 0 | 0 | 0 | 0 | 0 | 0 | 0 | 0 | 0 | 23168.1473 | 23168.1473 | 7663.2223 | 7663.2223 | 0 | 15504.925 | 0 | 1430.1881 | 0 | 3534.7923 | 0 | 3108.6899 | 0 | 3534.7923 | 0 | 2828.6583 | 0 | 3534.7923 | 0 | 3397.3257 | 0 | 3534.7923 | 0 | 4964.9804 | 6643.4821 | 6363.4505 | 6932.1179
60553 | 242.131 | 2663 | 3 | None | Electric, 80% Usage | EnergyStar, 80% Usage | Gas, 80% Usage | None | 400%+ | None | None | Single-Family Detached | Single-Family Detached | Single-Family Detached | 2500-2999 | 2500-3999 | 2 | Natural Gas | 100% Conditioned | Central AC | None | Natural Gas Fuel Furnace | None | 80000-99999 | 100% CFL | Occupied | 1960s | Natural Gas | Yes | 0 | 320.0336 | 18.7565 | 1252.5858 | 5404.5236 | 0 | 319.7405 | 1763.9948 | 0 | 0 | 0 | 0 | 0 | 58.3211 | 0 | 887.4192 | 21.9803 | 1346.0754 | 0 | 0 | 0 | 22.2734 | 434.0383 | 402.3866 | 0 | 0 | 0 | 0 | 0 | 0 | 0 | 70956.609 | 0 | 2431.0245 | 0 | 0 | 650.9108 | 0 | 0 | 0 | 0 | 0 | 86290.0874 | 86290.0874 | 12251.8361 | 12251.8361 | 0 | 74038.2513 | 0 | 2179.1203 | 0 | 16879.1841 | 0 | 4613.8386 | 0 | 16879.1841 | 0 | 4101.6104 | 0 | 16879.1841 | 0 | 4819.335 | 0 | 16879.1841 | 0 | 19058.3044 | 21493.0227 | 20980.7944 | 21698.5191
60622 | 242.131 | 1202 | 3 | Standard Efficiency, No usage | Electric, 100% Usage | Standard, 100% Usage | Gas, 100% Usage | None | 400%+ | None | 5 | Single-Family Attached | Single-Family Attached | Single-Family Attached | 1000-1499 | 0-1499 | 1 | Natural Gas | None | None | Heating Only | Natural Gas Shared Heating | Boiler Baseboards Heating Only, Natural Gas | 80000-99999 | 100% Incandescent | Vacant | 1950s | Natural Gas | Yes | 0 | 0 | 0 | 0 | 0 | 0 | 0 | 46.0122 | 0 | 0 | 0 | 0 | 0 | 0 | 0 | 0 | 21.9803 | 0 | 0 | 0 | 0 | 0 | 434.0383 | 0 | 0 | 0 | 0 | 0 | 0 | 0 | 0 | 4997.741 | 0 | 1488.801 | 0 | 0 | 0 | 0 | 0 | 0 | 0 | 0 | 6988.5727 | 6988.5727 | 502.0307 | 502.0307 | 0 | 6486.542 | 0 | 85.1842 | 0 | 1478.8 | 0 | 191.5883 | 0 | 1478.8 | 0 | 168.4456 | 0 | 1478.8 | 0 | 202.402 | 0 | 1478.8 | 0 | 1563.9842 | 1670.3884 | 1647.2456 | 1681.202
60681 | 242.131 | 3301 | 4 | None | Electric, 100% Usage | EnergyStar, 100% Usage | Electric, 100% Usage | 318 Rated kWh, 100% Usage | 400%+ | None | None | Single-Family Detached | Single-Family Detached | Single-Family Detached | 3000-3999 | 2500-3999 | 1 | Natural Gas | 60% Conditioned | Central AC | None | Natural Gas Fuel Boiler | None | 200000+ | 100% CFL | Occupied | 1940s | Natural Gas | Yes | 0 | 400.042 | 23.4457 | 828.5119 | 3329.2874 | 97.5927 | 0 | 61.838 | 0 | 0 | 0 | 0 | 0 | 66.2341 | 0 | 1062.6757 | 21.9803 | 2894.956 | 0 | 0 | 0 | 405.6104 | 434.0383 | 0 | 0 | 0 | 0 | 0 | 0 | 0 | 0 | 21931.6805 | 0 | 3979.9051 | 0 | 0 | 0 | 0 | 0 | 0 | 0 | 0 | 35537.5049 | 35537.5049 | 9625.9193 | 9625.9193 | 0 | 25911.5856 | 0 | 1664.1356 | 0 | 5907.3176 | 0 | 3546.8279 | 0 | 5907.3176 | 0 | 3152.3268 | 0 | 5907.3176 | 0 | 3720.1768 | 0 | 5907.3176 | 0 | 7571.4532 | 9454.1455 | 9059.6444 | 9627.4944
60684 | 242.131 | 1202 | 2 | Standard Efficiency | Electric, 100% Usage | Standard, 100% Usage | Electric, 100% Usage | None | 400%+ | None | 6 | Single-Family Attached | Single-Family Attached | Single-Family Attached | 1000-1499 | 0-1499 | 1 | Natural Gas | 80% Conditioned | Central AC | None | Natural Gas Fuel Furnace | None | 70000-79999 | 100% Incandescent | Occupied | 2010s | Natural Gas | Yes | 67.9925 | 705.129 | 26.3764 | 120.7453 | 817.3752 | 0 | 0 | 37.8062 | 0 | 0 | 0 | 0 | 0 | 160.0168 | 0 | 1519.8666 | 16.412 | 1786.8543 | 0 | 0 | 0 | 389.4915 | 434.0383 | 312.7068 | 0 | 0 | 0 | 0 | 0 | 0 | 0 | 1787.7335 | 0 | 2984.3427 | 0 | 0 | 0 | 0 | 0 | 0 | 0 | 0 | 11166.887 | 11166.887 | 6395.1038 | 6395.1038 | 0 | 4771.7832 | 0 | 1106.0528 | 0 | 1087.8841 | 0 | 2412.5245 | 0 | 1087.8841 | 0 | 2126.9214 | 0 | 1087.8841 | 0 | 2579.0273 | 0 | 1087.8841 | 0 | 2193.9369 | 3500.4086 | 3214.8055 | 3666.9115
60691 | 242.131 | 2663 | 3 | Standard Efficiency, No usage | Gas, 100% Usage | Standard, 100% Usage | Electric, 100% Usage | None | 400%+ | None | None | Single-Family Detached | Single-Family Detached | Single-Family Detached | 2500-2999 | 2500-3999 | 1 | Natural Gas | 100% Conditioned | Central AC | None | Natural Gas Fuel Furnace | None | 140000-159999 | 100% Incandescent | Vacant | 1990s | Natural Gas | Yes | 0 | 0 | 0 | 1271.9284 | 6512.6253 | 0 | 0 | 96.4204 | 0 | 0 | 0 | 0 | 0 | 0 | 0 | 0 | 21.9803 | 0 | 0 | 2279.2137 | 0 | 0 | 914.0887 | 0 | 0 | 0 | 0 | 0 | 0 | 0 | 0 | 5675.6143 | 0 | 1628.3029 | 0 | 0 | 0 | 0 | 0 | 0 | 0 | 0 | 18399.881 | 18399.881 | 11095.9638 | 11095.9638 | 0 | 7303.9172 | 0 | 1862.5582 | 0 | 1665.1634 | 0 | 3979.9537 | 0 | 1665.1634 | 0 | 3556.4849 | 0 | 1665.1634 | 0 | 4096.4757 | 0 | 1665.1634 | 0 | 3527.7217 | 5645.1172 | 5221.6483 | 5761.6391
60699 | 242.131 | 1138 | 1 | Standard Efficiency | None | None | Electric, 100% Usage | 318 Rated kWh, 100% Usage | 400%+ | 6 | None | 5 to 9 Unit | Multifamily with 5+ units, 1-3 stories | Multi-Family with 5+ Units | 1000-1499 | 0-1499 | 1 | Natural Gas | 100% Conditioned | Central AC | None | Natural Gas Fuel Wall/Floor Furnace | None | 120000-139999 | 100% Incandescent | Occupied | 1970s | Natural Gas | No | 67.9925 | 0 | 0 | 387.1469 | 1423.7393 | 88.5075 | 0 | 0 | 0 | 0 | 0 | 0 | 0 | 156.793 | 0 | 1465.0623 | 16.412 | 1776.3038 | 0 | 0 | 0 | 389.4915 | 434.0383 | 0 | 0 | 0 | 0 | 0 | 0 | 0 | 0 | 4356.2084 | 0 | 3550.556 | 0 | 0 | 0 | 0 | 0 | 0 | 0 | 0 | 14112.2512 | 14112.2512 | 6205.4868 | 6205.4868 | 0 | 7906.4713 | 0 | 1064.7673 | 0 | 1802.5421 | 0 | 2315.0352 | 0 | 1802.5421 | 0 | 2046.0681 | 0 | 1802.5421 | 0 | 2453.6281 | 0 | 1802.5421 | 0 | 2867.3093 | 4117.5773 | 3848.6102 | 4256.1702
60704 | 242.131 | 3301 | 4 | Standard Efficiency | Electric, 100% Usage | EnergyStar, 100% Usage | Electric, 100% Usage | None | 400%+ | None | None | Single-Family Detached | Single-Family Detached | Single-Family Detached | 3000-3999 | 2500-3999 | 2 | Natural Gas | 80% Conditioned | Central AC | None | Natural Gas Fuel Furnace | None | 100000-119999 | 100% Incandescent | Occupied | 2000s | Electricity | Yes | 67.9925 | 400.042 | 23.4457 | 628.9305 | 2598.075 | 0 | 0 | 198.4091 | 0 | 0 | 0 | 0 | 795.3949 | 264.9362 | 99.9372 | 3321.6675 | 21.9803 | 2894.956 | 0 | 0 | 0 | 405.6104 | 868.0765 | 0 | 0 | 0 | 0 | 0 | 0 | 0 | 0 | 16790.0416 | 0 | 0 | 0 | 0 | 0 | 0 | 0 | 0 | 0 | 0 | 29379.4956 | 29379.4956 | 12589.747 | 12589.747 | 0 | 16790.0416 | 0 | 2165.694 | 0 | 3827.759 | 0 | 4755.9754 | 0 | 3827.759 | 0 | 4387.2624 | 0 | 3827.759 | 0 | 5228.3198 | 0 | 3827.759 | 0 | 5993.453 | 8583.7344 | 8215.0214 | 9056.0787
60715 | 242.131 | 1202 | 2 | Standard Efficiency | Electric, 100% Usage | EnergyStar, 100% Usage | Electric, 100% Usage | None | 150-200% | None | 7 | Single-Family Attached | Single-Family Attached | Single-Family Attached | 1000-1499 | 0-1499 | 2 | Electricity | 100% Conditioned | Heat Pump | None | Electricity ASHP | None | 30000-34999 | 100% CFL | Occupied | 1950s | Electricity | Yes | 67.9925 | 369.8557 | 21.6873 | 1108.3948 | 3576.0532 | 0 | 319.7405 | 418.7986 | 171.1535 | 7228.3049 | 0 | 0 | 1936.9067 | 40.1507 | 0 | 486.2049 | 16.412 | 1786.8543 | 0 | 0 | 0 | 390.6637 | 400.042 | 0 | 0 | 0 | 0 | 0 | 0 | 0 | 0 | 0 | 0 | 0 | 0 | 0 | 0 | 0 | 0 | 0 | 0 | 0 | 18339.2153 | 18339.2153 | 18339.2153 | 18339.2153 | 0 | 0 | 0 | 3163.5918 | 0 | 0 | 0 | 7163.0341 | 0 | 0 | 0 | 6275.3339 | 0 | 0 | 0 | 7537.9822 | 0 | 0 | 0 | 3163.5918 | 7163.0341 | 6275.3339 | 7537.9822
60776 | 242.131 | 1220 | 3 | None | Electric, 100% Usage | EnergyStar, 100% Usage | Electric, 100% Usage | None | 400%+ | None | None | Single-Family Detached | Single-Family Detached | Single-Family Detached | 1000-1499 | 0-1499 | 1 | Electricity | 100% Conditioned | Heat Pump | None | Electricity ASHP | None | 200000+ | 100% CFL | Occupied | 1970s | Electricity | Yes | 0 | 400.042 | 23.4457 | 958.3424 | 3110.3633 | 0 | 0 | 518.4427 | 1845.1755 | 8750.8091 | 0 | 0 | 2104.2503 | 40.1507 | 0 | 491.1871 | 21.9803 | 2233.2016 | 0 | 0 | 0 | 405.6104 | 914.0887 | 0 | 0 | 0 | 0 | 0 | 0 | 0 | 0 | 0 | 0 | 0 | 0 | 0 | 0 | 0 | 0 | 0 | 0 | 0 | 21816.7966 | 21816.7966 | 21816.7966 | 21816.7966 | 0 | 0 | 0 | 3916.1755 | 0 | 0 | 0 | 8905.6974 | 0 | 0 | 0 | 7777.1995 | 0 | 0 | 0 | 9339.7277 | 0 | 0 | 0 | 3916.1755 | 8905.6974 | 7777.1995 | 9339.7277
60863 | 242.131 | 1675 | 2 | Standard Efficiency | None | None | Electric, 120% Usage | 290 Rated kWh, 120% Usage | 400%+ | None | 8 | Single-Family Attached | Single-Family Attached | Single-Family Attached | 1500-1999 | 1500-2499 | 2 | Electricity | 100% Conditioned | Heat Pump | None | Electricity ASHP | None | 80000-99999 | 100% Incandescent | Occupied | 1980s | Electricity | Yes | 67.9925 | 0 | 0 | 893.5737 | 4077.2047 | 126.0206 | 0 | 137.1573 | 88.5075 | 1787.7335 | 0 | 0 | 4741.3038 | 183.7556 | 0 | 1926.0631 | 16.412 | 3981.0774 | 0 | 0 | 0 | 518.4427 | 400.042 | 0 | 0 | 0 | 0 | 0 | 0 | 0 | 0 | 0 | 0 | 0 | 0 | 0 | 0 | 0 | 0 | 0 | 0 | 0 | 18944.7001 | 18944.7001 | 18944.7001 | 18944.7001 | 0 | 0 | 0 | 3457.6689 | 0 | 0 | 0 | 7628.1745 | 0 | 0 | 0 | 6931.907 | 0 | 0 | 0 | 8323.6091 | 0 | 0 | 0 | 3457.6689 | 7628.1745 | 6931.907 | 8323.6091
60884 | 242.131 | 1690 | 4 | Standard Efficiency | Electric, 80% Usage | EnergyStar, 80% Usage | Electric, 80% Usage | None | 400%+ | None | None | Single-Family Detached | Single-Family Detached | Single-Family Detached | 1500-1999 | 1500-2499 | 1 | Natural Gas | 100% Conditioned | Central AC | None | Natural Gas Fuel Wall/Floor Furnace | None | 80000-99999 | 100% Incandescent | Occupied | 1940s | Natural Gas | Yes | 67.9925 | 419.6778 | 24.618 | 975.0474 | 4123.803 | 0 | 0 | 0 | 0 | 0 | 0 | 0 | 0 | 184.6348 | 0 | 1938.9582 | 21.9803 | 1348.7131 | 0 | 0 | 0 | 377.1825 | 400.042 | 0 | 0 | 0 | 0 | 0 | 0 | 0 | 0 | 24032.4139 | 0 | 3023.0281 | 0 | 0 | 0 | 0 | 0 | 0 | 0 | 0 | 36937.7984 | 36937.7984 | 9882.3565 | 9882.3565 | 0 | 27055.442 | 0 | 1743.7792 | 0 | 6168.0856 | 0 | 3737.4655 | 0 | 6168.0856 | 0 | 3319.4012 | 0 | 6168.0856 | 0 | 3887.6976 | 0 | 6168.0856 | 0 | 7911.8647 | 9905.5511 | 9487.4868 | 10055.7831
60956 | 242.131 | 2176 | 3 | Standard Efficiency | Electric, 100% Usage | EnergyStar, 100% Usage | Electric, 100% Usage | 318 Rated kWh, 100% Usage | 400%+ | None | None | Single-Family Detached | Single-Family Detached | Single-Family Detached | 2000-2499 | 1500-2499 | 1 | Electricity | 60% Conditioned | Room AC | None | Electricity Baseboard | None | 100000-119999 | 100% CFL | Occupied | 1960s | Electricity | Yes | 67.9925 | 275.7799 | 16.1189 | 0 | 2124.1791 | 60.3726 | 0 | 0 | 0 | 10399.0408 | 0 | 0 | 1269.2908 | 52.1667 | 24.911 | 753.7788 | 21.9803 | 2222.3579 | 0 | 0 | 0 | 339.6694 | 400.042 | 0 | 0 | 0 | 0 | 0 | 0 | 0 | 0 | 0 | 0 | 0 | 0 | 0 | 0 | 0 | 0 | 0 | 0 | 0 | 18027.6807 | 18027.6807 | 18027.6807 | 18027.6807 | 0 | 0 | 0 | 3140.3257 | 0 | 0 | 0 | 7264.822 | 0 | 0 | 0 | 6328.3035 | 0 | 0 | 0 | 7590.0863 | 0 | 0 | 0 | 3140.3257 | 7264.822 | 6328.3035 | 7590.0863
60975 | 242.131 | 1138 | 2 | None | Electric, 80% Usage | Standard, 80% Usage | Electric, 80% Usage | 318 Rated kWh, 80% Usage | 400%+ | 10 | None | 10 to 19 Unit | Multifamily with 5+ units, 1-3 stories | Multi-Family with 5+ Units | 1000-1499 | 0-1499 | 3 | Electricity | 100% Conditioned | Heat Pump | None | Electricity ASHP | None | 70000-79999 | 100% CFL | Occupied | 1990s | Natural Gas | Yes | 0 | 564.1618 | 21.1011 | 644.7564 | 1757.8403 | 70.9232 | 319.7405 | 189.9101 | 570.6094 | 2993.721 | 0 | 0 | 0 | 39.2715 | 0 | 468.6206 | 16.412 | 888.2984 | 0 | 0 | 0 | 311.5345 | 434.0383 | 0 | 0 | 0 | 0 | 0 | 0 | 0 | 0 | 0 | 0 | 2748.1274 | 0 | 0 | 0 | 0 | 0 | 0 | 0 | 0 | 12039.0665 | 12039.0665 | 9290.9391 | 9290.9391 | 0 | 2748.1274 | 0 | 1632.8849 | 0 | 626.5349 | 0 | 3696.209 | 0 | 626.5349 | 0 | 3236.7304 | 0 | 626.5349 | 0 | 3855.7678 | 0 | 626.5349 | 0 | 2259.4198 | 4322.7439 | 3863.2653 | 4482.3027
61221 | 242.131 | 617 | 1 | Standard Efficiency | None | None | Electric, 100% Usage | None | 400%+ | 16 | None | 10 to 19 Unit | Multifamily with 5+ units, 1-3 stories | Multi-Family with 5+ Units | 500-749 | 0-1499 | 2 | Natural Gas | 100% Conditioned | Central AC | None | Natural Gas Fuel Furnace | None | 100000-119999 | 100% Incandescent | Occupied | 1970s | Electricity | Yes | 67.9925 | 0 | 0 | 208.0805 | 1479.7158 | 0 | 0 | 342.0139 | 0 | 0 | 0 | 0 | 1760.4779 | 130.7097 | 0 | 1017.8358 | 16.412 | 1566.4649 | 0 | 0 | 0 | 389.4915 | 434.0383 | 0 | 0 | 0 | 0 | 0 | 0 | 0 | 0 | 14278.1295 | 0 | 0 | 0 | 0 | 0 | 0 | 0 | 0 | 0 | 0 | 21691.6552 | 21691.6552 | 7413.2327 | 7413.2327 | 0 | 14278.1295 | 0 | 1248.3366 | 0 | 3255.139 | 0 | 2764.4845 | 0 | 3255.139 | 0 | 2439.3794 | 0 | 3255.139 | 0 | 2922.0293 | 0 | 3255.139 | 0 | 4503.4755 | 6019.6234 | 5694.5184 | 6177.1683
61229 | 242.131 | 617 | 2 | Standard Efficiency | Electric, 100% Usage | EnergyStar, 100% Usage | Electric, 100% Usage | 290 Rated kWh, 100% Usage | 0-100% | 116 | None | 50 or more Unit | Multifamily with 5+ units, 1-3 stories | Multi-Family with 5+ Units | 500-749 | 0-1499 | 3 | Electricity | 40% Conditioned | Room AC | Heating Only | Electricity Shared Heating | Boiler Baseboards Heating Only, Electricity | <10000 | 100% Incandescent | Occupied | 1980s | Electricity | Yes | 67.9925 | 369.8557 | 21.6873 | 0 | 686.3724 | 82.646 | 0 | 16.9981 | 0 | 397.6974 | 0 | 0 | 1919.6155 | 130.7097 | 0 | 1017.8358 | 16.412 | 1566.4649 | 0 | 0 | 0 | 389.4915 | 434.0383 | 0 | 0 | 0 | 0 | 0 | 0 | 620.1384 | 0 | 0 | 0 | 0 | 0 | 0 | 0 | 0 | 0 | 0 | 0 | 0 | 7738.2485 | 7738.2485 | 7118.1101 | 7118.1101 | 0 | 620.1384 | 0 | 1199.2592 | 0 | 141.3798 | 0 | 2689.7615 | 0 | 141.3798 | 0 | 2360.9111 | 0 | 141.3798 | 0 | 2870.0254 | 0 | 141.3798 | 0 | 1340.639 | 2831.1412 | 2502.2908 | 3011.4052
61283 | 242.131 | 866 | 2 | Standard Efficiency | Electric, 100% Usage | EnergyStar, 100% Usage | Electric, 100% Usage | 318 Rated kWh, 100% Usage | 400%+ | None | 16 | Single-Family Attached | Single-Family Attached | Single-Family Attached | 750-999 | 0-1499 | 2 | Electricity | 100% Conditioned | Central AC | None | Electricity Electric Furnace | None | 100000-119999 | 100% Incandescent | Occupied | 1990s | Natural Gas | Yes | 67.9925 | 450.1572 | 26.3764 | 320.6198 | 2350.43 | 112.5393 | 0 | 34.2893 | 0 | 2176.9319 | 0 | 0 | 0 | 143.3118 | 0 | 1231.4846 | 16.412 | 1866.2766 | 0 | 0 | 0 | 431.9868 | 1453.9256 | 0 | 0 | 0 | 0 | 0 | 0 | 0 | 0 | 0 | 0 | 4313.1269 | 0 | 0 | 0 | 0 | 0 | 0 | 0 | 0 | 14996.1536 | 14996.1536 | 10683.0266 | 10683.0266 | 0 | 4313.1269 | 0 | 1917.8371 | 0 | 983.2984 | 0 | 4298.4041 | 0 | 983.2984 | 0 | 3772.5971 | 0 | 983.2984 | 0 | 4471.0568 | 0 | 983.2984 | 0 | 2901.1355 | 5281.7026 | 4755.8956 | 5454.3553
61295 | 242.131 | 1202 | 2 | None | Electric, 120% Usage | Standard, 120% Usage | Gas, 120% Usage | None | 300-400% | None | 60 | Single-Family Attached | Single-Family Attached | Single-Family Attached | 1000-1499 | 0-1499 | 2 | Natural Gas | 100% Conditioned | Central AC | None | Natural Gas Fuel Furnace | None | 50000-59999 | 100% LED | Vacant | 1950s | Electricity | Yes | 0 | 0 | 0 | 584.0906 | 2133.2643 | 0 | 319.7405 | 53.9251 | 0 | 0 | 0 | 0 | 351.9784 | 0 | 0 | 0 | 16.412 | 0 | 0 | 0 | 0 | 0 | 434.0383 | 0 | 0 | 0 | 0 | 0 | 0 | 0 | 0 | 7654.1371 | 0 | 0 | 0 | 0 | 0 | 0 | 0 | 0 | 0 | 0 | 11547.5863 | 11547.5863 | 3893.4492 | 3893.4492 | 0 | 7654.1371 | 0 | 621.9459 | 0 | 1745.007 | 0 | 1276.496 | 0 | 1745.007 | 0 | 1145.8251 | 0 | 1745.007 | 0 | 1372.2593 | 0 | 1745.007 | 0 | 2366.9529 | 3021.5031 | 2890.8322 | 3117.2664
61491 | 242.131 | 2631 | 3 | None | Gas, 100% Usage | EnergyStar, 100% Usage | Electric, 100% Usage | None | 400%+ | None | 12 | Single-Family Attached | Single-Family Attached | Single-Family Attached | 2500-2999 | 2500-3999 | 1 | Natural Gas | 100% Conditioned | Central AC | None | Natural Gas Fuel Furnace | None | 200000+ | 100% LED | Occupied | 2010s | Natural Gas | Yes | 0 | 47.4775 | 31.0655 | 198.9953 | 1579.36 | 0 | 319.7405 | 285.7443 | 0 | 0 | 0 | 0 | 0 | 38.6854 | 0 | 671.1328 | 21.9803 | 2268.3701 | 0 | 0 | 0 | 474.4821 | 434.0383 | 459.8285 | 0 | 0 | 0 | 629.8097 | 0 | 0 | 0 | 13219.5568 | 0 | 4836.8449 | 0 | 0 | 0 | 0 | 0 | 0 | 0 | 0 | 25516.8189 | 25516.8189 | 6830.6074 | 6830.6074 | 0 | 18686.2114 | 0 | 1162.911 | 0 | 4260.057 | 0 | 2532.9292 | 0 | 4260.057 | 0 | 2236.8028 | 0 | 4260.057 | 0 | 2693.2342 | 0 | 4260.057 | 0 | 5422.968 | 6792.9862 | 6496.8598 | 6953.2912
61492 | 242.131 | 853 | 1 | Standard Efficiency | None | None | Electric, 120% Usage | 318 Rated kWh, 120% Usage | 400%+ | 323 | None | 50 or more Unit | Multifamily with 5+ units, 1-3 stories | Multi-Family with 5+ Units | 750-999 | 0-1499 | 2 | Electricity | 100% Conditioned | Central AC | None | Electricity Electric Furnace | None | 50000-59999 | 100% Incandescent | Occupied | 1980s | Electricity | Yes | 67.9925 | 0 | 0 | 203.0983 | 1633.2851 | 77.6638 | 0 | 23.7388 | 0 | 1403.8104 | 0 | 0 | 2341.0517 | 142.7256 | 0 | 1220.3479 | 16.412 | 2933.0553 | 0 | 0 | 0 | 416.454 | 434.0383 | 258.1956 | 0 | 0 | 0 | 0 | 0 | 0 | 0 | 0 | 0 | 0 | 0 | 0 | 0 | 0 | 0 | 0 | 0 | 0 | 11171.8692 | 11171.8692 | 11171.8692 | 11171.8692 | 0 | 0 | 0 | 1946.1734 | 0 | 0 | 0 | 4307.7436 | 0 | 0 | 0 | 3931.2978 | 0 | 0 | 0 | 4754.2082 | 0 | 0 | 0 | 1946.1734 | 4307.7436 | 3931.2978 | 4754.2082
61643 | 242.131 | 853 | 2 | Standard Efficiency | None | None | Electric, 100% Usage | None | 200-300% | 4 | None | 3 or 4 Unit | Multifamily with 2-4 Units | Multi-Family with 2 - 4 Units | 750-999 | 0-1499 | 2 | Natural Gas | 100% Conditioned | Central AC | None | Natural Gas Fuel Furnace | None | 30000-34999 | 100% Incandescent | Occupied | 1960s | Electricity | Yes | 67.9925 | 0 | 0 | 523.1319 | 3220.8511 | 0 | 0 | 181.9971 | 0 | 0 | 0 | 0 | 1748.7551 | 142.7256 | 0 | 1220.3479 | 16.412 | 1285.4097 | 0 | 0 | 0 | 389.4915 | 480.0504 | 294.5364 | 0 | 0 | 0 | 0 | 0 | 0 | 0 | 17226.1314 | 0 | 0 | 0 | 0 | 0 | 0 | 0 | 0 | 0 | 0 | 26797.2464 | 26797.2464 | 9571.4081 | 9571.4081 | 0 | 17226.1314 | 0 | 1598.8863 | 0 | 3927.1819 | 0 | 3455.6477 | 0 | 3927.1819 | 0 | 3061.6337 | 0 | 3927.1819 | 0 | 3676.5989 | 0 | 3927.1819 | 0 | 5526.0682 | 7382.8295 | 6988.8156 | 7603.7807
61739 | 242.131 | 2152 | 4 | Standard Efficiency | Gas, 120% Usage | EnergyStar, 120% Usage | Electric, 120% Usage | None | 400%+ | None | 8 | Single-Family Attached | Single-Family Attached | Single-Family Attached | 2000-2499 | 1500-2499 | 2 | Natural Gas | 40% Conditioned | Room AC | None | Natural Gas Fuel Wall/Floor Furnace | None | 200000+ | 100% CFL | Occupied | 2010s | Natural Gas | Yes | 67.9925 | 48.3567 | 31.6517 | 0 | 763.1571 | 0 | 0 | 0 | 0 | 0 | 0 | 0 | 0 | 51.8736 | 0 | 747.0382 | 21.9803 | 4127.6129 | 0 | 0 | 0 | 518.4427 | 480.0504 | 0 | 0 | 0 | 0 | 641.5326 | 0 | 0 | 0 | 10883.4873 | 0 | 6819.7638 | 0 | 0 | 0 | 0 | 0 | 0 | 0 | 0 | 25202.9397 | 25202.9397 | 6857.863 | 6857.863 | 0 | 18344.7836 | 0 | 1161.4446 | 0 | 4182.2523 | 0 | 2588.0838 | 0 | 4182.2523 | 0 | 2280.2637 | 0 | 4182.2523 | 0 | 2733.3757 | 0 | 4182.2523 | 0 | 5343.6969 | 6770.336 | 6462.516 | 6915.628
61797 | 242.131 | 1690 | 2 | Standard Efficiency | Electric, 100% Usage | Standard, 100% Usage | Electric, 100% Usage | 318 Rated kWh, 100% Usage | 0-100% | None | None | Single-Family Detached | Single-Family Detached | Single-Family Detached | 1500-1999 | 1500-2499 | 2 | Natural Gas | 100% Conditioned | Central AC | None | Natural Gas Fuel Furnace | None | 10000-14999 | 100% CFL | Occupied | 2000s | Electricity | Yes | 67.9925 | 525.7695 | 19.6358 | 856.3537 | 2788.5712 | 60.3726 | 0 | 82.9391 | 0 | 0 | 0 | 0 | 1297.1326 | 46.0122 | 24.911 | 620.1384 | 16.412 | 2067.9095 | 0 | 0 | 0 | 339.6694 | 480.0504 | 0 | 0 | 0 | 0 | 0 | 0 | 0 | 0 | 9394.6862 | 0 | 0 | 0 | 0 | 0 | 0 | 0 | 0 | 0 | 0 | 18689.1421 | 18689.1421 | 9294.4559 | 9294.4559 | 0 | 9394.6862 | 0 | 1623.608 | 0 | 2141.7883 | 0 | 3502.6335 | 0 | 2141.7883 | 0 | 3099.4116 | 0 | 2141.7883 | 0 | 3697.5993 | 0 | 2141.7883 | 0 | 3765.3964 | 5644.4218 | 5241.2 | 5839.3876
61928 | 242.131 | 3301 | 5 | Standard Efficiency | Electric, 100% Usage | Standard, 100% Usage | Gas, 100% Usage | 318 Rated kWh, 100% Usage | 400%+ | None | None | Single-Family Detached | Single-Family Detached | Single-Family Detached | 3000-3999 | 2500-3999 | 2 | Natural Gas | 20% Conditioned | Room AC | None | Natural Gas Fuel Furnace | None | 200000+ | 100% LED | Occupied | 1940s | Natural Gas | Yes | 67.9925 | 1711.242 | 64.1826 | 0 | 1638.2673 | 246.1797 | 319.7405 | 1098.7234 | 0 | 0 | 0 | 0 | 0 | 44.2537 | 16.7051 | 811.5138 | 27.2556 | 4153.9893 | 0 | 0 | 0 | 46.0122 | 400.042 | 0 | 0 | 0 | 0 | 0 | 0 | 0 | 0 | 44069.0968 | 0 | 8573.5011 | 0 | 0 | 1348.42 | 0 | 0 | 0 | 0 | 0 | 64637.1176 | 64637.1176 | 10646.0997 | 10646.0997 | 0 | 53991.3109 | 0 | 1782.8507 | 0 | 12308.8749 | 0 | 4003.2566 | 0 | 12308.8749 | 0 | 3526.9964 | 0 | 12308.8749 | 0 | 4198.5567 | 0 | 12308.8749 | 0 | 14091.7256 | 16312.1314 | 15835.8713 | 16507.4315
61942 | 242.131 | 866 | 2 | Standard Efficiency | Electric, 100% Usage | Standard, 100% Usage | Electric, 100% Usage | 318 Rated kWh, 100% Usage | 300-400% | None | 7 | Single-Family Attached | Single-Family Attached | Single-Family Attached | 750-999 | 0-1499 | 1 | Natural Gas | 100% Conditioned | Central AC | None | Natural Gas Fuel Furnace | None | 60000-69999 | 100% LED | Occupied | 1950s | Natural Gas | Yes | 67.9925 | 705.129 | 26.3764 | 432.2798 | 2674.5666 | 88.5075 | 319.7405 | 612.2255 | 0 | 0 | 0 | 0 | 0 | 23.7388 | 0 | 300.984 | 16.412 | 1735.2738 | 0 | 0 | 0 | 389.4915 | 434.0383 | 0 | 0 | 0 | 0 | 0 | 0 | 0 | 0 | 24550.8566 | 0 | 3715.8481 | 0 | 0 | 0 | 0 | 0 | 0 | 0 | 0 | 36093.4607 | 36093.4607 | 7827.0491 | 7827.0491 | 0 | 28266.4116 | 0 | 1306.444 | 0 | 6444.18 | 0 | 2812.5185 | 0 | 6444.18 | 0 | 2493.0376 | 0 | 6444.18 | 0 | 3000.7734 | 0 | 6444.18 | 0 | 7750.624 | 9256.6985 | 8937.2176 | 9444.9534
62054 | 242.131 | 617 | 2 | Standard Efficiency | Electric, 120% Usage | EnergyStar, 120% Usage | Electric, 120% Usage | 318 Rated kWh, 120% Usage | 200-300% | 6 | None | 5 to 9 Unit | Multifamily with 5+ units, 1-3 stories | Multi-Family with 5+ Units | 500-749 | 0-1499 | 3 | Electricity | 100% Conditioned | Heat Pump | None | Electricity ASHP | None | 45000-49999 | 100% Incandescent | Occupied | 2000s | Electricity | Yes | 67.9925 | 444.0027 | 25.7903 | 363.9943 | 1562.6549 | 106.3848 | 0 | 28.721 | 50.4082 | 750.2619 | 0 | 0 | 3590.9998 | 130.7097 | 0 | 1017.8358 | 16.412 | 3133.2228 | 0 | 0 | 0 | 467.4484 | 434.0383 | 0 | 0 | 0 | 0 | 0 | 0 | 0 | 0 | 0 | 0 | 0 | 0 | 0 | 0 | 0 | 0 | 0 | 0 | 0 | 12190.8773 | 12190.8773 | 12190.8773 | 12190.8773 | 0 | 0 | 0 | 2025.1901 | 0 | 0 | 0 | 4526.4414 | 0 | 0 | 0 | 3983.2441 | 0 | 0 | 0 | 4819.4117 | 0 | 0 | 0 | 2025.1901 | 4526.4414 | 3983.2441 | 4819.4117
62068 | 242.131 | 2663 | 3 | Standard Efficiency | Electric, 120% Usage | Standard, 120% Usage | Electric, 120% Usage | None | 400%+ | None | None | Single-Family Detached | Single-Family Detached | Single-Family Detached | 2500-2999 | 2500-3999 | 1 | Electricity | 100% Conditioned | Heat Pump | None | Electricity ASHP | None | 80000-99999 | 100% LED | Occupied | 2000s | Natural Gas | Yes | 67.9925 | 630.6889 | 23.7388 | 465.3969 | 1718.2757 | 0 | 319.7405 | 997.3209 | 2930.4176 | 9732.011 | 0 | 0 | 0 | 38.9785 | 16.7051 | 677.8734 | 21.9803 | 4754.785 | 0 | 0 | 0 | 407.3688 | 480.0504 | 0 | 0 | 0 | 0 | 0 | 0 | 0 | 0 | 0 | 0 | 2411.3888 | 0 | 0 | 0 | 0 | 0 | 0 | 0 | 0 | 25694.4199 | 25694.4199 | 23283.0312 | 23283.0312 | 0 | 2411.3888 | 0 | 4224.4037 | 0 | 549.7571 | 0 | 9710.657 | 0 | 549.7571 | 0 | 8450.3043 | 0 | 549.7571 | 0 | 10167.6218 | 0 | 549.7571 | 0 | 4774.1608 | 10260.4141 | 9000.0614 | 10717.3789
62085 | 242.131 | 1138 | 2 | Standard Efficiency | Electric, 120% Usage | EnergyStar, 120% Usage | Electric, 120% Usage | None | 400%+ | 323 | None | 50 or more Unit | Multifamily with 5+ units, 8+ stories | Multi-Family with 5+ Units | 1000-1499 | 0-1499 | 11 | Electricity | 100% Conditioned | Heat Pump | None | Electricity ASHP | None | 200000+ | 100% Incandescent | Occupied | 1970s | Electricity | No | 67.9925 | 347.5823 | 20.2219 | 303.3286 | 1113.0839 | 0 | 0 | 129.2443 | 117.5215 | 1317.0614 | 0 | 0 | 2009.5883 | 156.793 | 0 | 1465.0623 | 16.412 | 3162.5299 | 0 | 0 | 0 | 416.454 | 434.0383 | 0 | 0 | 0 | 0 | 0 | 0 | 0 | 0 | 0 | 0 | 0 | 0 | 0 | 0 | 0 | 0 | 0 | 0 | 0 | 11077.2072 | 11077.2072 | 11077.2072 | 11077.2072 | 0 | 0 | 0 | 1867.33 | 0 | 0 | 0 | 4193.6978 | 0 | 0 | 0 | 3679.0668 | 0 | 0 | 0 | 4474.608 | 0 | 0 | 0 | 1867.33 | 4193.6978 | 3679.0668 | 4474.608
62149 | 242.131 | 2176 | 4 | Standard Efficiency | Electric, 100% Usage | Standard, 100% Usage | Gas, 100% Usage | 290 Rated kWh, 100% Usage | 400%+ | None | None | Single-Family Detached | Single-Family Detached | Single-Family Detached | 2000-2499 | 1500-2499 | 2 | Natural Gas | 100% Conditioned | Central AC | None | Natural Gas Fuel Furnace | None | 120000-139999 | 100% CFL | Occupied | <1940 | Natural Gas | Yes | 67.9925 | 1237.053 | 46.3052 | 1195.4369 | 4538.4986 | 160.6029 | 319.7405 | 535.1478 | 0 | 0 | 0 | 0 | 0 | 52.1667 | 0 | 753.7788 | 21.9803 | 3166.6329 | 0 | 0 | 0 | 36.927 | 480.0504 | 0 | 0 | 0 | 0 | 0 | 0 | 0 | 0 | 33870.2236 | 0 | 6298.6834 | 0 | 0 | 1080.8461 | 0 | 0 | 0 | 0 | 0 | 53862.0666 | 53862.0666 | 12612.3135 | 12612.3135 | 0 | 41250.0462 | 0 | 2164.1917 | 0 | 9404.1306 | 0 | 4644.8344 | 0 | 9404.1306 | 0 | 4124.1081 | 0 | 9404.1306 | 0 | 4876.9716 | 0 | 9404.1306 | 0 | 11568.3223 | 14048.965 | 13528.2387 | 14281.1022
62169 | 242.131 | 1690 | 5 | Standard Efficiency | Gas, 100% Usage | EnergyStar, 100% Usage | Electric, 100% Usage | 290 Rated kWh, 100% Usage | 400%+ | None | None | Single-Family Detached | Single-Family Detached | Single-Family Detached | 1500-1999 | 1500-2499 | 1 | Natural Gas | None | None | None | Natural Gas Fuel Boiler | None | 80000-99999 | 100% LED | Occupied | 1950s | Electricity | Yes | 67.9925 | 46.8914 | 30.7725 | 0 | 0 | 125.7275 | 0 | 100.2303 | 0 | 0 | 0 | 0 | 3036.8024 | 30.7725 | 16.7051 | 473.6028 | 27.2556 | 2697.4261 | 0 | 0 | 0 | 471.2583 | 434.0383 | 0 | 0 | 0 | 0 | 622.776 | 0 | 0 | 0 | 38240.7924 | 0 | 0 | 0 | 0 | 0 | 0 | 0 | 0 | 0 | 0 | 46423.3367 | 46423.3367 | 7559.7683 | 7559.7683 | 0 | 38863.5685 | 0 | 1252.413 | 0 | 8860.115 | 0 | 2820.7113 | 0 | 8860.115 | 0 | 2474.8744 | 0 | 8860.115 | 0 | 3033.5741 | 0 | 8860.115 | 0 | 10112.528 | 11680.8263 | 11334.9894 | 11893.6891
62307 | 242.131 | 853 | 2 | None | Electric, 80% Usage | Standard, 80% Usage | Electric, 80% Usage | 318 Rated kWh, 80% Usage | 400%+ | 116 | None | 50 or more Unit | Multifamily with 5+ units, 8+ stories | Multi-Family with 5+ Units | 750-999 | 0-1499 | 21 | Natural Gas | 100% Conditioned | Central AC | None | Natural Gas Fuel Furnace | None | 50000-59999 | 100% Incandescent | Occupied | 1970s | Natural Gas | No | 0 | 441.9512 | 16.412 | 194.5992 | 1310.3208 | 51.5805 | 0 | 53.3389 | 0 | 0 | 0 | 0 | 0 | 142.7256 | 0 | 1220.3479 | 16.412 | 733.2638 | 0 | 0 | 0 | 277.5383 | 434.0383 | 0 | 0 | 0 | 0 | 0 | 0 | 0 | 0 | 3377.6441 | 0 | 2206.8252 | 0 | 0 | 0 | 0 | 0 | 0 | 0 | 0 | 10476.9977 | 10476.9977 | 4892.5284 | 4892.5284 | 0 | 5584.4692 | 0 | 803.0907 | 0 | 1273.154 | 0 | 1739.2559 | 0 | 1273.154 | 0 | 1539.5791 | 0 | 1273.154 | 0 | 1875.433 | 0 | 1273.154 | 0 | 2076.2447 | 3012.4099 | 2812.7331 | 3148.5869
62322 | 242.131 | 8194 | 5 | None | Electric, 120% Usage | EnergyStar, 120% Usage | Electric, 120% Usage | None | 400%+ | None | None | Single-Family Detached | Single-Family Detached | Single-Family Detached | 4000+ | 4000+ | 2 | Electricity | 100% Conditioned | Heat Pump | None | Electricity ASHP | None | 200000+ | 100% Incandescent | Occupied | 1950s | Electricity | Yes | 0 | 778.6898 | 45.426 | 2636.4673 | 8066.1951 | 0 | 319.7405 | 708.0597 | 10547.3347 | 12466.6572 | 0 | 0 | 7330.0005 | 509.6506 | 99.9372 | 7521.669 | 27.2556 | 10161.0671 | 0 | 0 | 0 | 644.7564 | 434.0383 | 0 | 0 | 0 | 0 | 0 | 0 | 0 | 0 | 0 | 0 | 0 | 0 | 0 | 0 | 0 | 0 | 0 | 0 | 0 | 62297.2381 | 62297.2381 | 62297.2381 | 62297.2381 | 0 | 0 | 0 | 10597.4958 | 0 | 0 | 0 | 24322.7147 | 0 | 0 | 0 | 21267.6358 | 0 | 0 | 0 | 25741.9231 | 0 | 0 | 0 | 10597.4958 | 24322.7147 | 21267.6358 | 25741.9231
62341 | 242.131 | 3301 | 4 | Standard Efficiency | Electric, 100% Usage | EnergyStar, 100% Usage | Electric, 100% Usage | 290 Rated kWh, 100% Usage | 400%+ | None | None | Single-Family Detached | Single-Family Detached | Single-Family Detached | 3000-3999 | 2500-3999 | 2 | Other Fuel | 100% Conditioned | Central AC | None | None | None | 120000-139999 | 100% LED | Occupied | 2010s | Natural Gas | Yes | 81.7668 | 524.5972 | 30.7725 | 867.4904 | 3372.3688 | 125.7275 | 0 | 0 | 0 | 0 | 0 | 0 | 0 | 44.2537 | 16.7051 | 811.5138 | 21.9803 | 3209.7144 | 0 | 0 | 0 | 471.2583 | 480.0504 | 0 | 0 | 0 | 0 | 0 | 0 | 0 | 0 | 0 | 0 | 3364.1628 | 0 | 0 | 0 | 0 | 0 | 0 | 0 | 0 | 13422.0689 | 13422.0689 | 10057.9061 | 10057.9061 | 0 | 3364.1628 | 0 | 1666.2979 | 0 | 766.9467 | 0 | 3602.3585 | 0 | 766.9467 | 0 | 3198.5991 | 0 | 766.9467 | 0 | 3802.6331 | 0 | 766.9467 | 0 | 2433.2446 | 4369.3052 | 3965.5458 | 4569.5798
62359 | 242.131 | 1675 | 3 | None | Electric, 100% Usage | Standard, 100% Usage | Electric, 100% Usage | 318 Rated kWh, 100% Usage | 200-300% | None | 50 | Single-Family Attached | Single-Family Attached | Single-Family Attached | 1500-1999 | 1500-2499 | 2 | Electricity | 40% Conditioned | Room AC | None | Electricity Baseboard | None | 80000-99999 | 100% CFL | Vacant | 1970s | Electricity | Yes | 0 | 0 | 0 | 0 | 845.8031 | 0 | 0 | 0 | 0 | 3563.1581 | 0 | 0 | 330.8772 | 0 | 0 | 0 | 21.9803 | 0 | 0 | 0 | 0 | 0 | 727.1093 | 0 | 0 | 0 | 0 | 0 | 0 | 0 | 0 | 0 | 0 | 0 | 0 | 0 | 0 | 0 | 0 | 0 | 0 | 0 | 5488.9281 | 5488.9281 | 5488.9281 | 5488.9281 | 0 | 0 | 0 | 1007.1479 | 0 | 0 | 0 | 2343.9023 | 0 | 0 | 0 | 2036.9155 | 0 | 0 | 0 | 2419.9661 | 0 | 0 | 0 | 1007.1479 | 2343.9023 | 2036.9155 | 2419.9661
62367 | 242.131 | 1675 | 2 | None | Electric, 120% Usage | EnergyStar, 120% Usage | Gas, 120% Usage | 290 Rated kWh, 120% Usage | 400%+ | None | 10 | Single-Family Attached | Single-Family Attached | Single-Family Attached | 1500-1999 | 1500-2499 | 2 | Natural Gas | 60% Conditioned | Central AC | Heating Only | Natural Gas Shared Heating | Boiler Baseboards Heating Only, Natural Gas | 100000-119999 | 100% Incandescent | Occupied | 1960s | Natural Gas | Yes | 0 | 540.13 | 31.6517 | 878.6271 | 3631.4436 | 126.0206 | 0 | 111.367 | 0 | 0 | 0 | 0 | 0 | 183.7556 | 0 | 1926.0631 | 16.412 | 3981.0774 | 0 | 0 | 0 | 35.4616 | 868.0765 | 0 | 0 | 0 | 0 | 0 | 0 | 0 | 0 | 31027.4342 | 0 | 7120.4547 | 0 | 0 | 1040.6954 | 0 | 0 | 0 | 0 | 0 | 51518.3773 | 51518.3773 | 12329.793 | 12329.793 | 0 | 39188.5843 | 0 | 2101.1437 | 0 | 8934.1907 | 0 | 4550.4523 | 0 | 8934.1907 | 0 | 4031.7993 | 0 | 8934.1907 | 0 | 4797.041 | 0 | 8934.1907 | 0 | 11035.3345 | 13484.643 | 12965.9901 | 13731.2317
62418 | 242.131 | 2176 | 3 | Standard Efficiency | Electric, 120% Usage | EnergyStar, 120% Usage | Electric, 120% Usage | None | 400%+ | None | None | Single-Family Detached | Single-Family Detached | Single-Family Detached | 2000-2499 | 1500-2499 | 1 | Natural Gas | 100% Conditioned | Central AC | None | Natural Gas Fuel Boiler | None | 140000-159999 | 100% CFL | Occupied | 2010s | Natural Gas | Yes | 67.9925 | 778.6898 | 45.426 | 1467.993 | 4345.9509 | 0 | 319.7405 | 42.7884 | 0 | 0 | 0 | 0 | 0 | 52.1667 | 24.911 | 753.7788 | 21.9803 | 6333.5589 | 0 | 0 | 0 | 644.7564 | 434.0383 | 0 | 0 | 0 | 0 | 0 | 0 | 0 | 0 | 5070.7157 | 0 | 10132.9322 | 0 | 0 | 0 | 0 | 0 | 0 | 0 | 0 | 30537.7124 | 30537.7124 | 15334.0645 | 15334.0645 | 0 | 15203.6479 | 0 | 2621.0672 | 0 | 3466.1411 | 0 | 5751.2192 | 0 | 3466.1411 | 0 | 5090.8686 | 0 | 3466.1411 | 0 | 6012.8654 | 0 | 3466.1411 | 0 | 6087.2082 | 9217.3603 | 8557.0096 | 9479.0064
62430 | 242.131 | 1138 | 2 | Standard Efficiency, No usage | None | None | Electric, 80% Usage | 318 Rated kWh, 80% Usage | 400%+ | 16 | None | 10 to 19 Unit | Multifamily with 5+ units, 1-3 stories | Multi-Family with 5+ Units | 1000-1499 | 0-1499 | 2 | Natural Gas | 100% Conditioned | Central AC | None | Natural Gas Fuel Furnace | None | 70000-79999 | 100% Incandescent | Vacant | 1990s | Electricity | Yes | 0 | 0 | 0 | 227.4232 | 1165.8367 | 0 | 0 | 131.5889 | 0 | 0 | 0 | 0 | 337.6179 | 0 | 0 | 0 | 16.412 | 0 | 0 | 0 | 0 | 0 | 434.0383 | 0 | 0 | 0 | 0 | 0 | 0 | 0 | 0 | 6777.2685 | 0 | 0 | 0 | 0 | 0 | 0 | 0 | 0 | 0 | 0 | 9090.4784 | 9090.4784 | 2313.21 | 2313.21 | 0 | 6777.2685 | 0 | 376.5434 | 0 | 1545.0867 | 0 | 806.0014 | 0 | 1545.0867 | 0 | 719.3022 | 0 | 1545.0867 | 0 | 847.2865 | 0 | 1545.0867 | 0 | 1921.63 | 2351.0881 | 2264.3889 | 2392.3732
62522 | 242.131 | 1138 | 2 | Standard Efficiency | Electric, 80% Usage | EnergyStar, 80% Usage | Gas, 80% Usage | None | 100-150% | 24 | None | 20 to 49 Unit | Multifamily with 5+ units, 1-3 stories | Multi-Family with 5+ Units | 1000-1499 | 0-1499 | 3 | Natural Gas | 100% Conditioned | Central AC | None | Natural Gas Fuel Furnace | None | 15000-19999 | 100% Incandescent | Occupied | 1960s | Natural Gas | Yes | 67.9925 | 296.0018 | 17.2912 | 830.8565 | 2693.9093 | 0 | 319.7405 | 169.6881 | 0 | 0 | 0 | 0 | 0 | 156.793 | 0 | 1465.0623 | 16.412 | 888.2984 | 0 | 0 | 0 | 21.3942 | 434.0383 | 0 | 0 | 0 | 0 | 0 | 0 | 0 | 0 | 11163.0771 | 0 | 2615.0732 | 0 | 0 | 624.8275 | 0 | 0 | 0 | 0 | 0 | 21780.7489 | 21780.7489 | 7377.7711 | 7377.7711 | 0 | 14402.9777 | 0 | 1299.759 | 0 | 3283.601 | 0 | 2791.4265 | 0 | 3283.601 | 0 | 2476.3621 | 0 | 3283.601 | 0 | 2921.9509 | 0 | 3283.601 | 0 | 4583.3599 | 6075.0275 | 5759.9631 | 6205.5519
62536 | 242.131 | 1202 | 2 | Standard Efficiency | Electric, 120% Usage | EnergyStar, 120% Usage | Electric, 120% Usage | 318 Rated kWh, 120% Usage | 400%+ | None | 5 | Single-Family Attached | Single-Family Attached | Single-Family Attached | 1000-1499 | 0-1499 | 2 | Electricity | 80% Conditioned | Central AC | None | Electricity Baseboard | None | 120000-139999 | 100% LED | Occupied | 1980s | Electricity | Yes | 67.9925 | 347.5823 | 20.2219 | 178.7734 | 1323.509 | 77.6638 | 0 | 0 | 0 | 6366.0898 | 0 | 0 | 2328.4497 | 26.6695 | 0 | 371.321 | 16.412 | 3311.41 | 0 | 0 | 0 | 416.454 | 434.0383 | 0 | 0 | 0 | 0 | 0 | 0 | 0 | 0 | 0 | 0 | 0 | 0 | 0 | 0 | 0 | 0 | 0 | 0 | 0 | 15286.8801 | 15286.8801 | 15286.8801 | 15286.8801 | 0 | 0 | 0 | 2725.8575 | 0 | 0 | 0 | 6225.7694 | 0 | 0 | 0 | 5435.9213 | 0 | 0 | 0 | 6548.5262 | 0 | 0 | 0 | 2725.8575 | 6225.7694 | 5435.9213 | 6548.5262
62583 | 242.131 | 1138 | 3 | None | None | None | Gas, 120% Usage | None | 200-300% | 30 | None | 20 to 49 Unit | Multifamily with 5+ units, 1-3 stories | Multi-Family with 5+ Units | 1000-1499 | 0-1499 | 3 | Natural Gas | 100% Conditioned | Central AC | None | Natural Gas Fuel Furnace | None | 35000-39999 | 100% Incandescent | Occupied | 1990s | Natural Gas | Yes | 0 | 0 | 0 | 584.6768 | 2305.8832 | 0 | 0 | 22.8595 | 0 | 0 | 0 | 0 | 0 | 156.793 | 0 | 1465.0623 | 21.9803 | 3162.5299 | 0 | 0 | 0 | 28.4279 | 434.0383 | 0 | 0 | 0 | 0 | 0 | 0 | 0 | 0 | 3602.4296 | 0 | 4001.0062 | 0 | 0 | 833.7872 | 0 | 0 | 0 | 0 | 0 | 16619.1812 | 16619.1812 | 8181.9581 | 8181.9581 | 0 | 8437.223 | 0 | 1379.4719 | 0 | 1923.5074 | 0 | 3063.5874 | 0 | 1923.5074 | 0 | 2823.3258 | 0 | 1923.5074 | 0 | 3368.7752 | 0 | 1923.5074 | 0 | 3302.9794 | 4987.0948 | 4746.8333 | 5292.2826
62613 | 242.131 | 1138 | 3 | Standard Efficiency | None | None | Electric, 120% Usage | 290 Rated kWh, 120% Usage | 200-300% | 8 | None | 5 to 9 Unit | Multifamily with 5+ units, 1-3 stories | Multi-Family with 5+ Units | 1000-1499 | 0-1499 | 2 | Electricity | 100% Conditioned | Heat Pump | None | Electricity ASHP | None | 70000-79999 | 100% CFL | Occupied | 1970s | Electricity | No | 67.9925 | 0 | 0 | 611.6393 | 2458.2801 | 152.9831 | 0 | 178.4803 | 471.5514 | 1859.829 | 0 | 0 | 5613.7763 | 39.2715 | 0 | 468.6206 | 21.9803 | 4333.3488 | 0 | 0 | 0 | 569.4371 | 434.0383 | 0 | 0 | 0 | 0 | 0 | 0 | 0 | 0 | 0 | 0 | 0 | 0 | 0 | 0 | 0 | 0 | 0 | 0 | 0 | 17281.2287 | 17281.2287 | 17281.2287 | 17281.2287 | 0 | 0 | 0 | 2883.0866 | 0 | 0 | 0 | 6527.9454 | 0 | 0 | 0 | 5730.9114 | 0 | 0 | 0 | 6912.9214 | 0 | 0 | 0 | 2883.0866 | 6527.9454 | 5730.9114 | 6912.9214
62643 | 242.131 | 1690 | 3 | Standard Efficiency | Electric, 100% Usage | Standard, 100% Usage | Electric, 100% Usage | 318 Rated kWh, 100% Usage | 0-100% | None | None | Single-Family Detached | Single-Family Detached | Single-Family Detached | 1500-1999 | 1500-2499 | 2 | Electricity | 100% Conditioned | Heat Pump | None | Electricity ASHP | None | 10000-14999 | 100% LED | Occupied | 1950s | Electricity | Yes | 67.9925 | 525.7695 | 19.6358 | 739.4183 | 2653.4655 | 60.3726 | 319.7405 | 801.5494 | 7941.3468 | 7807.1202 | 0 | 0 | 1317.9406 | 30.7725 | 0 | 473.6028 | 21.9803 | 2067.9095 | 0 | 0 | 0 | 339.6694 | 434.0383 | 0 | 0 | 0 | 0 | 0 | 0 | 0 | 0 | 0 | 0 | 0 | 0 | 0 | 0 | 0 | 0 | 0 | 0 | 0 | 25622.0314 | 25622.0314 | 25622.0314 | 25622.0314 | 0 | 0 | 0 | 4563.7294 | 0 | 0 | 0 | 10575.4657 | 0 | 0 | 0 | 9202.8195 | 0 | 0 | 0 | 11075.3472 | 0 | 0 | 0 | 4563.7294 | 10575.4657 | 9202.8195 | 11075.3472
62669 | 242.131 | 2663 | 3 | Standard Efficiency | Gas, 120% Usage | EnergyStar, 120% Usage | Electric, 120% Usage | 290 Rated kWh, 120% Usage | 400%+ | None | None | Single-Family Detached | Single-Family Detached | Single-Family Detached | 2500-2999 | 2500-3999 | 2 | Natural Gas | 60% Conditioned | Central AC | None | Natural Gas Fuel Furnace | None | 200000+ | 100% Incandescent | Occupied | 1990s | Natural Gas | Yes | 67.9925 | 69.4578 | 45.426 | 672.012 | 4262.7187 | 192.5477 | 319.7405 | 935.4829 | 0 | 0 | 0 | 0 | 0 | 233.2846 | 99.9372 | 2774.2107 | 21.9803 | 6643.335 | 0 | 0 | 0 | 644.7564 | 434.0383 | 0 | 0 | 0 | 0 | 924.6392 | 0 | 0 | 0 | 43080.8611 | 0 | 10191.2534 | 0 | 0 | 0 | 0 | 0 | 0 | 0 | 0 | 71613.3813 | 71613.3813 | 17416.6275 | 17416.6275 | 0 | 54196.4607 | 0 | 2970.5692 | 0 | 12355.7033 | 0 | 6455.1968 | 0 | 12355.7033 | 0 | 5703.8674 | 0 | 12355.7033 | 0 | 6872.5508 | 0 | 12355.7033 | 0 | 15326.2725 | 18810.9001 | 18059.5707 | 19228.2541
62789 | 242.131 | 3301 | 4 | Standard Efficiency | Electric, 100% Usage | Standard, 100% Usage | Electric, 100% Usage | 318 Rated kWh, 100% Usage | 400%+ | None | None | Single-Family Detached | Single-Family Detached | Single-Family Detached | 3000-3999 | 2500-3999 | 2 | Natural Gas | 100% Conditioned | Central AC | None | Natural Gas Fuel Furnace | None | 180000-199999 | 100% CFL | Occupied | 2000s | Natural Gas | Yes | 67.9925 | 1237.053 | 46.3052 | 305.3801 | 2501.9477 | 171.7396 | 0 | 642.4118 | 0 | 0 | 0 | 0 | 0 | 66.2341 | 24.911 | 1062.6757 | 21.9803 | 3524.4727 | 0 | 0 | 0 | 537.1993 | 1790.0781 | 0 | 0 | 0 | 0 | 0 | 0 | 0 | 0 | 25508.6129 | 0 | 6778.7338 | 0 | 0 | 0 | 0 | 0 | 0 | 0 | 0 | 44288.0209 | 44288.0209 | 12000.6742 | 12000.6742 | 0 | 32287.3467 | 0 | 2074.5274 | 0 | 7360.8398 | 0 | 4552.9107 | 0 | 7360.8398 | 0 | 4018.842 | 0 | 7360.8398 | 0 | 4799.3937 | 0 | 7360.8398 | 0 | 9435.3672 | 11913.7506 | 11379.6818 | 12160.2336
62999 | 242.131 | 8194 | 5 | Standard Efficiency | Electric, 120% Usage | EnergyStar, 120% Usage | Electric, 120% Usage | None | 400%+ | None | None | Single-Family Detached | Single-Family Detached | Single-Family Detached | 4000+ | 4000+ | 2 | Electricity | 100% Conditioned | Heat Pump | None | Electricity ASHP | None | 160000-179999 | 100% CFL | Occupied | 2010s | Electricity | Yes | 67.9925 | 778.6898 | 45.426 | 934.6036 | 4122.0446 | 0 | 0 | 2372.9965 | 11484.576 | 25370.8695 | 0 | 0 | 6745.9099 | 127.4859 | 24.911 | 2406.1135 | 27.2556 | 10161.0671 | 0 | 0 | 0 | 644.7564 | 434.0383 | 0 | 0 | 0 | 0 | 0 | 0 | 0 | 0 | 0 | 0 | 0 | 0 | 0 | 0 | 0 | 0 | 0 | 0 | 0 | 65749.0292 | 65749.0292 | 65749.0292 | 65749.0292 | 0 | 0 | 0 | 11681.6705 | 0 | 0 | 0 | 27133.217 | 0 | 0 | 0 | 23585.1934 | 0 | 0 | 0 | 28453.9374 | 0 | 0 | 0 | 11681.6705 | 27133.217 | 23585.1934 | 28453.9374
63018 | 242.131 | 3301 | 5 | Standard Efficiency | Gas, 80% Usage | EnergyStar, 80% Usage | Electric, 80% Usage | 290 Rated kWh, 80% Usage | 400%+ | None | None | Single-Family Detached | Single-Family Detached | Single-Family Detached | 3000-3999 | 2500-3999 | 1 | Electricity | 20% Conditioned | Room AC | None | Electricity Electric Furnace | None | 100000-119999 | 100% Incandescent | Occupied | 1980s | Natural Gas | Yes | 67.9925 | 46.3052 | 30.1863 | 0 | 1589.9106 | 128.3651 | 0 | 568.2648 | 0 | 24216.7556 | 0 | 0 | 0 | 264.9362 | 99.9372 | 3321.6675 | 27.2556 | 1762.2363 | 0 | 0 | 0 | 429.9353 | 400.042 | 0 | 0 | 0 | 0 | 616.3285 | 0 | 0 | 0 | 0 | 0 | 3792.9258 | 0 | 0 | 0 | 0 | 0 | 0 | 0 | 0 | 37363.6307 | 37363.6307 | 32954.0834 | 32954.0834 | 0 | 4409.2542 | 0 | 5801.3017 | 0 | 1005.2396 | 0 | 13648.3926 | 0 | 1005.2396 | 0 | 11839.409 | 0 | 1005.2396 | 0 | 14331.1434 | 0 | 1005.2396 | 0 | 6806.5413 | 14653.6322 | 12844.6487 | 15336.383
63045 | 242.131 | 3301 | 4 | Standard Efficiency, No usage | Electric, 120% Usage | EnergyStar, 120% Usage | Electric, 120% Usage | None | 100-150% | None | None | Single-Family Detached | Single-Family Detached | Single-Family Detached | 3000-3999 | 2500-3999 | 2 | Electricity | 100% Conditioned | Heat Pump | None | Electricity ASHP | None | 20000-24999 | 100% CFL | Vacant | 2000s | Electricity | Yes | 0 | 0 | 0 | 859.2844 | 2885.8708 | 0 | 319.7405 | 125.7275 | 229.7677 | 2005.4853 | 0 | 0 | 338.204 | 0 | 0 | 0 | 21.9803 | 0 | 0 | 0 | 0 | 0 | 434.0383 | 0 | 0 | 0 | 0 | 0 | 0 | 0 | 0 | 0 | 0 | 0 | 0 | 0 | 0 | 0 | 0 | 0 | 0 | 0 | 7219.8058 | 7219.8058 | 7219.8058 | 7219.8058 | 0 | 0 | 0 | 1262.2278 | 0 | 0 | 0 | 2773.3354 | 0 | 0 | 0 | 2449.1865 | 0 | 0 | 0 | 2861.7855 | 0 | 0 | 0 | 1262.2278 | 2773.3354 | 2449.1865 | 2861.7855
63072 | 242.131 | 3301 | 3 | Standard Efficiency | Electric, 120% Usage | Standard, 120% Usage | Electric, 120% Usage | None | 400%+ | None | None | Single-Family Detached | Single-Family Detached | Single-Family Detached | 3000-3999 | 2500-3999 | 1 | Electricity | 100% Conditioned | Central AC | None | Electricity Electric Furnace | None | 200000+ | 100% Incandescent | Occupied | 1970s | Electricity | Yes | 67.9925 | 1199.833 | 44.8399 | 1399.4144 | 8011.3908 | 0 | 319.7405 | 29.8932 | 0 | 4581.287 | 0 | 0 | 5394.5592 | 264.9362 | 99.9372 | 3321.6675 | 21.9803 | 6419.4287 | 0 | 0 | 0 | 565.6272 | 727.1093 | 0 | 0 | 0 | 0 | 0 | 0 | 0 | 0 | 0 | 0 | 0 | 0 | 0 | 0 | 0 | 0 | 0 | 0 | 0 | 32470.2231 | 32470.2231 | 32470.2231 | 32470.2231 | 0 | 0 | 0 | 5539.4628 | 0 | 0 | 0 | 12368.1821 | 0 | 0 | 0 | 10888.3982 | 0 | 0 | 0 | 12947.4 | 0 | 0 | 0 | 5539.4628 | 12368.1821 | 10888.3982 | 12947.4
63125 | 242.131 | 1675 | 4 | Standard Efficiency | Gas, 100% Usage | EnergyStar, 100% Usage | Electric, 100% Usage | 318 Rated kWh, 100% Usage | 300-400% | None | 30 | Single-Family Attached | Single-Family Attached | Single-Family Attached | 1500-1999 | 1500-2499 | 1 | Natural Gas | 100% Conditioned | Central AC | None | Natural Gas Fuel Furnace | None | 80000-99999 | 100% CFL | Occupied | 1970s | Natural Gas | Yes | 67.9925 | 47.4775 | 31.0655 | 289.8473 | 2387.9431 | 136.5711 | 0 | 720.3687 | 0 | 0 | 0 | 0 | 0 | 46.0122 | 0 | 616.0354 | 21.9803 | 2121.5415 | 0 | 0 | 0 | 474.189 | 434.0383 | 0 | 0 | 0 | 0 | 629.8097 | 0 | 0 | 0 | 30106.898 | 0 | 5354.7015 | 0 | 0 | 0 | 0 | 0 | 0 | 0 | 0 | 43486.1784 | 43486.1784 | 7394.7692 | 7394.7692 | 0 | 36091.1161 | 0 | 1279.6009 | 0 | 8228.0431 | 0 | 2789.5876 | 0 | 8228.0431 | 0 | 2466.7392 | 0 | 8228.0431 | 0 | 2933.7538 | 0 | 8228.0431 | 0 | 9507.644 | 11017.6308 | 10694.7823 | 11161.7969
63166 | 242.131 | 2176 | 4 | Standard Efficiency | Gas, 80% Usage | Standard, 80% Usage | Electric, 80% Usage | 318 Rated kWh, 80% Usage | 400%+ | None | None | Single-Family Detached | Single-Family Detached | Single-Family Detached | 2000-2499 | 1500-2499 | 2 | Natural Gas | 100% Conditioned | Central AC | None | Natural Gas Fuel Furnace | None | 140000-159999 | 100% Incandescent | Occupied | 1980s | Natural Gas | Yes | 67.9925 | 54.5112 | 22.8595 | 772.5353 | 5519.7005 | 77.9569 | 319.7405 | 814.1514 | 0 | 0 | 0 | 0 | 0 | 208.6666 | 0 | 2355.9983 | 21.9803 | 1268.7047 | 0 | 0 | 0 | 324.4297 | 1356.0398 | 376.8894 | 0 | 0 | 0 | 724.7648 | 0 | 0 | 0 | 32647.8241 | 0 | 2233.7877 | 0 | 0 | 0 | 0 | 0 | 0 | 0 | 0 | 49168.2403 | 49168.2403 | 13562.1568 | 13562.1568 | 0 | 35606.0835 | 0 | 2373.2919 | 0 | 8117.4782 | 0 | 5063.2384 | 0 | 8117.4782 | 0 | 4493.9297 | 0 | 8117.4782 | 0 | 5325.9709 | 0 | 8117.4782 | 0 | 10490.7701 | 13180.7166 | 12611.4078 | 13443.4491
63234 | 242.131 | 1138 | 2 | Standard Efficiency, No usage | Electric, 100% Usage | EnergyStar, 100% Usage | Electric, 100% Usage | 318 Rated kWh, 100% Usage | 200-300% | 30 | None | 20 to 49 Unit | Multifamily with 5+ units, 1-3 stories | Multi-Family with 5+ Units | 1000-1499 | 0-1499 | 2 | Natural Gas | 100% Conditioned | Central AC | None | Natural Gas Fuel Furnace | None | 30000-34999 | 100% Incandescent | Vacant | 1980s | Electricity | Yes | 0 | 0 | 0 | 216.8726 | 1216.538 | 0 | 0 | 24.911 | 0 | 0 | 0 | 0 | 336.7387 | 0 | 0 | 0 | 16.412 | 0 | 0 | 0 | 0 | 0 | 434.0383 | 0 | 0 | 0 | 0 | 0 | 0 | 0 | 0 | 1466.5276 | 0 | 0 | 0 | 0 | 0 | 0 | 0 | 0 | 0 | 0 | 3711.7451 | 3711.7451 | 2245.2175 | 2245.2175 | 0 | 1466.5276 | 0 | 363.8369 | 0 | 334.3166 | 0 | 791.5586 | 0 | 334.3166 | 0 | 705.6378 | 0 | 334.3166 | 0 | 814.7975 | 0 | 334.3166 | 0 | 698.1535 | 1125.8752 | 1039.9544 | 1149.1141
63249 | 242.131 | 1138 | 3 | Standard Efficiency | Electric, 100% Usage | EnergyStar, 100% Usage | Electric, 100% Usage | None | 150-200% | 323 | None | 50 or more Unit | Multifamily with 5+ units, 8+ stories | Multi-Family with 5+ Units | 1000-1499 | 0-1499 | 20 | Electricity | 100% Conditioned | Central AC | None | Electricity Electric Furnace | None | 60000-69999 | 100% Incandescent | Occupied | 1970s | Electricity | Yes | 67.9925 | 690.7685 | 40.4438 | 306.5523 | 2294.4534 | 0 | 0 | 6.7406 | 0 | 691.3547 | 0 | 0 | 3964.3724 | 156.793 | 0 | 1465.0623 | 21.9803 | 2557.0451 | 0 | 0 | 0 | 559.4727 | 434.0383 | 0 | 0 | 0 | 0 | 0 | 0 | 0 | 0 | 0 | 0 | 0 | 0 | 0 | 0 | 0 | 0 | 0 | 0 | 0 | 13257.656 | 13257.656 | 13257.656 | 13257.656 | 0 | 0 | 0 | 2216.9876 | 0 | 0 | 0 | 4976.8763 | 0 | 0 | 0 | 4374.4856 | 0 | 0 | 0 | 5296.4239 | 0 | 0 | 0 | 2216.9876 | 4976.8763 | 4374.4856 | 5296.4239
63276 | 242.131 | 853 | 1 | None | Electric, 120% Usage | EnergyStar, 120% Usage | Electric, 120% Usage | None | 400%+ | 8 | None | 5 to 9 Unit | Multifamily with 5+ units, 4-7 stories | Multi-Family with 5+ Units | 750-999 | 0-1499 | 4 | Electricity | 100% Conditioned | Heat Pump | None | Electricity ASHP | None | 70000-79999 | 100% Incandescent | Occupied | <1940 | Electricity | No | 0 | 347.5823 | 20.2219 | 461.5869 | 1478.5435 | 0 | 0 | 108.4363 | 396.2321 | 1894.7045 | 0 | 0 | 2231.1501 | 142.7256 | 0 | 1220.3479 | 16.412 | 2933.0553 | 0 | 0 | 0 | 416.454 | 1356.0398 | 0 | 0 | 0 | 0 | 0 | 0 | 0 | 0 | 0 | 0 | 0 | 0 | 0 | 0 | 0 | 0 | 0 | 0 | 0 | 13023.4922 | 13023.4922 | 13023.4922 | 13023.4922 | 0 | 0 | 0 | 2288.5908 | 0 | 0 | 0 | 5121.0814 | 0 | 0 | 0 | 4494.7108 | 0 | 0 | 0 | 5407.555 | 0 | 0 | 0 | 2288.5908 | 5121.0814 | 4494.7108 | 5407.555
63340 | 242.131 | 1675 | 3 | Standard Efficiency | None | EnergyStar, 80% Usage | Gas, 80% Usage | 318 Rated kWh, 80% Usage | 200-300% | None | 12 | Single-Family Attached | Single-Family Attached | Single-Family Attached | 1500-1999 | 1500-2499 | 2 | Natural Gas | 100% Conditioned | Central AC | None | Natural Gas Fuel Furnace | None | 50000-59999 | 100% CFL | Occupied | 2000s | Natural Gas | Yes | 67.9925 | 0 | 24.911 | 305.3801 | 2038.8954 | 109.3155 | 319.7405 | 545.4053 | 0 | 0 | 0 | 0 | 0 | 46.0122 | 0 | 616.0354 | 21.9803 | 1060.9173 | 0 | 0 | 0 | 26.0833 | 1836.0903 | 0 | 0 | 0 | 0 | 0 | 0 | 0 | 0 | 21926.1121 | 0 | 3315.8061 | 0 | 0 | 762.864 | 0 | 0 | 0 | 0 | 0 | 33022.9551 | 33022.9551 | 7018.1729 | 7018.1729 | 0 | 26004.7822 | 0 | 1214.8084 | 0 | 5928.5561 | 0 | 2647.0403 | 0 | 5928.5561 | 0 | 2341.7523 | 0 | 5928.5561 | 0 | 2777.2749 | 0 | 5928.5561 | 0 | 7143.3645 | 8575.5965 | 8270.3084 | 8705.831
63359 | 242.131 | 1623 | 2 | None | Electric, 100% Usage | EnergyStar, 100% Usage | Electric, 100% Usage | 318 Rated kWh, 100% Usage | 400%+ | 12 | None | 10 to 19 Unit | Multifamily with 5+ units, 1-3 stories | Multi-Family with 5+ Units | 1500-1999 | 1500-2499 | 3 | Natural Gas | None | None | None | Natural Gas Fuel Furnace | None | 120000-139999 | 100% LED | Occupied | 1990s | Natural Gas | Yes | 0 | 369.8557 | 21.6873 | 0 | 0 | 88.5075 | 0 | 35.4616 | 0 | 0 | 0 | 0 | 0 | 30.1863 | 0 | 459.5354 | 16.412 | 1971.7822 | 0 | 0 | 0 | 389.4915 | 480.0504 | 0 | 0 | 0 | 0 | 0 | 0 | 0 | 0 | 1637.9742 | 0 | 2801.7594 | 0 | 0 | 0 | 0 | 0 | 0 | 0 | 0 | 8302.9965 | 8302.9965 | 3863.2628 | 3863.2628 | 0 | 4439.7336 | 0 | 632.8775 | 0 | 1012.156 | 0 | 1424.4379 | 0 | 1012.156 | 0 | 1252.08 | 0 | 1012.156 | 0 | 1525.4438 | 0 | 1012.156 | 0 | 1645.0335 | 2436.5939 | 2264.236 | 2537.5998
63402 | 242.131 | 3301 | 4 | Standard Efficiency | Electric, 100% Usage | EnergyStar, 100% Usage | Electric, 100% Usage | None | 400%+ | None | None | Single-Family Detached | Single-Family Detached | Single-Family Detached | 3000-3999 | 2500-3999 | 2 | Fuel Oil | 20% Conditioned | Room AC | None | Fuel Oil Fuel Boiler | None | 120000-139999 | 100% Incandescent | Occupied | <1940 | Electricity | Yes | 67.9925 | 773.1215 | 45.1329 | 0 | 1528.0726 | 0 | 0 | 116.3492 | 0 | 0 | 0 | 0 | 4475.1952 | 264.9362 | 0 | 3321.6675 | 21.9803 | 3839.231 | 0 | 0 | 0 | 603.1403 | 434.0383 | 0 | 0 | 27246.8174 | 0 | 0 | 0 | 0 | 0 | 0 | 0 | 0 | 0 | 0 | 0 | 0 | 0 | 0 | 0 | 0 | 42738.2611 | 42738.2611 | 15491.4437 | 15491.4437 | 27246.8174 | 0 | 0 | 2609.9914 | 8261.1667 | 0 | 0 | 5806.4695 | 8261.1667 | 0 | 0 | 5106.8396 | 8261.1667 | 0 | 0 | 6209.2051 | 8261.1667 | 0 | 0 | 10871.1581 | 14067.6362 | 13368.0063 | 14470.3718
63447 | 242.131 | 2176 | 2 | None | Electric, 80% Usage | EnergyStar, 80% Usage | Electric, 80% Usage | None | 400%+ | None | None | Single-Family Detached | Single-Family Detached | Single-Family Detached | 2000-2499 | 1500-2499 | 1 | Electricity | 100% Conditioned | Heat Pump | None | Electricity ASHP | None | 100000-119999 | 100% Incandescent | Occupied | 1980s | Electricity | Yes | 0 | 419.6778 | 24.618 | 911.7441 | 3996.9033 | 0 | 319.7405 | 1467.1138 | 6235.6732 | 14766.0928 | 0 | 0 | 1619.2177 | 208.6666 | 99.9372 | 2355.9983 | 16.412 | 1426.0838 | 0 | 0 | 0 | 377.1825 | 434.0383 | 0 | 0 | 0 | 0 | 0 | 0 | 0 | 0 | 0 | 0 | 0 | 0 | 0 | 0 | 0 | 0 | 0 | 0 | 0 | 34678.8066 | 34678.8066 | 34678.8066 | 34678.8066 | 0 | 0 | 0 | 6263.6398 | 0 | 0 | 0 | 14447.1202 | 0 | 0 | 0 | 12565.1682 | 0 | 0 | 0 | 15110.5263 | 0 | 0 | 0 | 6263.6398 | 14447.1202 | 12565.1682 | 15110.5263
63448 | 242.131 | 2663 | 3 | Standard Efficiency | Electric, 80% Usage | EnergyStar, 80% Usage | Electric, 80% Usage | None | 400%+ | None | None | Single-Family Detached | Single-Family Detached | Single-Family Detached | 2500-2999 | 2500-3999 | 2 | Electricity | 80% Conditioned | Central AC | None | Electricity Electric Furnace | None | 200000+ | 100% LED | Occupied | 1990s | Natural Gas | Yes | 67.9925 | 320.0336 | 18.7565 | 516.3912 | 3253.0889 | 0 | 0 | 823.5297 | 0 | 34977.153 | 0 | 0 | 0 | 38.9785 | 16.7051 | 677.8734 | 21.9803 | 1346.0754 | 0 | 0 | 0 | 324.4297 | 434.0383 | 402.3866 | 0 | 0 | 0 | 0 | 0 | 0 | 0 | 0 | 0 | 2612.4355 | 0 | 0 | 0 | 0 | 0 | 0 | 0 | 0 | 45851.555 | 45851.555 | 43239.1195 | 43239.1195 | 0 | 2612.4355 | 0 | 8136.4211 | 0 | 595.5668 | 0 | 18305.6413 | 0 | 595.5668 | 0 | 16295.4783 | 0 | 595.5668 | 0 | 20105.5653 | 0 | 595.5668 | 0 | 8731.9879 | 18901.2081 | 16891.045 | 20701.132
63546 | 242.131 | 2152 | 4 | Standard Efficiency | Electric, 100% Usage | EnergyStar, 100% Usage | Electric, 100% Usage | 318 Rated kWh, 100% Usage | 400%+ | None | 5 | Single-Family Attached | Single-Family Attached | Single-Family Attached | 2000-2499 | 1500-2499 | 2 | Natural Gas | 20% Conditioned | Room AC | None | Natural Gas Fuel Wall/Floor Furnace | None | 140000-159999 | 100% CFL | Occupied | <1940 | Natural Gas | Yes | 67.9925 | 610.7601 | 35.7547 | 0 | 951.6018 | 160.3099 | 0 | 0 | 0 | 0 | 0 | 0 | 0 | 51.8736 | 0 | 747.0382 | 21.9803 | 2325.812 | 0 | 0 | 0 | 516.9774 | 434.0383 | 470.9652 | 0 | 0 | 0 | 0 | 0 | 0 | 0 | 37211.5268 | 0 | 5714.0067 | 0 | 0 | 0 | 0 | 0 | 0 | 0 | 0 | 49320.9304 | 49320.9304 | 6395.3969 | 6395.3969 | 0 | 42925.8266 | 0 | 1070.444 | 0 | 9786.1769 | 0 | 2372.7743 | 0 | 9786.1769 | 0 | 2092.4674 | 0 | 9786.1769 | 0 | 2519.6154 | 0 | 9786.1769 | 0 | 10856.6209 | 12158.9513 | 11878.6443 | 12305.7923
63621 | 242.131 | 1220 | 2 | None | Electric, 100% Usage | Standard, 100% Usage | None | None | 300-400% | None | None | Single-Family Detached | Single-Family Detached | Single-Family Detached | 1000-1499 | 0-1499 | 1 | Electricity | 100% Conditioned | Heat Pump | None | Electricity ASHP | None | 100000-119999 | 100% CFL | Occupied | 1980s | Electricity | Yes | 0 | 1474.1475 | 55.0974 | 822.0644 | 3207.9559 | 0 | 319.7405 | 304.5008 | 514.9259 | 3657.527 | 0 | 0 | 4470.5061 | 40.1507 | 0 | 491.1871 | 16.412 | 3177.4765 | 0 | 0 | 0 | 0 | 434.0383 | 0 | 0 | 0 | 0 | 0 | 0 | 0 | 0 | 0 | 0 | 0 | 0 | 0 | 0 | 0 | 0 | 0 | 0 | 0 | 18985.7301 | 18985.7301 | 18985.7301 | 18985.7301 | 0 | 0 | 0 | 3314.1128 | 0 | 0 | 0 | 7416.0162 | 0 | 0 | 0 | 6507.0592 | 0 | 0 | 0 | 7805.3513 | 0 | 0 | 0 | 3314.1128 | 7416.0162 | 6507.0592 | 7805.3513
63639 | 242.131 | 1690 | 3 | None | Electric, 120% Usage | EnergyStar, 120% Usage | Electric, 120% Usage | 290 Rated kWh, 120% Usage | 200-300% | None | None | Single-Family Detached | Single-Family Detached | Single-Family Detached | 1500-1999 | 1500-2499 | 1 | Fuel Oil | 60% Conditioned | Central AC | None | Fuel Oil Fuel Furnace | None | 40000-44999 | 100% Incandescent | Occupied | 1970s | Natural Gas | Yes | 0 | 480.0504 | 28.1348 | 210.425 | 1389.743 | 109.3155 | 319.7405 | 479.4643 | 0 | 0 | 0 | 0 | 0 | 184.6348 | 99.9372 | 1938.9582 | 21.9803 | 4765.3356 | 0 | 0 | 0 | 486.498 | 480.0504 | 0 | 0 | 18896.6365 | 0 | 0 | 0 | 0 | 0 | 0 | 0 | 6258.5327 | 0 | 0 | 0 | 0 | 0 | 0 | 0 | 0 | 36149.1442 | 36149.1442 | 10993.975 | 10993.975 | 18896.6365 | 6258.5327 | 0 | 1915.16 | 5729.4645 | 1426.836 | 0 | 4224.1765 | 5729.4645 | 1426.836 | 0 | 3870.4279 | 5729.4645 | 1426.836 | 0 | 4650.5664 | 5729.4645 | 1426.836 | 0 | 9071.4605 | 11380.477 | 11026.7285 | 11806.867
63687 | 242.131 | 1220 | 3 | Standard Efficiency | None | EnergyStar, 100% Usage | Electric, 100% Usage | None | 400%+ | None | None | Single-Family Detached | Single-Family Detached | Single-Family Detached | 1000-1499 | 0-1499 | 1 | Electricity | 100% Conditioned | Central AC | None | Electricity Electric Furnace | None | 100000-119999 | 100% Incandescent | Occupied | 1980s | Electricity | Yes | 67.9925 | 0 | 23.4457 | 428.763 | 2586.6453 | 0 | 319.7405 | 40.4438 | 0 | 4344.1925 | 0 | 0 | 2128.5752 | 160.896 | 99.9372 | 1535.3993 | 21.9803 | 2233.2016 | 0 | 0 | 0 | 405.6104 | 727.1093 | 0 | 0 | 0 | 0 | 0 | 0 | 0 | 0 | 0 | 0 | 0 | 0 | 0 | 0 | 0 | 0 | 0 | 0 | 0 | 15123.6395 | 15123.6395 | 15123.6395 | 15123.6395 | 0 | 0 | 0 | 2628.7329 | 0 | 0 | 0 | 5948.6072 | 0 | 0 | 0 | 5214.1595 | 0 | 0 | 0 | 6232.2925 | 0 | 0 | 0 | 2628.7329 | 5948.6072 | 5214.1595 | 6232.2925
63711 | 242.131 | 1138 | 3 | Standard Efficiency | None | None | Electric, 100% Usage | None | 0-100% | 116 | None | 50 or more Unit | Multifamily with 5+ units, 1-3 stories | Multi-Family with 5+ Units | 1000-1499 | 0-1499 | 3 | Electricity | 100% Conditioned | Heat Pump | None | Electricity ASHP | None | <10000 | 100% Incandescent | Occupied | 1990s | Electricity | Yes | 67.9925 | 0 | 0 | 449.278 | 2721.751 | 0 | 319.7405 | 331.4634 | 637.7226 | 3910.4473 | 0 | 0 | 2620.6415 | 156.793 | 0 | 1465.0623 | 21.9803 | 2166.6744 | 0 | 0 | 0 | 474.4821 | 434.0383 | 0 | 0 | 0 | 0 | 0 | 0 | 0 | 0 | 0 | 0 | 0 | 0 | 0 | 0 | 0 | 0 | 0 | 0 | 0 | 15778.3603 | 15778.3603 | 15778.3603 | 15778.3603 | 0 | 0 | 0 | 2715.3763 | 0 | 0 | 0 | 6155.7433 | 0 | 0 | 0 | 5390.9739 | 0 | 0 | 0 | 6475.6489 | 0 | 0 | 0 | 2715.3763 | 6155.7433 | 5390.9739 | 6475.6489
63716 | 242.131 | 1220 | 3 | None | Electric, 100% Usage | EnergyStar, 100% Usage | Electric, 100% Usage | None | 400%+ | None | None | Single-Family Detached | Single-Family Detached | Single-Family Detached | 1000-1499 | 0-1499 | 2 | Natural Gas | 100% Conditioned | Central AC | None | Natural Gas Fuel Furnace | None | 120000-139999 | 100% Incandescent | Occupied | <1940 | Natural Gas | Yes | 0 | 400.042 | 23.4457 | 572.3678 | 3936.5306 | 0 | 0 | 854.8883 | 0 | 0 | 0 | 0 | 0 | 160.896 | 0 | 1535.3993 | 21.9803 | 2233.2016 | 0 | 0 | 0 | 405.6104 | 914.0887 | 0 | 0 | 0 | 0 | 0 | 0 | 0 | 0 | 34275.2478 | 0 | 3649.0279 | 0 | 0 | 0 | 0 | 0 | 0 | 0 | 0 | 48982.4333 | 48982.4333 | 11058.1576 | 11058.1576 | 0 | 37924.2757 | 0 | 1919.1076 | 0 | 8645.9691 | 0 | 4095.7908 | 0 | 8645.9691 | 0 | 3630.2136 | 0 | 8645.9691 | 0 | 4345.6852 | 0 | 8645.9691 | 0 | 10565.0767 | 12741.7598 | 12276.1827 | 12991.6543
63840 | 242.131 | 853 | 1 | None | None | None | Electric, 80% Usage | 318 Rated kWh, 80% Usage | 0-100% | 12 | None | 10 to 19 Unit | Multifamily with 5+ units, 1-3 stories | Multi-Family with 5+ Units | 750-999 | 0-1499 | 3 | Natural Gas | 40% Conditioned | Room AC | Heating Only | Natural Gas Shared Heating | Boiler Baseboards Heating Only, Natural Gas | <10000 | 100% LED | Vacant | 1980s | Natural Gas | Yes | 0 | 0 | 0 | 0 | 534.5616 | 0 | 0 | 37.22 | 0 | 0 | 0 | 0 | 0 | 0 | 0 | 0 | 16.412 | 0 | 0 | 0 | 0 | 0 | 434.0383 | 0 | 0 | 0 | 0 | 0 | 0 | 0 | 0 | 2448.6088 | 0 | 899.4351 | 0 | 0 | 0 | 0 | 0 | 0 | 0 | 0 | 4370.2758 | 4370.2758 | 1022.2319 | 1022.2319 | 0 | 3348.337 | 0 | 171.7659 | 0 | 763.3325 | 0 | 363.0109 | 0 | 763.3325 | 0 | 323.8867 | 0 | 763.3325 | 0 | 381.0743 | 0 | 763.3325 | 0 | 935.0984 | 1126.3433 | 1087.2192 | 1144.4067
63854 | 242.131 | 1690 | 3 | Standard Efficiency | Electric, 100% Usage | Standard, 100% Usage | Electric, 100% Usage | None | 400%+ | None | None | Single-Family Detached | Single-Family Detached | Single-Family Detached | 1500-1999 | 1500-2499 | 2 | Natural Gas | 100% Conditioned | Central AC | None | Natural Gas Fuel Wall/Floor Furnace | None | 100000-119999 | 100% CFL | Occupied | 2010s | Natural Gas | Yes | 67.9925 | 1237.053 | 46.3052 | 414.9886 | 1484.698 | 0 | 0 | 0 | 0 | 0 | 0 | 0 | 0 | 46.0122 | 24.911 | 620.1384 | 21.9803 | 3012.1845 | 0 | 0 | 0 | 537.1993 | 434.0383 | 0 | 0 | 0 | 0 | 0 | 0 | 0 | 0 | 12639.5691 | 0 | 6144.5281 | 0 | 0 | 0 | 0 | 0 | 0 | 0 | 0 | 26731.5984 | 26731.5984 | 7947.7943 | 7947.7943 | 0 | 18784.0972 | 0 | 1362.1542 | 0 | 4282.3751 | 0 | 2981.4132 | 0 | 4282.3751 | 0 | 2755.3251 | 0 | 4282.3751 | 0 | 3280.5361 | 0 | 4282.3751 | 0 | 5644.5293 | 7263.7883 | 7037.7002 | 7562.9111
63901 | 242.131 | 1623 | 5 | Standard Efficiency | Electric, 100% Usage | EnergyStar, 100% Usage | Electric, 100% Usage | None | 300-400% | 2 | None | 2 Unit | Multifamily with 2-4 Units | Multi-Family with 2 - 4 Units | 1500-1999 | 1500-2499 | 2 | Electricity | 20% Conditioned | Room AC | Heating Only | Electricity Shared Heating | Boiler Baseboards Heating Only, Electricity | 50000-59999 | 100% Incandescent | Occupied | <1940 | Electricity | No | 81.7668 | 369.8557 | 21.6873 | 0 | 907.6411 | 0 | 0 | 100.2303 | 0 | 12766.1758 | 0 | 0 | 1799.7494 | 181.1179 | 0 | 1881.5163 | 27.2556 | 1525.4349 | 0 | 0 | 0 | 389.4915 | 434.0383 | 334.3941 | 0 | 0 | 0 | 0 | 0 | 0 | 0 | 0 | 0 | 0 | 0 | 0 | 0 | 0 | 0 | 0 | 0 | 0 | 20820.0619 | 20820.0619 | 20820.0619 | 20820.0619 | 0 | 0 | 0 | 3739.1928 | 0 | 0 | 0 | 8687.1217 | 0 | 0 | 0 | 7542.6959 | 0 | 0 | 0 | 9140.1643 | 0 | 0 | 0 | 3739.1928 | 8687.1217 | 7542.6959 | 9140.1643
63928 | 242.131 | 853 | 2 | Standard Efficiency | Electric, 80% Usage | EnergyStar, 80% Usage | Electric, 80% Usage | 318 Rated kWh, 80% Usage | 400%+ | 5 | None | 5 to 9 Unit | Multifamily with 5+ units, 1-3 stories | Multi-Family with 5+ Units | 750-999 | 0-1499 | 1 | Electricity | 100% Conditioned | Central AC | None | Electricity Baseboard | None | 120000-139999 | 100% Incandescent | Occupied | 1970s | Electricity | Yes | 67.9925 | 296.0018 | 17.2912 | 400.3351 | 1773.6661 | 70.9232 | 0 | 0 | 0 | 2432.1968 | 0 | 0 | 1219.7618 | 142.7256 | 0 | 1220.3479 | 16.412 | 830.8565 | 0 | 0 | 0 | 311.5345 | 434.0383 | 294.5364 | 0 | 0 | 0 | 0 | 1314.4237 | 647.1009 | 0 | 0 | 0 | 0 | 0 | 0 | 0 | 0 | 0 | 0 | 0 | 0 | 11489.8513 | 11489.8513 | 9528.3266 | 9528.3266 | 0 | 1961.8177 | 0 | 1647.482 | 0 | 447.2271 | 0 | 3705.1502 | 0 | 447.2271 | 0 | 3248.1573 | 0 | 447.2271 | 0 | 3910.4516 | 0 | 447.2271 | 0 | 2094.7091 | 4152.3773 | 3695.3844 | 4357.6787
63969 | 242.131 | 2176 | 4 | None | Electric, 100% Usage | Standard, 100% Usage | Electric, 100% Usage | None | 400%+ | None | None | Single-Family Detached | Single-Family Detached | Single-Family Detached | 2000-2499 | 1500-2499 | 1 | Natural Gas | 100% Conditioned | Central AC | None | Natural Gas Fuel Wall/Floor Furnace | None | 70000-79999 | 100% Incandescent | Occupied | 1990s | Electricity | Yes | 0 | 525.7695 | 19.6358 | 711.2835 | 2399.6659 | 0 | 0 | 0 | 0 | 0 | 0 | 0 | 1265.774 | 208.6666 | 99.9372 | 2355.9983 | 21.9803 | 2222.651 | 0 | 0 | 0 | 339.6694 | 480.0504 | 0 | 0 | 0 | 0 | 0 | 0 | 0 | 0 | 12236.0102 | 0 | 0 | 0 | 0 | 0 | 0 | 0 | 0 | 0 | 0 | 22887.0921 | 22887.0921 | 10651.0819 | 10651.0819 | 0 | 12236.0102 | 0 | 1788.712 | 0 | 2789.5618 | 0 | 3895.483 | 0 | 2789.5618 | 0 | 3445.7911 | 0 | 2789.5618 | 0 | 4137.0899 | 0 | 2789.5618 | 0 | 4578.2738 | 6685.0448 | 6235.3529 | 6926.6517
64051 | 242.131 | 1690 | 3 | None | Electric, 100% Usage | EnergyStar, 100% Usage | Electric, 100% Usage | None | 300-400% | None | None | Single-Family Detached | Single-Family Detached | Single-Family Detached | 1500-1999 | 1500-2499 | 1 | Electricity | None | None | None | Electricity Electric Furnace | None | 60000-69999 | 100% Incandescent | Occupied | 1950s | Electricity | Yes | 0 | 400.042 | 23.4457 | 0 | 0 | 0 | 319.7405 | 467.4484 | 0 | 19991.55 | 0 | 0 | 2087.2522 | 184.6348 | 0 | 1938.9582 | 21.9803 | 2382.6678 | 0 | 0 | 0 | 405.6104 | 434.0383 | 351.6853 | 0 | 0 | 0 | 0 | 0 | 0 | 0 | 0 | 0 | 0 | 0 | 0 | 0 | 0 | 0 | 0 | 0 | 0 | 29008.4676 | 29008.4676 | 29008.4676 | 29008.4676 | 0 | 0 | 0 | 5126.0333 | 0 | 0 | 0 | 12070.5361 | 0 | 0 | 0 | 10466.3391 | 0 | 0 | 0 | 12749.0441 | 0 | 0 | 0 | 5126.0333 | 12070.5361 | 10466.3391 | 12749.0441
64069 | 242.131 | 8194 | 4 | Standard Efficiency | Electric, 120% Usage | EnergyStar, 120% Usage | Gas, 120% Usage | None | 400%+ | None | None | Single-Family Detached | Single-Family Detached | Single-Family Detached | 4000+ | 4000+ | 2 | Natural Gas | 100% Conditioned | Central AC | None | Natural Gas Fuel Furnace | None | 140000-159999 | 100% CFL | Occupied | 1990s | Electricity | Yes | 67.9925 | 480.0504 | 28.1348 | 3834.5419 | 11081.8964 | 0 | 319.7405 | 817.3752 | 0 | 0 | 0 | 0 | 3811.6823 | 127.4859 | 24.911 | 2406.1135 | 21.9803 | 8902.0338 | 0 | 0 | 0 | 33.4101 | 480.0504 | 690.4754 | 0 | 0 | 0 | 0 | 0 | 0 | 0 | 40986.8684 | 0 | 0 | 0 | 0 | 976.2197 | 0 | 0 | 0 | 0 | 0 | 75090.6696 | 75090.6696 | 33127.5815 | 33127.5815 | 0 | 41963.0881 | 0 | 5857.344 | 0 | 9566.7348 | 0 | 12714.616 | 0 | 9566.7348 | 0 | 11263.1689 | 0 | 9566.7348 | 0 | 13226.8084 | 0 | 9566.7348 | 0 | 15424.0788 | 22281.3508 | 20829.9037 | 22793.5432
64081 | 242.131 | 2631 | 4 | None | Gas, 100% Usage | EnergyStar, 100% Usage | Electric, 100% Usage | None | 400%+ | None | 5 | Single-Family Attached | Single-Family Attached | Single-Family Attached | 2500-2999 | 2500-3999 | 2 | Natural Gas | None | None | None | Natural Gas Fuel Wall/Floor Furnace | None | 120000-139999 | 100% CFL | Occupied | 1990s | Natural Gas | Yes | 0 | 47.4775 | 31.0655 | 0 | 0 | 0 | 319.7405 | 0 | 0 | 0 | 0 | 0 | 0 | 58.0281 | 0 | 878.6271 | 21.9803 | 2268.3701 | 0 | 0 | 0 | 474.4821 | 434.0383 | 0 | 0 | 0 | 0 | 629.8097 | 0 | 0 | 0 | 33584.7723 | 0 | 4820.1399 | 0 | 0 | 0 | 0 | 0 | 0 | 0 | 0 | 43568.5314 | 43568.5314 | 4533.5164 | 4533.5164 | 0 | 39035.015 | 0 | 775.9714 | 0 | 8899.1807 | 0 | 1728.9843 | 0 | 8899.1807 | 0 | 1519.3285 | 0 | 8899.1807 | 0 | 1847.2499 | 0 | 8899.1807 | 0 | 9675.152 | 10628.165 | 10418.5092 | 10746.4306
64111 | 242.131 | 3301 | 4 | Standard Efficiency | Electric, 100% Usage | EnergyStar, 100% Usage | Propane, 100% Usage | 290 Rated kWh, 100% Usage | 400%+ | None | None | Single-Family Detached | Single-Family Detached | Single-Family Detached | 3000-3999 | 2500-3999 | 1 | Fuel Oil | 40% Conditioned | Room AC | None | Fuel Oil Fuel Furnace | None | 200000+ | 100% Incandescent | Occupied | 1960s | Electricity | Yes | 81.7668 | 773.1215 | 45.1329 | 0 | 2624.4514 | 195.1853 | 0 | 525.7695 | 0 | 0 | 0 | 0 | 4375.5511 | 264.9362 | 0 | 3321.6675 | 21.9803 | 3839.231 | 0 | 0 | 0 | 41.323 | 1356.0398 | 0 | 0 | 21163.8342 | 0 | 0 | 0 | 0 | 0 | 0 | 0 | 0 | 0 | 0 | 0 | 0 | 0 | 0 | 0 | 1214.7796 | 39844.7704 | 39844.7704 | 17466.4496 | 17466.4496 | 21163.8342 | 0 | 1214.7796 | 2897.5417 | 6416.857 | 0 | 334.2568 | 6471.6359 | 6416.857 | 0 | 334.2568 | 5695.8243 | 6416.857 | 0 | 334.2568 | 6895.5153 | 6416.857 | 0 | 334.2568 | 9648.6554 | 13222.7496 | 12446.938 | 13646.629
64138 | 242.131 | 1138 | 3 | Standard Efficiency | None | None | Electric, 100% Usage | 318 Rated kWh, 100% Usage | 0-100% | 2 | None | 2 Unit | Multifamily with 2-4 Units | Multi-Family with 2 - 4 Units | 1000-1499 | 0-1499 | 2 | Natural Gas | 40% Conditioned | Room AC | None | Natural Gas Fuel Wall/Floor Furnace | None | <10000 | 100% CFL | Occupied | <1940 | Electricity | Yes | 67.9925 | 0 | 0 | 0 | 2331.6734 | 160.3099 | 0 | 0 | 0 | 0 | 0 | 0 | 3402.2621 | 39.2715 | 0 | 468.6206 | 21.9803 | 1827.0051 | 0 | 0 | 0 | 516.9774 | 434.0383 | 0 | 0 | 0 | 0 | 0 | 0 | 0 | 0 | 18281.7733 | 0 | 0 | 0 | 0 | 0 | 0 | 0 | 0 | 0 | 0 | 27552.1974 | 27552.1974 | 9270.4241 | 9270.4241 | 0 | 18281.7733 | 0 | 1555.2294 | 0 | 4167.8925 | 0 | 3440.1162 | 0 | 4167.8925 | 0 | 3036.6698 | 0 | 4167.8925 | 0 | 3641.7516 | 0 | 4167.8925 | 0 | 5723.1219 | 7608.0087 | 7204.5623 | 7809.6441
64240 | 242.131 | 1202 | 3 | Standard Efficiency | Electric, 100% Usage | EnergyStar, 100% Usage | Gas, 100% Usage | None | 300-400% | None | 5 | Single-Family Attached | Single-Family Attached | Single-Family Attached | 1000-1499 | 0-1499 | 1 | Natural Gas | 100% Conditioned | Central AC | None | Natural Gas Fuel Furnace | None | 50000-59999 | 100% LED | Occupied | 1990s | Natural Gas | Yes | 67.9925 | 369.8557 | 21.6873 | 406.1965 | 2328.7427 | 0 | 0 | 113.4185 | 0 | 0 | 0 | 0 | 0 | 26.6695 | 0 | 371.321 | 21.9803 | 1786.8543 | 0 | 0 | 0 | 26.6695 | 480.0504 | 0 | 0 | 0 | 0 | 0 | 0 | 0 | 0 | 8615.7033 | 0 | 3496.6309 | 0 | 0 | 781.0344 | 0 | 0 | 0 | 0 | 0 | 18914.8069 | 18914.8069 | 6021.1451 | 6021.1451 | 0 | 12893.3687 | 0 | 955.7513 | 0 | 2939.4414 | 0 | 2069.6304 | 0 | 2939.4414 | 0 | 1839.9906 | 0 | 2939.4414 | 0 | 2207.1982 | 0 | 2939.4414 | 0 | 3895.1927 | 5009.0718 | 4779.432 | 5146.6396
64289 | 242.131 | 2663 | 3 | Standard Efficiency | Electric, 100% Usage | EnergyStar, 100% Usage | None | None | 400%+ | None | None | Single-Family Detached | Single-Family Detached | Single-Family Detached | 2500-2999 | 2500-3999 | 1 | Natural Gas | 100% Conditioned | Central AC | None | Natural Gas Fuel Furnace | None | 160000-179999 | 100% LED | Occupied | 2000s | Natural Gas | Yes | 67.9925 | 400.042 | 23.4457 | 592.0036 | 2368.8935 | 0 | 319.7405 | 80.0084 | 0 | 0 | 0 | 0 | 0 | 38.9785 | 16.7051 | 677.8734 | 21.9803 | 2692.1508 | 0 | 0 | 0 | 0 | 863.9735 | 0 | 0 | 0 | 0 | 0 | 0 | 0 | 0 | 9565.2536 | 0 | 3794.6842 | 0 | 0 | 0 | 0 | 0 | 0 | 0 | 0 | 21523.4325 | 21523.4325 | 8163.4947 | 8163.4947 | 0 | 13359.9378 | 0 | 1405.8075 | 0 | 3045.783 | 0 | 3043.5862 | 0 | 3045.783 | 0 | 2696.7082 | 0 | 3045.783 | 0 | 3191.7326 | 0 | 3045.783 | 0 | 4451.5904 | 6089.3692 | 5742.4912 | 6237.5156
64315 | 242.131 | 1690 | 3 | None | Electric, 100% Usage | EnergyStar, 100% Usage | Electric, 100% Usage | None | 400%+ | None | None | Single-Family Detached | Single-Family Detached | Single-Family Detached | 1500-1999 | 1500-2499 | 1 | Natural Gas | 40% Conditioned | Room AC | None | Natural Gas Fuel Furnace | None | 70000-79999 | 100% CFL | Occupied | 1960s | Natural Gas | Yes | 0 | 275.7799 | 16.1189 | 0 | 1631.5266 | 0 | 319.7405 | 646.5148 | 0 | 0 | 0 | 0 | 0 | 46.0122 | 24.911 | 620.1384 | 21.9803 | 2067.9095 | 0 | 0 | 0 | 339.6694 | 434.0383 | 0 | 0 | 0 | 0 | 0 | 0 | 649.1524 | 0 | 25935.0313 | 0 | 2570.8194 | 0 | 0 | 0 | 0 | 0 | 0 | 0 | 0 | 35599.6359 | 35599.6359 | 6444.6328 | 6444.6328 | 0 | 29155.0031 | 0 | 1088.2466 | 0 | 6646.7707 | 0 | 2401.6736 | 0 | 6646.7707 | 0 | 2119.5051 | 0 | 6646.7707 | 0 | 2532.0991 | 0 | 6646.7707 | 0 | 7735.0172 | 9048.4443 | 8766.2758 | 9178.8698
64323 | 242.131 | 617 | 1 | Standard Efficiency | None | Standard, 120% Usage | Electric, 120% Usage | None | 150-200% | 12 | None | 10 to 19 Unit | Multifamily with 5+ units, 1-3 stories | Multi-Family with 5+ Units | 500-749 | 0-1499 | 2 | Electricity | 60% Conditioned | Room AC | Heating Only | Electricity Shared Heating | Boiler Baseboards Heating Only, Electricity | 15000-19999 | 100% Incandescent | Occupied | 1960s | Electricity | Yes | 67.9925 | 0 | 24.911 | 0 | 831.7357 | 0 | 0 | 93.4897 | 0 | 4845.0509 | 0 | 0 | 2386.4777 | 130.7097 | 0 | 1017.8358 | 16.412 | 2742.8521 | 0 | 0 | 0 | 416.454 | 480.0504 | 245.8866 | 0 | 0 | 0 | 0 | 1097.5512 | 0 | 0 | 0 | 0 | 0 | 0 | 0 | 0 | 0 | 0 | 0 | 0 | 0 | 14397.1163 | 14397.1163 | 13299.8582 | 13299.8582 | 0 | 1097.5512 | 0 | 2308.7139 | 0 | 250.1938 | 0 | 5279.5952 | 0 | 250.1938 | 0 | 4609.6842 | 0 | 250.1938 | 0 | 5598.5201 | 0 | 250.1938 | 0 | 2558.9078 | 5529.789 | 4859.878 | 5848.7139
64334 | 242.131 | 2176 | 5 | Standard Efficiency | Electric, 120% Usage | Standard, 120% Usage | Gas, 120% Usage | None | 400%+ | None | None | Single-Family Detached | Single-Family Detached | Single-Family Detached | 2000-2499 | 1500-2499 | 2 | Natural Gas | 60% Conditioned | Room AC | None | Natural Gas Fuel Wall/Floor Furnace | None | 200000+ | 100% Incandescent | Occupied | 1960s | Natural Gas | Yes | 67.9925 | 2053.549 | 76.7846 | 0 | 3195.6469 | 0 | 0 | 0 | 0 | 0 | 0 | 0 | 0 | 208.6666 | 0 | 2355.9983 | 27.2556 | 7592.5922 | 0 | 0 | 0 | 55.0974 | 400.042 | 0 | 0 | 0 | 0 | 0 | 0 | 0 | 0 | 9143.5243 | 0 | 13648.6128 | 0 | 0 | 1618.0454 | 0 | 0 | 0 | 0 | 0 | 40444.1007 | 40444.1007 | 16033.9182 | 16033.9182 | 0 | 24410.1825 | 0 | 2705.644 | 0 | 5565.0141 | 0 | 5926.295 | 0 | 5565.0141 | 0 | 5232.4606 | 0 | 5565.0141 | 0 | 6305.559 | 0 | 5565.0141 | 0 | 8270.6581 | 11491.3091 | 10797.4747 | 11870.5731
64346 | 242.131 | 1690 | 5 | Standard Efficiency | Electric, 120% Usage | EnergyStar, 120% Usage | Electric, 120% Usage | None | 400%+ | None | None | Single-Family Detached | Single-Family Detached | Single-Family Detached | 1500-1999 | 1500-2499 | 1 | Electricity | 100% Conditioned | Heat Pump | None | Electricity ASHP | None | 140000-159999 | 100% LED | Occupied | 2000s | Electricity | Yes | 67.9925 | 480.0504 | 28.1348 | 628.9305 | 1992.5902 | 0 | 0 | 140.6741 | 181.9971 | 2529.4964 | 0 | 0 | 3882.3125 | 30.7725 | 16.7051 | 473.6028 | 27.2556 | 4765.3356 | 0 | 0 | 0 | 486.498 | 434.0383 | 0 | 0 | 0 | 0 | 0 | 0 | 0 | 0 | 0 | 0 | 0 | 0 | 0 | 0 | 0 | 0 | 0 | 0 | 0 | 16166.3864 | 16166.3864 | 16166.3864 | 16166.3864 | 0 | 0 | 0 | 2831.1798 | 0 | 0 | 0 | 6366.8588 | 0 | 0 | 0 | 5587.4452 | 0 | 0 | 0 | 6674.0633 | 0 | 0 | 0 | 2831.1798 | 6366.8588 | 5587.4452 | 6674.0633
64378 | 242.131 | 1690 | 3 | Standard Efficiency | Electric, 100% Usage | Standard, 100% Usage | Gas, 100% Usage | 290 Rated kWh, 100% Usage | 400%+ | None | None | Single-Family Detached | Single-Family Detached | Single-Family Detached | 1500-1999 | 1500-2499 | 1 | Natural Gas | 100% Conditioned | Central AC | None | Natural Gas Fuel Furnace | None | 200000+ | 100% Incandescent | Occupied | 2010s | Natural Gas | Yes | 67.9925 | 1237.053 | 46.3052 | 454.8463 | 2087.5452 | 160.6029 | 0 | 38.0992 | 0 | 0 | 0 | 0 | 0 | 184.6348 | 0 | 1938.9582 | 21.9803 | 3012.1845 | 0 | 0 | 0 | 36.927 | 880.0924 | 0 | 0 | 0 | 0 | 0 | 0 | 0 | 0 | 3676.5766 | 0 | 5675.9074 | 0 | 0 | 1080.8461 | 0 | 0 | 0 | 0 | 0 | 20599.9655 | 20599.9655 | 10166.6354 | 10166.6354 | 0 | 10433.3301 | 0 | 1830.5709 | 0 | 2378.6066 | 0 | 4033.3769 | 0 | 2378.6066 | 0 | 3678.3824 | 0 | 2378.6066 | 0 | 4406.7379 | 0 | 2378.6066 | 0 | 4209.1775 | 6411.9836 | 6056.989 | 6785.3445
64498 | 242.131 | 1220 | 3 | None | Electric, 100% Usage | Standard, 100% Usage | Electric, 100% Usage | None | 100-150% | None | None | Single-Family Detached | Single-Family Detached | Single-Family Detached | 1000-1499 | 0-1499 | 1 | Natural Gas | 100% Conditioned | Central AC | None | Natural Gas Fuel Furnace | None | 20000-24999 | 100% CFL | Occupied | 1960s | Natural Gas | Yes | 0 | 762.864 | 28.4279 | 824.1158 | 3051.456 | 0 | 319.7405 | 559.7657 | 0 | 0 | 0 | 0 | 0 | 40.1507 | 0 | 491.1871 | 21.9803 | 2233.2016 | 0 | 0 | 0 | 405.6104 | 1790.0781 | 0 | 0 | 0 | 0 | 0 | 0 | 0 | 0 | 22365.1326 | 0 | 3898.1383 | 0 | 0 | 0 | 0 | 0 | 0 | 0 | 0 | 36791.556 | 36791.556 | 10528.5782 | 10528.5782 | 0 | 26263.2709 | 0 | 1844.9634 | 0 | 5987.4714 | 0 | 4026.1548 | 0 | 5987.4714 | 0 | 3563.0211 | 0 | 5987.4714 | 0 | 4187.8768 | 0 | 5987.4714 | 0 | 7832.4348 | 10013.6263 | 9550.4926 | 10175.3483
64514 | 242.131 | 1690 | 3 | Standard Efficiency | Electric, 120% Usage | EnergyStar, 120% Usage | Electric, 120% Usage | 290 Rated kWh, 120% Usage | 300-400% | None | None | Single-Family Detached | Single-Family Detached | Single-Family Detached | 1500-1999 | 1500-2499 | 1 | Other Fuel | 100% Conditioned | Central AC | None | None | None | 80000-99999 | 100% CFL | Occupied | 1940s | Electricity | Yes | 67.9925 | 778.6898 | 45.426 | 970.3583 | 4900.1483 | 192.5477 | 319.7405 | 0 | 0 | 0 | 0 | 0 | 7334.6897 | 46.0122 | 0 | 620.1384 | 21.9803 | 6024.3689 | 0 | 0 | 0 | 644.7564 | 1160.8545 | 0 | 0 | 0 | 0 | 0 | 0 | 0 | 0 | 0 | 0 | 0 | 0 | 0 | 0 | 0 | 0 | 0 | 0 | 0 | 23128.2896 | 23128.2896 | 23128.2896 | 23128.2896 | 0 | 0 | 0 | 4084.2818 | 0 | 0 | 0 | 9063.6932 | 0 | 0 | 0 | 8301.3096 | 0 | 0 | 0 | 9828.8182 | 0 | 0 | 0 | 4084.2818 | 9063.6932 | 8301.3096 | 9828.8182
64540 | 242.131 | 853 | 2 | None | Electric, 100% Usage | EnergyStar, 100% Usage | Electric, 100% Usage | 318 Rated kWh, 100% Usage | 400%+ | 67 | None | 50 or more Unit | Multifamily with 5+ units, 4-7 stories | Multi-Family with 5+ Units | 750-999 | 0-1499 | 4 | Electricity | 100% Conditioned | Central AC | None | Electricity Electric Furnace | None | 120000-139999 | 100% CFL | Occupied | 2000s | Electricity | Yes | 0 | 450.1572 | 26.3764 | 251.455 | 1409.9649 | 112.5393 | 0 | 55.6835 | 0 | 5396.3176 | 0 | 0 | 2554.7005 | 35.7547 | 0 | 390.3707 | 16.412 | 1856.8983 | 0 | 0 | 0 | 431.9868 | 480.0504 | 0 | 0 | 0 | 0 | 0 | 0 | 0 | 0 | 0 | 0 | 0 | 0 | 0 | 0 | 0 | 0 | 0 | 0 | 0 | 13468.6672 | 13468.6672 | 13468.6672 | 13468.6672 | 0 | 0 | 0 | 2308.3633 | 0 | 0 | 0 | 5283.7932 | 0 | 0 | 0 | 4617.637 | 0 | 0 | 0 | 5605.0972 | 0 | 0 | 0 | 2308.3633 | 5283.7932 | 4617.637 | 5605.0972
64619 | 242.131 | 2663 | 3 | Standard Efficiency | Electric, 80% Usage | EnergyStar, 80% Usage | Electric, 80% Usage | 318 Rated kWh, 80% Usage | 400%+ | None | None | Single-Family Detached | Single-Family Detached | Single-Family Detached | 2500-2999 | 2500-3999 | 1 | Electricity | 100% Conditioned | Heat Pump | None | Electricity ASHP | None | 80000-99999 | 100% Incandescent | Occupied | 1970s | Electricity | Yes | 67.9925 | 220.6825 | 12.8951 | 978.5643 | 4025.0381 | 48.3567 | 319.7405 | 1094.0343 | 4590.9583 | 11852.6733 | 0 | 0 | 659.1168 | 233.2846 | 99.9372 | 2774.2107 | 21.9803 | 1188.6963 | 0 | 0 | 0 | 271.6769 | 868.0765 | 0 | 0 | 0 | 0 | 0 | 0 | 0 | 0 | 0 | 0 | 0 | 0 | 0 | 0 | 0 | 0 | 0 | 0 | 0 | 29327.622 | 29327.622 | 29327.622 | 29327.622 | 0 | 0 | 0 | 5261.833 | 0 | 0 | 0 | 12068.1421 | 0 | 0 | 0 | 10517.1152 | 0 | 0 | 0 | 12656.4627 | 0 | 0 | 0 | 5261.833 | 12068.1421 | 10517.1152 | 12656.4627
64635 | 242.131 | 885 | 3 | Standard Efficiency | Electric, 100% Usage | EnergyStar, 100% Usage | Propane, 100% Usage | None | 0-100% | None | None | Mobile Home | Mobile Home | Mobile Home | 750-999 | 0-1499 | 1 | Fuel Oil | None | None | None | Fuel Oil Fuel Furnace | None | <10000 | 100% Incandescent | Occupied | 1960s | Electricity | Yes | 67.9925 | 400.042 | 23.4457 | 0 | 0 | 0 | 0 | 221.2687 | 0 | 0 | 0 | 0 | 2089.3037 | 144.191 | 0 | 1247.8966 | 21.9803 | 2206.8252 | 0 | 0 | 0 | 27.8418 | 434.0383 | 0 | 0 | 10235.8002 | 0 | 0 | 0 | 0 | 0 | 0 | 0 | 0 | 0 | 0 | 0 | 0 | 0 | 0 | 0 | 813.5653 | 17934.1911 | 17934.1911 | 6884.8256 | 6884.8256 | 10235.8002 | 0 | 813.5653 | 1153.7603 | 3103.4758 | 0 | 223.8565 | 2608.4473 | 3103.4758 | 0 | 223.8565 | 2288.9364 | 3103.4758 | 0 | 223.8565 | 2791.6996 | 3103.4758 | 0 | 223.8565 | 4481.0925 | 5935.7796 | 5616.2687 | 6119.0318
64821 | 242.131 | 2176 | 3 | Standard Efficiency | Electric, 100% Usage | EnergyStar, 100% Usage | Electric, 100% Usage | None | 400%+ | None | None | Single-Family Detached | Single-Family Detached | Single-Family Detached | 2000-2499 | 1500-2499 | 2 | Electricity | 100% Conditioned | Heat Pump | None | Electricity ASHP | None | 200000+ | 100% LED | Occupied | 1980s | Electricity | Yes | 67.9925 | 524.5972 | 30.7725 | 586.4352 | 1887.6708 | 0 | 0 | 447.5195 | 2418.7155 | 7584.0931 | 0 | 0 | 2939.5028 | 34.8755 | 16.7051 | 575.5916 | 21.9803 | 2851.8746 | 0 | 0 | 0 | 471.2583 | 434.0383 | 433.4521 | 0 | 0 | 0 | 0 | 0 | 0 | 0 | 0 | 0 | 0 | 0 | 0 | 0 | 0 | 0 | 0 | 0 | 0 | 21327.0748 | 21327.0748 | 21327.0748 | 21327.0748 | 0 | 0 | 0 | 3995.4298 | 0 | 0 | 0 | 8863.4476 | 0 | 0 | 0 | 7971.1892 | 0 | 0 | 0 | 9687.9846 | 0 | 0 | 0 | 3995.4298 | 8863.4476 | 7971.1892 | 9687.9846
64904 | 242.131 | 1220 | 2 | None | Electric, 100% Usage | Standard, 100% Usage | Electric, 100% Usage | None | 200-300% | None | None | Single-Family Detached | Single-Family Detached | Single-Family Detached | 1000-1499 | 0-1499 | 1 | Electricity | 40% Conditioned | Room AC | None | Electricity Electric Furnace | None | 25000-29999 | 100% CFL | Occupied | 1970s | Electricity | Yes | 0 | 525.7695 | 19.6358 | 0 | 1026.0418 | 0 | 0 | 316.5168 | 0 | 13542.5211 | 0 | 0 | 1288.0474 | 40.1507 | 0 | 491.1871 | 16.412 | 1918.4432 | 0 | 0 | 0 | 339.6694 | 400.042 | 0 | 0 | 0 | 0 | 0 | 0 | 0 | 0 | 0 | 0 | 0 | 0 | 0 | 0 | 0 | 0 | 0 | 0 | 0 | 19924.4367 | 19924.4367 | 19924.4367 | 19924.4367 | 0 | 0 | 0 | 3546.4795 | 0 | 0 | 0 | 8305.6618 | 0 | 0 | 0 | 7205.7425 | 0 | 0 | 0 | 8713.5616 | 0 | 0 | 0 | 3546.4795 | 8305.6618 | 7205.7425 | 8713.5616
64929 | 242.131 | 2152 | 3 | Standard Efficiency | Gas, 100% Usage | Standard, 100% Usage | Electric, 100% Usage | None | 400%+ | None | 50 | Single-Family Attached | Single-Family Attached | Single-Family Attached | 2000-2499 | 1500-2499 | 2 | Natural Gas | 100% Conditioned | Central AC | None | Natural Gas Fuel Furnace | None | 80000-99999 | 100% CFL | Occupied | 2000s | Natural Gas | Yes | 67.9925 | 76.7846 | 32.2378 | 318.5683 | 1841.3655 | 0 | 0 | 502.91 | 0 | 0 | 0 | 0 | 0 | 51.8736 | 0 | 747.0382 | 21.9803 | 2063.8065 | 0 | 0 | 0 | 431.9868 | 480.0504 | 0 | 0 | 0 | 0 | 1019.0081 | 0 | 0 | 0 | 21148.3015 | 0 | 4331.5904 | 0 | 0 | 0 | 0 | 0 | 0 | 0 | 0 | 33135.4944 | 33135.4944 | 6636.3013 | 6636.3013 | 0 | 26499.1931 | 0 | 1166.0195 | 0 | 6041.238 | 0 | 2550.6334 | 0 | 6041.238 | 0 | 2252.2372 | 0 | 6041.238 | 0 | 2680.7255 | 0 | 6041.238 | 0 | 7207.2575 | 8591.8714 | 8293.4752 | 8721.9635
64952 | 242.131 | 617 | 2 | Standard Efficiency | None | None | Electric, 100% Usage | None | 400%+ | 323 | None | 50 or more Unit | Multifamily with 5+ units, 8+ stories | Multi-Family with 5+ Units | 500-749 | 0-1499 | 13 | Electricity | None | None | Heating Only | Electricity Shared Heating | Boiler Baseboards Heating Only, Electricity | 50000-59999 | 100% LED | Occupied | <1940 | Natural Gas | No | 67.9925 | 0 | 0 | 0 | 0 | 0 | 0 | 67.9925 | 0 | 2712.0797 | 0 | 0 | 0 | 21.6873 | 0 | 248.8173 | 16.412 | 1371.2795 | 0 | 0 | 0 | 346.9961 | 727.1093 | 0 | 0 | 0 | 0 | 0 | 0 | 0 | 0 | 0 | 0 | 2588.1106 | 0 | 0 | 0 | 0 | 0 | 0 | 0 | 0 | 8168.4769 | 8168.4769 | 5580.6593 | 5580.6593 | 0 | 2588.1106 | 0 | 978.362 | 0 | 590.0103 | 0 | 2197.3003 | 0 | 590.0103 | 0 | 1987.0312 | 0 | 590.0103 | 0 | 2420.1979 | 0 | 590.0103 | 0 | 1568.3723 | 2787.3106 | 2577.0415 | 3010.2082
64958 | 242.131 | 1690 | 3 | Standard Efficiency | Electric, 80% Usage | Standard, 80% Usage | Electric, 80% Usage | None | 200-300% | None | None | Single-Family Detached | Single-Family Detached | Single-Family Detached | 1500-1999 | 1500-2499 | 1 | Natural Gas | 60% Conditioned | Room AC | None | Natural Gas Fuel Wall/Floor Furnace | None | 35000-39999 | 100% CFL | Occupied | 1960s | Natural Gas | Yes | 67.9925 | 420.557 | 15.8258 | 0 | 2688.634 | 0 | 0 | 0 | 0 | 0 | 0 | 0 | 0 | 46.0122 | 0 | 620.1384 | 21.9803 | 1033.9547 | 0 | 0 | 0 | 271.6769 | 434.0383 | 0 | 0 | 0 | 0 | 0 | 0 | 0 | 0 | 34587.6615 | 0 | 2091.6482 | 0 | 0 | 0 | 0 | 0 | 0 | 0 | 0 | 42300.706 | 42300.706 | 5621.1031 | 5621.1031 | 0 | 36679.6028 | 0 | 980.3873 | 0 | 8362.189 | 0 | 2079.7319 | 0 | 8362.189 | 0 | 1849.0035 | 0 | 8362.189 | 0 | 2184.9463 | 0 | 8362.189 | 0 | 9342.5763 | 10441.9209 | 10211.1925 | 10547.1353
65037 | 242.131 | 1220 | 3 | Standard Efficiency | Electric, 120% Usage | EnergyStar, 120% Usage | Gas, 120% Usage | 318 Rated kWh, 120% Usage | 400%+ | None | None | Single-Family Detached | Single-Family Detached | Single-Family Detached | 1000-1499 | 0-1499 | 1 | Natural Gas | 60% Conditioned | Central AC | None | Natural Gas Fuel Furnace | None | 100000-119999 | 100% CFL | Occupied | 1970s | Electricity | Yes | 67.9925 | 480.0504 | 28.1348 | 281.6413 | 3581.9146 | 117.2284 | 319.7405 | 567.3856 | 0 | 0 | 0 | 0 | 4018.8836 | 40.1507 | 0 | 491.1871 | 21.9803 | 4466.4031 | 0 | 0 | 0 | 33.4101 | 434.0383 | 0 | 0 | 0 | 0 | 0 | 0 | 0 | 0 | 23942.7341 | 0 | 0 | 0 | 0 | 976.2197 | 0 | 0 | 0 | 0 | 0 | 39868.8022 | 39868.8022 | 14950.1414 | 14950.1414 | 0 | 24918.9539 | 0 | 2501.9375 | 0 | 5680.9863 | 0 | 5513.3041 | 0 | 5680.9863 | 0 | 4867.8227 | 0 | 5680.9863 | 0 | 5851.2413 | 0 | 5680.9863 | 0 | 8182.9238 | 11194.2905 | 10548.809 | 11532.2277
65043 | 242.131 | 853 | 1 | Standard Efficiency | Electric, 120% Usage | EnergyStar, 120% Usage | Electric, 120% Usage | None | 400%+ | 10 | None | 10 to 19 Unit | Multifamily with 5+ units, 1-3 stories | Multi-Family with 5+ Units | 750-999 | 0-1499 | 3 | Natural Gas | 100% Conditioned | Central AC | None | Natural Gas Fuel Furnace | None | 120000-139999 | 100% CFL | Occupied | 2000s | Electricity | Yes | 67.9925 | 347.5823 | 20.2219 | 417.0401 | 1767.5116 | 0 | 0 | 67.1133 | 0 | 0 | 0 | 0 | 2266.3186 | 35.7547 | 0 | 390.3707 | 16.412 | 2933.0553 | 0 | 0 | 0 | 416.454 | 434.0383 | 0 | 0 | 0 | 0 | 0 | 0 | 0 | 0 | 5876.368 | 0 | 0 | 0 | 0 | 0 | 0 | 0 | 0 | 0 | 0 | 15056.2332 | 15056.2332 | 9179.8651 | 9179.8651 | 0 | 5876.368 | 0 | 1479.2541 | 0 | 1339.7127 | 0 | 3294.2795 | 0 | 1339.7127 | 0 | 2905.3979 | 0 | 1339.7127 | 0 | 3524.5148 | 0 | 1339.7127 | 0 | 2818.9668 | 4633.9922 | 4245.1107 | 4864.2275
65072 | 242.131 | 3301 | 5 | Standard Efficiency | Electric, 80% Usage | EnergyStar, 80% Usage | Electric, 80% Usage | None | 400%+ | None | None | Single-Family Detached | Single-Family Detached | Single-Family Detached | 3000-3999 | 2500-3999 | 1 | Natural Gas | None | None | None | Natural Gas Fuel Wall/Floor Furnace | None | 200000+ | 100% Incandescent | Occupied | 1960s | Natural Gas | Yes | 67.9925 | 419.6778 | 24.618 | 0 | 0 | 0 | 0 | 0 | 0 | 0 | 0 | 0 | 0 | 264.9362 | 99.9372 | 3321.6675 | 27.2556 | 1604.8572 | 0 | 0 | 0 | 377.1825 | 914.0887 | 0 | 0 | 0 | 0 | 0 | 0 | 0 | 0 | 24263.647 | 0 | 3052.0421 | 0 | 0 | 0 | 0 | 0 | 0 | 0 | 0 | 34438.1953 | 34438.1953 | 7122.2131 | 7122.2131 | 0 | 27315.6891 | 0 | 1231.7042 | 0 | 6227.4313 | 0 | 2716.811 | 0 | 6227.4313 | 0 | 2386.3327 | 0 | 6227.4313 | 0 | 2924.7913 | 0 | 6227.4313 | 0 | 7459.1356 | 8944.2423 | 8613.764 | 9152.2226
65186 | 242.131 | 1138 | 3 | None | None | None | Electric, 80% Usage | None | 0-100% | 12 | None | 10 to 19 Unit | Multifamily with 5+ units, 1-3 stories | Multi-Family with 5+ Units | 1000-1499 | 0-1499 | 3 | Electricity | 100% Conditioned | Heat Pump | None | Electricity ASHP | None | 15000-19999 | 100% Incandescent | Occupied | 1960s | Natural Gas | No | 0 | 0 | 0 | 257.0233 | 1106.9294 | 0 | 0 | 255.851 | 670.8397 | 2612.7286 | 0 | 0 | 0 | 156.793 | 0 | 1465.0623 | 21.9803 | 1083.4837 | 0 | 0 | 0 | 379.527 | 400.042 | 0 | 0 | 0 | 0 | 0 | 0 | 0 | 0 | 0 | 0 | 3050.2837 | 0 | 0 | 0 | 0 | 0 | 0 | 0 | 0 | 11460.5442 | 11460.5442 | 8410.2605 | 8410.2605 | 0 | 3050.2837 | 0 | 1511.245 | 0 | 695.3689 | 0 | 3424.2042 | 0 | 695.3689 | 0 | 2991.2067 | 0 | 695.3689 | 0 | 3587.3718 | 0 | 695.3689 | 0 | 2206.6139 | 4119.5731 | 3686.5756 | 4282.7407
65221 | 242.131 | 866 | 1 | None | Electric, 120% Usage | Standard, 120% Usage | Electric, 120% Usage | None | 200-300% | None | 6 | Single-Family Attached | Single-Family Attached | Single-Family Attached | 750-999 | 0-1499 | 1 | Natural Gas | 40% Conditioned | Room AC | None | Natural Gas Fuel Wall/Floor Furnace | None | 30000-34999 | 100% Incandescent | Occupied | 1950s | Natural Gas | Yes | 0 | 662.9268 | 24.911 | 0 | 897.0905 | 0 | 0 | 0 | 0 | 0 | 0 | 0 | 0 | 143.3118 | 0 | 1231.4846 | 16.412 | 3208.249 | 0 | 0 | 0 | 416.454 | 434.0383 | 0 | 0 | 0 | 0 | 0 | 0 | 0 | 0 | 12462.8473 | 0 | 4124.0961 | 0 | 0 | 0 | 0 | 0 | 0 | 0 | 0 | 23621.5282 | 23621.5282 | 7034.5849 | 7034.5849 | 0 | 16586.9433 | 0 | 1170.1653 | 0 | 3781.4993 | 0 | 2603.2555 | 0 | 3781.4993 | 0 | 2292.244 | 0 | 3781.4993 | 0 | 2769.713 | 0 | 3781.4993 | 0 | 4951.6647 | 6384.7549 | 6073.7434 | 6551.2124
65370 | 242.131 | 853 | 2 | Standard Efficiency | None | None | Electric, 80% Usage | None | 200-300% | 12 | None | 10 to 19 Unit | Multifamily with 5+ units, 1-3 stories | Multi-Family with 5+ Units | 750-999 | 0-1499 | 3 | Electricity | 100% Conditioned | Central AC | None | Electricity Electric Furnace | None | 50000-59999 | 100% LED | Occupied | 1990s | Electricity | Yes | 67.9925 | 0 | 0 | 277.2452 | 1633.5781 | 0 | 0 | 61.5449 | 0 | 4124.3892 | 0 | 0 | 1351.3507 | 23.7388 | 0 | 298.0533 | 16.412 | 928.4491 | 0 | 0 | 0 | 345.5308 | 434.0383 | 330.8772 | 0 | 0 | 0 | 0 | 0 | 0 | 0 | 0 | 0 | 0 | 0 | 0 | 0 | 0 | 0 | 0 | 0 | 0 | 9893.4932 | 9893.4932 | 9893.4932 | 9893.4932 | 0 | 0 | 0 | 1732.1413 | 0 | 0 | 0 | 3950.267 | 0 | 0 | 0 | 3452.204 | 0 | 0 | 0 | 4163.2309 | 0 | 0 | 0 | 1732.1413 | 3950.267 | 3452.204 | 4163.2309
65435 | 242.131 | 1690 | 4 | Standard Efficiency | Electric, 100% Usage | Standard, 100% Usage | Electric, 100% Usage | None | 400%+ | None | None | Single-Family Detached | Single-Family Detached | Single-Family Detached | 1500-1999 | 1500-2499 | 2 | Natural Gas | 40% Conditioned | Room AC | None | Natural Gas Fuel Boiler | None | 70000-79999 | 100% Incandescent | Occupied | 1940s | Natural Gas | Yes | 67.9925 | 762.864 | 28.4279 | 0 | 1920.4947 | 0 | 319.7405 | 97.0065 | 0 | 0 | 0 | 0 | 0 | 184.6348 | 99.9372 | 1938.9582 | 21.9803 | 2382.6678 | 0 | 0 | 0 | 405.6104 | 434.0383 | 0 | 0 | 0 | 0 | 0 | 0 | 0 | 0 | 35518.7483 | 0 | 3981.0774 | 0 | 0 | 0 | 0 | 0 | 0 | 0 | 0 | 48164.1789 | 48164.1789 | 8664.06 | 8664.06 | 0 | 39499.8257 | 0 | 1464.0488 | 0 | 9005.1616 | 0 | 3191.1879 | 0 | 9005.1616 | 0 | 2817.9353 | 0 | 9005.1616 | 0 | 3404.521 | 0 | 9005.1616 | 0 | 10469.2104 | 12196.3495 | 11823.097 | 12409.6826
65474 | 242.131 | 1690 | 3 | Standard Efficiency | Electric, 120% Usage | Standard, 120% Usage | Electric, 120% Usage | None | 300-400% | None | None | Single-Family Detached | Single-Family Detached | Single-Family Detached | 1500-1999 | 1500-2499 | 2 | Fuel Oil | 100% Conditioned | Central AC | None | Fuel Oil Fuel Furnace | None | 50000-59999 | 100% CFL | Occupied | 1990s | Electricity | Yes | 67.9925 | 915.261 | 34.2893 | 682.5625 | 3090.1414 | 0 | 0 | 439.8997 | 0 | 0 | 0 | 0 | 4156.627 | 46.0122 | 24.911 | 620.1384 | 21.9803 | 4765.3356 | 0 | 0 | 0 | 486.498 | 480.0504 | 0 | 0 | 20621.6528 | 0 | 0 | 0 | 0 | 0 | 0 | 0 | 0 | 0 | 0 | 0 | 0 | 0 | 0 | 0 | 0 | 36453.9381 | 36453.9381 | 15831.9923 | 15831.9923 | 20621.6528 | 0 | 0 | 2782.9792 | 6252.4796 | 0 | 0 | 6116.0921 | 6252.4796 | 0 | 0 | 5611.4978 | 6252.4796 | 0 | 0 | 6694.9708 | 6252.4796 | 0 | 0 | 9035.4589 | 12368.5717 | 11863.9774 | 12947.4504
65502 | 242.131 | 1138 | 3 | Standard Efficiency | Electric, 120% Usage | EnergyStar, 120% Usage | Electric, 120% Usage | None | 100-150% | 11 | None | 10 to 19 Unit | Multifamily with 5+ units, 1-3 stories | Multi-Family with 5+ Units | 1000-1499 | 0-1499 | 2 | Natural Gas | 100% Conditioned | Central AC | None | Natural Gas Fuel Furnace | None | 35000-39999 | 100% CFL | Occupied | 1990s | Electricity | Yes | 67.9925 | 732.6777 | 42.7884 | 560.3519 | 2869.4588 | 0 | 0 | 16.1189 | 0 | 0 | 0 | 0 | 6491.5242 | 39.2715 | 0 | 468.6206 | 21.9803 | 4723.7195 | 0 | 0 | 0 | 620.4315 | 434.0383 | 0 | 0 | 0 | 0 | 0 | 0 | 0 | 0 | 1212.435 | 0 | 0 | 0 | 0 | 0 | 0 | 0 | 0 | 0 | 0 | 18301.4091 | 18301.4091 | 17089.2672 | 17089.2672 | 0 | 1212.435 | 0 | 2798.0231 | 0 | 276.3938 | 0 | 6266.2094 | 0 | 276.3938 | 0 | 5516.9528 | 0 | 276.3938 | 0 | 6688.1732 | 0 | 276.3938 | 0 | 3074.4169 | 6542.6032 | 5793.3466 | 6964.567
65532 | 242.131 | 2176 | 3 | Standard Efficiency | Electric, 120% Usage | Standard, 120% Usage | Electric, 120% Usage | 290 Rated kWh, 120% Usage | 400%+ | None | None | Single-Family Detached | Single-Family Detached | Single-Family Detached | 2000-2499 | 1500-2499 | 2 | Electricity | 100% Conditioned | Heat Pump | None | Electricity ASHP | None | 200000+ | 100% Incandescent | Occupied | 1990s | Electricity | Yes | 67.9925 | 915.261 | 34.2893 | 702.1983 | 2915.471 | 109.3155 | 0 | 771.6561 | 3569.0195 | 8174.0452 | 0 | 0 | 4164.5399 | 208.6666 | 0 | 2355.9983 | 21.9803 | 5074.5256 | 0 | 0 | 0 | 486.498 | 434.0383 | 0 | 0 | 0 | 0 | 0 | 0 | 0 | 0 | 0 | 0 | 0 | 0 | 0 | 0 | 0 | 0 | 0 | 0 | 0 | 30005.4954 | 30005.4954 | 30005.4954 | 30005.4954 | 0 | 0 | 0 | 5297.0304 | 0 | 0 | 0 | 12083.9661 | 0 | 0 | 0 | 10543.0144 | 0 | 0 | 0 | 12731.9577 | 0 | 0 | 0 | 5297.0304 | 12083.9661 | 10543.0144 | 12731.9577
65591 | 242.131 | 2176 | 4 | Standard Efficiency | Electric, 120% Usage | Standard, 120% Usage | Electric, 120% Usage | None | 300-400% | None | None | Single-Family Detached | Single-Family Detached | Single-Family Detached | 2000-2499 | 1500-2499 | 3 | Electricity | <10% Conditioned | Room AC | None | Electricity Baseboard | None | 100000-119999 | 100% CFL | Occupied | 1970s | Electricity | Yes | 67.9925 | 2053.549 | 76.7846 | 0 | 442.5373 | 0 | 0 | 0 | 0 | 21593.4764 | 0 | 0 | 10134.9837 | 52.1667 | 24.911 | 753.7788 | 21.9803 | 7592.5922 | 0 | 3411.9334 | 0 | 803.0147 | 434.0383 | 0 | 0 | 0 | 0 | 0 | 0 | 1324.0951 | 0 | 0 | 0 | 0 | 0 | 0 | 0 | 0 | 0 | 0 | 0 | 0 | 48787.248 | 48787.248 | 47463.1529 | 47463.1529 | 0 | 1324.0951 | 0 | 7893.8467 | 0 | 301.8331 | 0 | 18484.6951 | 0 | 301.8331 | 0 | 16098.025 | 0 | 301.8331 | 0 | 19679.3699 | 0 | 301.8331 | 0 | 8195.6798 | 18786.5282 | 16399.858 | 19981.2029
65865 | 242.131 | 1690 | 4 | Standard Efficiency | Electric, 100% Usage | EnergyStar, 100% Usage | Electric, 100% Usage | None | 200-300% | None | None | Single-Family Detached | Single-Family Detached | Single-Family Detached | 1500-1999 | 1500-2499 | 1 | Electricity | 60% Conditioned | Central AC | None | Electricity Electric Furnace | None | 100000-119999 | 100% LED | Occupied | 1990s | Electricity | Yes | 67.9925 | 1021.9388 | 59.7865 | 501.1515 | 2220.5995 | 0 | 0 | 268.7462 | 0 | 11826.59 | 0 | 0 | 5898.9345 | 30.7725 | 16.7051 | 473.6028 | 21.9803 | 3956.4594 | 0 | 0 | 0 | 735.0222 | 434.0383 | 0 | 0 | 0 | 0 | 0 | 0 | 0 | 0 | 0 | 0 | 0 | 0 | 0 | 0 | 0 | 0 | 0 | 0 | 0 | 27534.6132 | 27534.6132 | 27534.6132 | 27534.6132 | 0 | 0 | 0 | 4888.7859 | 0 | 0 | 0 | 11187.487 | 0 | 0 | 0 | 9748.1582 | 0 | 0 | 0 | 11785.1784 | 0 | 0 | 0 | 4888.7859 | 11187.487 | 9748.1582 | 11785.1784
65876 | 242.131 | 2176 | 4 | Standard Efficiency | Electric, 120% Usage | EnergyStar, 120% Usage | Electric, 120% Usage | 290 Rated kWh, 120% Usage | 200-300% | None | None | Single-Family Detached | Single-Family Detached | Single-Family Detached | 2000-2499 | 1500-2499 | 1 | Fuel Oil | 100% Conditioned | Central AC | None | Fuel Oil Fuel Boiler | None | 70000-79999 | 100% CFL | Occupied | 1960s | Electricity | Yes | 67.9925 | 1077.0362 | 63.0103 | 1171.6981 | 4787.3159 | 275.7799 | 319.7405 | 128.3651 | 0 | 0 | 0 | 0 | 10229.9388 | 52.1667 | 0 | 753.7788 | 21.9803 | 7592.5922 | 0 | 0 | 0 | 803.0147 | 434.0383 | 0 | 0 | 15563.5392 | 0 | 0 | 0 | 0 | 0 | 0 | 0 | 0 | 0 | 0 | 0 | 0 | 0 | 0 | 0 | 0 | 43341.6944 | 43341.6944 | 27778.4483 | 27778.4483 | 15563.5392 | 0 | 0 | 4585.7095 | 4718.8072 | 0 | 0 | 10123.4931 | 4718.8072 | 0 | 0 | 8936.7068 | 4718.8072 | 0 | 0 | 10805.9106 | 4718.8072 | 0 | 0 | 9304.5167 | 14842.3003 | 13655.514 | 15524.7178
65880 | 242.131 | 617 | 2 | None | None | None | Electric, 100% Usage | 318 Rated kWh, 100% Usage | 200-300% | 24 | None | 20 to 49 Unit | Multifamily with 5+ units, 1-3 stories | Multi-Family with 5+ Units | 500-749 | 0-1499 | 3 | Natural Gas | 100% Conditioned | Central AC | None | Natural Gas Fuel Furnace | None | 50000-59999 | 100% CFL | Occupied | 1940s | Electricity | No | 0 | 0 | 0 | 243.8351 | 1463.5969 | 136.5711 | 0 | 38.9785 | 0 | 0 | 0 | 0 | 3034.1648 | 32.824 | 0 | 325.602 | 16.412 | 1956.8355 | 0 | 0 | 0 | 474.4821 | 434.0383 | 0 | 0 | 0 | 0 | 0 | 0 | 0 | 0 | 3488.4249 | 0 | 0 | 0 | 0 | 0 | 0 | 0 | 0 | 0 | 0 | 11645.472 | 11645.472 | 8157.0471 | 8157.0471 | 0 | 3488.4249 | 0 | 1436.1692 | 0 | 795.303 | 0 | 3159.0713 | 0 | 795.303 | 0 | 2781.3318 | 0 | 795.303 | 0 | 3343.2366 | 0 | 795.303 | 0 | 2231.4722 | 3954.3743 | 3576.6348 | 4138.5396
65965 | 242.131 | 3301 | 4 | Standard Efficiency | Electric, 120% Usage | EnergyStar, 120% Usage | Electric, 120% Usage | 290 Rated kWh, 120% Usage | 400%+ | None | None | Single-Family Detached | Single-Family Detached | Single-Family Detached | 3000-3999 | 2500-3999 | 2 | Fuel Oil | 100% Conditioned | Central AC | None | Fuel Oil Fuel Furnace | None | 140000-159999 | 100% CFL | Occupied | 1950s | Electricity | Yes | 67.9925 | 480.0504 | 28.1348 | 2009.5883 | 8076.4525 | 109.3155 | 0 | 479.7573 | 0 | 0 | 0 | 0 | 4028.2619 | 66.2341 | 24.911 | 1062.6757 | 21.9803 | 5789.9121 | 0 | 0 | 0 | 486.498 | 434.0383 | 0 | 0 | 29638.8635 | 0 | 0 | 0 | 0 | 0 | 0 | 0 | 0 | 0 | 0 | 0 | 0 | 0 | 0 | 0 | 0 | 52804.9593 | 52804.9593 | 23166.0958 | 23166.0958 | 29638.8635 | 0 | 0 | 4133.6544 | 8986.4264 | 0 | 0 | 8900.0321 | 8986.4264 | 0 | 0 | 7891.952 | 8986.4264 | 0 | 0 | 9240.9793 | 8986.4264 | 0 | 0 | 13120.0808 | 17886.4585 | 16878.3785 | 18227.4057
66005 | 242.131 | 1690 | 3 | None | Electric, 80% Usage | Standard, 80% Usage | Gas, 80% Usage | 290 Rated kWh, 80% Usage | 400%+ | None | None | Single-Family Detached | Single-Family Detached | Single-Family Detached | 1500-1999 | 1500-2499 | 2 | Natural Gas | 100% Conditioned | Central AC | None | Natural Gas Fuel Furnace | None | 120000-139999 | 100% Incandescent | Occupied | 1970s | Natural Gas | Yes | 0 | 610.174 | 22.8595 | 1034.8339 | 5909.4851 | 72.9747 | 319.7405 | 605.1918 | 0 | 0 | 0 | 0 | 0 | 184.6348 | 0 | 1938.9582 | 21.9803 | 1191.3339 | 1824.3674 | 1992.0041 | 0 | 22.2734 | 480.0504 | 0 | 0 | 0 | 0 | 0 | 0 | 0 | 0 | 24334.5702 | 0 | 2802.3456 | 0 | 0 | 650.9108 | 0 | 0 | 0 | 0 | 0 | 44018.1024 | 44018.1024 | 16230.5689 | 16230.5689 | 0 | 27787.5335 | 0 | 2608.4296 | 0 | 6334.9686 | 0 | 5759.1689 | 0 | 6334.9686 | 0 | 5108.6276 | 0 | 6334.9686 | 0 | 6044.6554 | 0 | 6334.9686 | 0 | 8943.3982 | 12094.1374 | 11443.5962 | 12379.6239
66034 | 242.131 | 2663 | 5 | None | Electric, 120% Usage | EnergyStar, 120% Usage | Electric, 120% Usage | 290 Rated kWh, 120% Usage | 150-200% | None | None | Single-Family Detached | Single-Family Detached | Single-Family Detached | 2500-2999 | 2500-3999 | 2 | Electricity | 100% Conditioned | Heat Pump | None | Electricity ASHP | None | 80000-99999 | 100% LED | Occupied | 1970s | Natural Gas | Yes | 0 | 1524.8488 | 89.3867 | 1541.8469 | 4955.2457 | 400.6282 | 319.7405 | 428.4699 | 1252.8788 | 6901.8237 | 0 | 0 | 0 | 38.9785 | 0 | 677.8734 | 27.2556 | 9790.9183 | 0 | 0 | 0 | 1040.1092 | 434.0383 | 0 | 0 | 0 | 0 | 0 | 3557.0036 | 0 | 0 | 0 | 0 | 20029.6492 | 0 | 0 | 0 | 0 | 0 | 0 | 0 | 0 | 53010.4021 | 53010.4021 | 29423.7493 | 29423.7493 | 0 | 23586.6528 | 0 | 5099.5916 | 0 | 5377.2482 | 0 | 11516.7751 | 0 | 5377.2482 | 0 | 10104.6609 | 0 | 5377.2482 | 0 | 12053.0211 | 0 | 5377.2482 | 0 | 10476.8398 | 16894.0233 | 15481.9091 | 17430.2693
66054 | 242.131 | 853 | 1 | Standard Efficiency | None | None | Electric, 120% Usage | None | 400%+ | 4 | None | 3 or 4 Unit | Multifamily with 2-4 Units | Multi-Family with 2 - 4 Units | 750-999 | 0-1499 | 2 | Electricity | 100% Conditioned | Heat Pump | Heating Only | Electricity Shared Heating | Boiler Baseboards Heating Only, Electricity | 60000-69999 | 100% CFL | Occupied | 1990s | Electricity | Yes | 67.9925 | 0 | 0 | 0 | 0 | 0 | 0 | 74.147 | 0 | 2932.7622 | 0 | 0 | 2219.1341 | 35.7547 | 0 | 390.3707 | 16.412 | 2268.9562 | 0 | 0 | 0 | 416.454 | 434.0383 | 0 | 0 | 0 | 0 | 0 | 0 | 0 | 0 | 0 | 0 | 0 | 0 | 0 | 0 | 0 | 0 | 0 | 0 | 0 | 8855.7285 | 8855.7285 | 8855.7285 | 8855.7285 | 0 | 0 | 0 | 1494.1555 | 0 | 0 | 0 | 3452.991 | 0 | 0 | 0 | 3010.625 | 0 | 0 | 0 | 3677.4003 | 0 | 0 | 0 | 1494.1555 | 3452.991 | 3010.625 | 3677.4003
66152 | 242.131 | 1690 | 4 | Standard Efficiency | Electric, 100% Usage | Standard, 100% Usage | Electric, 100% Usage | 290 Rated kWh, 100% Usage | 400%+ | None | None | Single-Family Detached | Single-Family Detached | Single-Family Detached | 1500-1999 | 1500-2499 | 1 | Fuel Oil | 100% Conditioned | Central AC | None | Fuel Oil Fuel Furnace | None | 70000-79999 | 100% CFL | Occupied | 1960s | Propane | Yes | 81.7668 | 525.7695 | 19.6358 | 1098.7234 | 4185.0549 | 56.5627 | 0 | 428.4699 | 0 | 0 | 0 | 0 | 0 | 46.0122 | 24.911 | 620.1384 | 21.9803 | 2067.9095 | 0 | 0 | 0 | 339.6694 | 400.042 | 0 | 0 | 36435.7677 | 0 | 0 | 0 | 0 | 0 | 0 | 0 | 0 | 0 | 0 | 0 | 0 | 0 | 0 | 2574.9224 | 0 | 48927.3359 | 48927.3359 | 9916.6458 | 9916.6458 | 36435.7677 | 0 | 2574.9224 | 1767.8622 | 11047.3088 | 0 | 708.5539 | 3733.0507 | 11047.3088 | 0 | 708.5539 | 3317.5165 | 11047.3088 | 0 | 708.5539 | 3901.6709 | 11047.3088 | 0 | 708.5539 | 13523.725 | 15488.9135 | 15073.3793 | 15657.5337
66309 | 242.131 | 1675 | 3 | None | Electric, 100% Usage | Standard, 100% Usage | Electric, 100% Usage | None | 300-400% | None | 36 | Single-Family Attached | Single-Family Attached | Single-Family Attached | 1500-1999 | 1500-2499 | 2 | Natural Gas | 60% Conditioned | Central AC | None | Natural Gas Fuel Furnace | None | 45000-49999 | 100% Incandescent | Occupied | 1970s | Natural Gas | Yes | 0 | 552.439 | 20.808 | 109.0224 | 1967.6792 | 0 | 0 | 450.7433 | 0 | 0 | 0 | 0 | 0 | 183.7556 | 0 | 1926.0631 | 21.9803 | 1728.2401 | 0 | 0 | 0 | 346.9961 | 434.0383 | 0 | 0 | 0 | 0 | 0 | 0 | 0 | 0 | 18125.2734 | 0 | 2782.1237 | 0 | 0 | 0 | 0 | 0 | 0 | 0 | 0 | 28648.8694 | 28648.8694 | 7741.4723 | 7741.4723 | 0 | 20907.3971 | 0 | 1317.6736 | 0 | 4766.4602 | 0 | 2913.0786 | 0 | 4766.4602 | 0 | 2570.7633 | 0 | 4766.4602 | 0 | 3061.8769 | 0 | 4766.4602 | 0 | 6084.1338 | 7679.5388 | 7337.2235 | 7828.3371
66322 | 242.131 | 1690 | 4 | Standard Efficiency | Electric, 80% Usage | Standard, 80% Usage | Electric, 80% Usage | None | 400%+ | None | None | Single-Family Detached | Single-Family Detached | Single-Family Detached | 1500-1999 | 1500-2499 | 2 | Natural Gas | 100% Conditioned | Central AC | None | Natural Gas Fuel Furnace | None | 200000+ | 100% LED | Occupied | 2000s | Natural Gas | Yes | 67.9925 | 989.701 | 36.927 | 772.8284 | 3418.0879 | 0 | 319.7405 | 395.0598 | 0 | 0 | 1185.1794 | 1170.8189 | 0 | 30.7725 | 16.7051 | 473.6028 | 21.9803 | 1506.0922 | 0 | 0 | 0 | 429.9353 | 400.042 | 0 | 0 | 0 | 0 | 0 | 0 | 0 | 0 | 16635.007 | 0 | 4037.3471 | 0 | 0 | 0 | 0 | 0 | 0 | 0 | 0 | 31907.8197 | 31907.8197 | 11235.1725 | 11235.1725 | 0 | 20672.3541 | 0 | 1942.5728 | 0 | 4712.8946 | 0 | 4155.3656 | 0 | 4712.8946 | 0 | 3686.3289 | 0 | 4712.8946 | 0 | 4381.783 | 0 | 4712.8946 | 0 | 6655.4674 | 8868.2602 | 8399.2234 | 9094.6776
66416 | 242.131 | 1138 | 3 | Standard Efficiency | Electric, 100% Usage | Standard, 100% Usage | Gas, 100% Usage | None | 400%+ | 183 | None | 50 or more Unit | Multifamily with 5+ units, 4-7 stories | Multi-Family with 5+ Units | 1000-1499 | 0-1499 | 4 | Natural Gas | 100% Conditioned | Central AC | None | Natural Gas Fuel Furnace | None | 120000-139999 | 100% CFL | Occupied | 1960s | Natural Gas | No | 67.9925 | 1011.0952 | 37.8062 | 395.6459 | 2355.7053 | 0 | 0 | 8.206 | 0 | 0 | 0 | 0 | 0 | 39.2715 | 0 | 468.6206 | 21.9803 | 2166.6744 | 0 | 0 | 0 | 32.5309 | 434.0383 | 0 | 0 | 0 | 0 | 0 | 0 | 0 | 0 | 1108.1017 | 0 | 4999.4994 | 0 | 0 | 953.6533 | 0 | 0 | 0 | 0 | 0 | 14100.8215 | 14100.8215 | 7039.5671 | 7039.5671 | 0 | 7061.2544 | 0 | 1184.1596 | 0 | 1609.7952 | 0 | 2580.7519 | 0 | 1609.7952 | 0 | 2286.8331 | 0 | 1609.7952 | 0 | 2721.1542 | 0 | 1609.7952 | 0 | 2793.9548 | 4190.5471 | 3896.6283 | 4330.9494
66430 | 242.131 | 617 | 1 | Standard Efficiency | Electric, 100% Usage | EnergyStar, 100% Usage | Electric, 100% Usage | None | 0-100% | 67 | None | 50 or more Unit | Multifamily with 5+ units, 8+ stories | Multi-Family with 5+ Units | 500-749 | 0-1499 | 9 | Natural Gas | 100% Conditioned | Central AC | None | Natural Gas Fuel Wall/Floor Furnace | None | <10000 | 100% Incandescent | Occupied | 1970s | Natural Gas | No | 67.9925 | 289.8473 | 16.9981 | 661.7545 | 2186.6033 | 0 | 0 | 0 | 0 | 0 | 0 | 0 | 0 | 130.7097 | 0 | 1017.8358 | 16.412 | 1371.2795 | 0 | 0 | 0 | 346.9961 | 434.0383 | 0 | 0 | 0 | 0 | 0 | 0 | 0 | 0 | 8753.1536 | 0 | 2747.8344 | 0 | 0 | 0 | 0 | 0 | 0 | 0 | 0 | 18041.7481 | 18041.7481 | 6540.7601 | 6540.7601 | 0 | 11500.988 | 0 | 1044.4486 | 0 | 2622.0057 | 0 | 2307.3627 | 0 | 2622.0057 | 0 | 2045.4684 | 0 | 2622.0057 | 0 | 2429.7483 | 0 | 2622.0057 | 0 | 3666.4543 | 4929.3684 | 4667.4741 | 5051.7539
66456 | 242.131 | 866 | 2 | Standard Efficiency | Electric, 100% Usage | Standard, 100% Usage | Propane, 100% Usage | 290 Rated kWh, 100% Usage | 400%+ | None | 36 | Single-Family Attached | Single-Family Attached | Single-Family Attached | 750-999 | 0-1499 | 2 | Fuel Oil | 100% Conditioned | Central AC | None | Fuel Oil Fuel Furnace | None | 80000-99999 | 100% CFL | Occupied | 1970s | Fuel Oil | No | 67.9925 | 705.129 | 26.3764 | 472.4306 | 2840.4448 | 82.646 | 319.7405 | 367.2181 | 0 | 0 | 0 | 0 | 0 | 35.7547 | 0 | 393.8875 | 16.412 | 1735.2738 | 0 | 0 | 0 | 26.6695 | 434.0383 | 0 | 0 | 14727.7005 | 3205.9044 | 0 | 0 | 0 | 0 | 0 | 0 | 0 | 0 | 0 | 0 | 0 | 0 | 0 | 0 | 781.0344 | 26238.946 | 26238.946 | 7524.3067 | 7524.3067 | 17933.6049 | 0 | 781.0344 | 1274.7402 | 5437.4562 | 0 | 214.9288 | 2750.087 | 5437.4562 | 0 | 214.9288 | 2438.8818 | 5437.4562 | 0 | 214.9288 | 2904.0099 | 5437.4562 | 0 | 214.9288 | 6927.1252 | 8402.4721 | 8091.2669 | 8556.395
66536 | 242.131 | 617 | 1 | None | Electric, 120% Usage | EnergyStar, 120% Usage | Electric, 120% Usage | None | 400%+ | 36 | None | 20 to 49 Unit | Multifamily with 5+ units, 4-7 stories | Multi-Family with 5+ Units | 500-749 | 0-1499 | 5 | Electricity | 60% Conditioned | Room AC | Heating Only | Electricity Shared Heating | Boiler Baseboards Heating Only, Electricity | 60000-69999 | 100% LED | Occupied | <1940 | Electricity | No | 0 | 347.5823 | 20.2219 | 0 | 1091.1036 | 0 | 0 | 67.6994 | 0 | 2069.0818 | 0 | 0 | 2292.695 | 21.6873 | 0 | 248.8173 | 16.412 | 2742.8521 | 0 | 0 | 0 | 416.454 | 480.0504 | 245.8866 | 0 | 0 | 0 | 0 | 0 | 0 | 0 | 0 | 0 | 0 | 0 | 0 | 0 | 0 | 0 | 0 | 0 | 0 | 10060.2506 | 10060.2506 | 10060.2506 | 10060.2506 | 0 | 0 | 0 | 1701.3801 | 0 | 0 | 0 | 3854.896 | 0 | 0 | 0 | 3377.7835 | 0 | 0 | 0 | 4113.2001 | 0 | 0 | 0 | 1701.3801 | 3854.896 | 3377.7835 | 4113.2001
66563 | 242.131 | 1675 | 3 | Standard Efficiency | Electric, 120% Usage | EnergyStar, 120% Usage | Electric, 120% Usage | 290 Rated kWh, 120% Usage | 200-300% | None | 36 | Single-Family Attached | Single-Family Attached | Single-Family Attached | 1500-1999 | 1500-2499 | 1 | Electricity | 100% Conditioned | Heat Pump | None | Electricity ASHP | None | 70000-79999 | 100% CFL | Occupied | 1990s | Electricity | Yes | 67.9925 | 636.5504 | 37.22 | 477.9989 | 1753.4442 | 152.9831 | 0 | 104.9194 | 200.4606 | 1400.2936 | 0 | 0 | 5707.5591 | 46.0122 | 0 | 616.0354 | 21.9803 | 4243.083 | 0 | 0 | 0 | 569.4371 | 868.0765 | 0 | 0 | 0 | 0 | 0 | 0 | 0 | 0 | 0 | 0 | 0 | 0 | 0 | 0 | 0 | 0 | 0 | 0 | 0 | 16903.7532 | 16903.7532 | 16903.7532 | 16903.7532 | 0 | 0 | 0 | 2802.1127 | 0 | 0 | 0 | 6307.054 | 0 | 0 | 0 | 5539.0264 | 0 | 0 | 0 | 6734.1289 | 0 | 0 | 0 | 2802.1127 | 6307.054 | 5539.0264 | 6734.1289
66734 | 242.131 | 1220 | 4 | None | Electric, 100% Usage | Standard, 100% Usage | Electric, 100% Usage | None | 400%+ | None | None | Single-Family Detached | Single-Family Detached | Single-Family Detached | 1000-1499 | 0-1499 | 1 | Electricity | 100% Conditioned | Heat Pump | None | Electricity ASHP | None | 80000-99999 | 100% LED | Vacant | 1990s | Electricity | Yes | 0 | 0 | 0 | 560.938 | 2072.0125 | 0 | 319.7405 | 114.2977 | 161.4822 | 1190.7478 | 0 | 0 | 361.0636 | 0 | 0 | 0 | 21.9803 | 0 | 0 | 0 | 0 | 0 | 868.0765 | 0 | 0 | 0 | 0 | 0 | 0 | 0 | 0 | 0 | 0 | 0 | 0 | 0 | 0 | 0 | 0 | 0 | 0 | 0 | 5670.3391 | 5670.3391 | 5670.3391 | 5670.3391 | 0 | 0 | 0 | 991.6373 | 0 | 0 | 0 | 2198.0837 | 0 | 0 | 0 | 1939.6848 | 0 | 0 | 0 | 2255.8292 | 0 | 0 | 0 | 991.6373 | 2198.0837 | 1939.6848 | 2255.8292
66818 | 242.131 | 1202 | 2 | Standard Efficiency | None | None | Electric, 120% Usage | None | 150-200% | None | 7 | Single-Family Attached | Single-Family Attached | Single-Family Attached | 1000-1499 | 0-1499 | 2 | Natural Gas | 40% Conditioned | Room AC | None | Natural Gas Fuel Furnace | None | 20000-24999 | 100% LED | Occupied | 1940s | Natural Gas | Yes | 67.9925 | 0 | 0 | 0 | 1220.641 | 0 | 0 | 451.6225 | 0 | 0 | 0 | 0 | 0 | 26.6695 | 0 | 371.321 | 16.412 | 3311.41 | 0 | 0 | 0 | 416.454 | 480.0504 | 0 | 0 | 0 | 0 | 0 | 0 | 0 | 0 | 18128.2041 | 0 | 3984.3012 | 0 | 0 | 0 | 0 | 0 | 0 | 0 | 0 | 28475.0782 | 28475.0782 | 6362.5729 | 6362.5729 | 0 | 22112.5053 | 0 | 1083.8943 | 0 | 5041.2102 | 0 | 2414.8936 | 0 | 5041.2102 | 0 | 2129.9019 | 0 | 5041.2102 | 0 | 2534.6687 | 0 | 5041.2102 | 0 | 6125.1045 | 7456.1038 | 7171.1121 | 7575.8789
66960 | 242.131 | 2631 | 4 | Standard Efficiency, No usage | Electric, 80% Usage | EnergyStar, 80% Usage | Electric, 80% Usage | 318 Rated kWh, 80% Usage | 100-150% | None | 8 | Single-Family Attached | Single-Family Attached | Single-Family Attached | 2500-2999 | 2500-3999 | 3 | Natural Gas | 20% Conditioned | Room AC | None | Natural Gas Fuel Wall/Floor Furnace | None | 10000-14999 | 100% CFL | Vacant | <1940 | Natural Gas | Yes | 0 | 0 | 0 | 0 | 479.7573 | 0 | 0 | 0 | 0 | 0 | 0 | 0 | 0 | 0 | 0 | 0 | 21.9803 | 0 | 0 | 0 | 0 | 0 | 400.042 | 0 | 0 | 0 | 0 | 0 | 0 | 0 | 0 | 28771.9592 | 0 | 1493.7832 | 0 | 0 | 0 | 0 | 0 | 0 | 0 | 0 | 31167.5222 | 31167.5222 | 901.7797 | 901.7797 | 0 | 30265.7425 | 0 | 146.7712 | 0 | 6899.9342 | 0 | 302.5643 | 0 | 6899.9342 | 0 | 271.4918 | 0 | 6899.9342 | 0 | 322.2769 | 0 | 6899.9342 | 0 | 7046.7053 | 7202.4984 | 7171.426 | 7222.2111
66971 | 242.131 | 2176 | 3 | Standard Efficiency, No usage | Electric, 100% Usage | EnergyStar, 100% Usage | Propane, 100% Usage | 318 Rated kWh, 100% Usage | 300-400% | None | None | Single-Family Detached | Single-Family Detached | Single-Family Detached | 2000-2499 | 1500-2499 | 1 | Fuel Oil | 100% Conditioned | Central AC | None | Fuel Oil Fuel Furnace | None | 60000-69999 | 100% CFL | Vacant | 1960s | Electricity | Yes | 0 | 0 | 0 | 1343.1447 | 4363.5352 | 0 | 319.7405 | 122.7968 | 0 | 0 | 0 | 0 | 332.9287 | 0 | 0 | 0 | 21.9803 | 0 | 0 | 0 | 0 | 0 | 400.042 | 0 | 0 | 8879.1742 | 0 | 0 | 0 | 0 | 0 | 0 | 0 | 0 | 0 | 0 | 0 | 0 | 0 | 0 | 0 | 0 | 15783.0494 | 15783.0494 | 6903.8752 | 6903.8752 | 8879.1742 | 0 | 0 | 1201.2283 | 2692.151 | 0 | 0 | 2472.2136 | 2692.151 | 0 | 0 | 2219.7745 | 2692.151 | 0 | 0 | 2553.0007 | 2692.151 | 0 | 0 | 3893.3793 | 5164.3646 | 4911.9255 | 5245.1517
67101 | 242.131 | 1138 | 4 | None | None | None | Electric, 120% Usage | 290 Rated kWh, 120% Usage | 100-150% | 12 | None | 10 to 19 Unit | Multifamily with 5+ units, 1-3 stories | Multi-Family with 5+ Units | 1000-1499 | 0-1499 | 3 | Electricity | 100% Conditioned | Heat Pump | Heating Only | Electricity Shared Heating | Boiler Baseboards Heating Only, Electricity | 15000-19999 | 100% Incandescent | Occupied | 1970s | Electricity | Yes | 0 | 0 | 0 | 0 | 0 | 72.3886 | 0 | 58.0281 | 0 | 2489.0526 | 0 | 0 | 2406.6996 | 156.793 | 0 | 1465.0623 | 21.9803 | 3162.5299 | 0 | 0 | 0 | 416.454 | 434.0383 | 0 | 0 | 0 | 0 | 0 | 0 | 0 | 0 | 0 | 0 | 0 | 0 | 0 | 0 | 0 | 0 | 0 | 0 | 0 | 10683.0266 | 10683.0266 | 10683.0266 | 10683.0266 | 0 | 0 | 0 | 1855.5647 | 0 | 0 | 0 | 4218.3356 | 0 | 0 | 0 | 3682.7165 | 0 | 0 | 0 | 4494.2912 | 0 | 0 | 0 | 1855.5647 | 4218.3356 | 3682.7165 | 4494.2912
67105 | 242.131 | 2176 | 3 | Standard Efficiency | Electric, 100% Usage | EnergyStar, 100% Usage | Electric, 100% Usage | None | 400%+ | None | None | Single-Family Detached | Single-Family Detached | Single-Family Detached | 2000-2499 | 1500-2499 | 2 | Propane | 100% Conditioned | Central AC | None | Propane Fuel Furnace | None | 120000-139999 | 100% CFL | Occupied | 1970s | Propane | Yes | 67.9925 | 648.8593 | 37.8062 | 812.9791 | 4954.0734 | 0 | 0 | 477.9989 | 0 | 0 | 0 | 0 | 0 | 52.1667 | 24.911 | 753.7788 | 21.9803 | 3166.6329 | 0 | 0 | 0 | 537.1993 | 400.042 | 489.7218 | 0 | 0 | 0 | 0 | 0 | 0 | 0 | 0 | 0 | 0 | 0 | 0 | 0 | 0 | 0 | 49237.9913 | 5686.751 | 0 | 67371.1776 | 67371.1776 | 12446.4353 | 12446.4353 | 0 | 0 | 54924.7423 | 2128.7879 | 0 | 0 | 15114.4358 | 4479.4106 | 0 | 0 | 15114.4358 | 3988.3955 | 0 | 0 | 15114.4358 | 4748.2077 | 0 | 0 | 15114.4358 | 17243.2237 | 19593.8464 | 19102.8313 | 19862.6434
67134 | 242.131 | 2176 | 3 | Standard Efficiency | Electric, 120% Usage | EnergyStar, 120% Usage | Electric, 120% Usage | 318 Rated kWh, 120% Usage | 100-150% | None | None | Single-Family Detached | Single-Family Detached | Single-Family Detached | 2000-2499 | 1500-2499 | 3 | Natural Gas | 20% Conditioned | Room AC | None | Natural Gas Fuel Boiler | None | 15000-19999 | 100% Incandescent | Occupied | 1960s | Natural Gas | Yes | 67.9925 | 330.8772 | 19.3427 | 0 | 1236.1738 | 72.6816 | 0 | 77.6638 | 0 | 0 | 0 | 0 | 0 | 208.6666 | 99.9372 | 2355.9983 | 21.9803 | 4445.0089 | 0 | 0 | 0 | 407.3688 | 434.0383 | 0 | 0 | 0 | 0 | 0 | 0 | 0 | 0 | 18973.4211 | 0 | 3688.8856 | 0 | 0 | 0 | 0 | 0 | 0 | 0 | 0 | 32440.3298 | 32440.3298 | 9778.0232 | 9778.0232 | 0 | 22662.3066 | 0 | 1723.2627 | 0 | 5166.5187 | 0 | 3773.5506 | 0 | 5166.5187 | 0 | 3321.2369 | 0 | 5166.5187 | 0 | 4014.405 | 0 | 5166.5187 | 0 | 6889.7814 | 8940.0693 | 8487.7556 | 9180.9237
67150 | 242.131 | 2176 | 4 | None | Electric, 120% Usage | Standard, 120% Usage | Electric, 120% Usage | None | 400%+ | None | None | Single-Family Detached | Single-Family Detached | Single-Family Detached | 2000-2499 | 1500-2499 | 2 | Electricity | 100% Conditioned | Heat Pump | None | Electricity ASHP | None | 100000-119999 | 100% Incandescent | Occupied | 2000s | Electricity | Yes | 0 | 1199.833 | 44.8399 | 854.0091 | 2646.1387 | 0 | 319.7405 | 283.1067 | 2560.5619 | 4446.1812 | 0 | 0 | 6166.5084 | 208.6666 | 99.9372 | 2355.9983 | 21.9803 | 5704.0422 | 0 | 0 | 0 | 565.6272 | 434.0383 | 0 | 0 | 0 | 0 | 0 | 0 | 0 | 0 | 0 | 0 | 0 | 0 | 0 | 0 | 0 | 0 | 0 | 0 | 0 | 27911.5026 | 27911.5026 | 27911.5026 | 27911.5026 | 0 | 0 | 0 | 4810.1901 | 0 | 0 | 0 | 10928.2009 | 0 | 0 | 0 | 9564.0518 | 0 | 0 | 0 | 11570.6832 | 0 | 0 | 0 | 4810.1901 | 10928.2009 | 9564.0518 | 11570.6832
67193 | 242.131 | 1220 | 2 | None | Electric, 100% Usage | EnergyStar, 100% Usage | Electric, 100% Usage | 290 Rated kWh, 100% Usage | 400%+ | None | None | Single-Family Detached | Single-Family Detached | Single-Family Detached | 1000-1499 | 0-1499 | 1 | Electricity | 100% Conditioned | Heat Pump | None | Electricity ASHP | None | 80000-99999 | 100% CFL | Occupied | 1980s | Electricity | Yes | 0 | 400.042 | 23.4457 | 934.0175 | 2920.4532 | 91.1451 | 319.7405 | 264.057 | 889.7638 | 4463.4724 | 0 | 0 | 2230.5639 | 40.1507 | 0 | 491.1871 | 16.412 | 2233.2016 | 0 | 0 | 0 | 405.6104 | 434.0383 | 0 | 0 | 0 | 0 | 0 | 0 | 719.1964 | 0 | 0 | 0 | 0 | 0 | 0 | 0 | 0 | 0 | 0 | 0 | 0 | 16876.4976 | 16876.4976 | 16157.0081 | 16157.0081 | 0 | 719.1964 | 0 | 2854.2386 | 0 | 163.9664 | 0 | 6450.4223 | 0 | 163.9664 | 0 | 5652.7992 | 0 | 163.9664 | 0 | 6733.1678 | 0 | 163.9664 | 0 | 3018.205 | 6614.3887 | 5816.7656 | 6897.1342
67254 | 242.131 | 1623 | 2 | Standard Efficiency | Electric, 120% Usage | EnergyStar, 120% Usage | Gas, 120% Usage | None | 400%+ | 67 | None | 50 or more Unit | Multifamily with 5+ units, 1-3 stories | Multi-Family with 5+ Units | 1500-1999 | 1500-2499 | 3 | Natural Gas | 20% Conditioned | Room AC | None | Natural Gas Fuel Boiler | None | 100000-119999 | 100% Incandescent | Occupied | 1990s | Natural Gas | No | 67.9925 | 444.0027 | 25.7903 | 0 | 327.0673 | 0 | 0 | 40.1507 | 0 | 0 | 0 | 0 | 0 | 181.1179 | 0 | 1881.2232 | 16.412 | 3943.5643 | 0 | 0 | 0 | 31.9447 | 727.1093 | 0 | 0 | 0 | 0 | 0 | 0 | 0 | 0 | 2887.0431 | 0 | 5488.3419 | 0 | 0 | 937.2413 | 0 | 0 | 0 | 0 | 0 | 16999.0013 | 16999.0013 | 7686.375 | 7686.375 | 0 | 9312.6263 | 0 | 1299.5703 | 0 | 2123.0645 | 0 | 2901.6077 | 0 | 2123.0645 | 0 | 2550.578 | 0 | 2123.0645 | 0 | 3094.9442 | 0 | 2123.0645 | 0 | 3422.6348 | 5024.6722 | 4673.6425 | 5218.0087
67264 | 242.131 | 3138 | 1 | None | Electric, 80% Usage | Standard, 80% Usage | Electric, 80% Usage | None | 0-100% | 4 | None | 3 or 4 Unit | Multifamily with 2-4 Units | Multi-Family with 2 - 4 Units | 3000-3999 | 2500-3999 | 2 | Electricity | 100% Conditioned | Central AC | None | Electricity Electric Furnace | None | <10000 | 100% LED | Vacant | 2000s | Electricity | Yes | 0 | 0 | 0 | 355.2021 | 1671.6774 | 0 | 0 | 72.0955 | 0 | 3746.3275 | 0 | 0 | 353.4437 | 0 | 0 | 0 | 16.412 | 0 | 0 | 0 | 0 | 0 | 434.0383 | 0 | 0 | 0 | 0 | 0 | 0 | 0 | 0 | 0 | 0 | 0 | 0 | 0 | 0 | 0 | 0 | 0 | 0 | 0 | 6649.4895 | 6649.4895 | 6649.4895 | 6649.4895 | 0 | 0 | 0 | 1237.0675 | 0 | 0 | 0 | 2767.3013 | 0 | 0 | 0 | 2508.6048 | 0 | 0 | 0 | 2960.7711 | 0 | 0 | 0 | 1237.0675 | 2767.3013 | 2508.6048 | 2960.7711
67463 | 242.131 | 2176 | 3 | None | Electric, 120% Usage | EnergyStar, 120% Usage | Electric, 120% Usage | 318 Rated kWh, 120% Usage | 300-400% | None | None | Single-Family Detached | Single-Family Detached | Single-Family Detached | 2000-2499 | 1500-2499 | 2 | Natural Gas | None | None | None | Natural Gas Fuel Furnace | None | 100000-119999 | 100% Incandescent | Vacant | 1990s | Natural Gas | Yes | 0 | 0 | 0 | 0 | 0 | 0 | 0 | 70.6301 | 0 | 0 | 0 | 0 | 0 | 0 | 0 | 0 | 21.9803 | 0 | 0 | 0 | 0 | 0 | 434.0383 | 0 | 0 | 0 | 0 | 0 | 0 | 0 | 0 | 2841.324 | 0 | 1434.2898 | 0 | 0 | 0 | 0 | 0 | 0 | 0 | 0 | 4801.9695 | 4801.9695 | 526.6487 | 526.6487 | 0 | 4275.6138 | 0 | 90.4005 | 0 | 974.7328 | 0 | 204.1801 | 0 | 974.7328 | 0 | 179.0125 | 0 | 974.7328 | 0 | 214.8055 | 0 | 974.7328 | 0 | 1065.1333 | 1178.9129 | 1153.7453 | 1189.5383
67495 | 242.131 | 3301 | 3 | None | Electric, 80% Usage | Standard, 80% Usage | Electric, 80% Usage | None | 400%+ | None | None | Single-Family Detached | Single-Family Detached | Single-Family Detached | 3000-3999 | 2500-3999 | 2 | Natural Gas | 20% Conditioned | Room AC | None | Natural Gas Fuel Wall/Floor Furnace | None | 180000-199999 | 100% Incandescent | Occupied | 1980s | Natural Gas | Yes | 0 | 610.174 | 22.8595 | 0 | 889.4707 | 0 | 319.7405 | 0 | 0 | 0 | 0 | 0 | 0 | 264.9362 | 99.9372 | 3321.6675 | 21.9803 | 1447.478 | 0 | 0 | 0 | 324.4297 | 400.042 | 0 | 0 | 0 | 0 | 0 | 0 | 0 | 0 | 37940.1015 | 0 | 2784.7613 | 0 | 0 | 0 | 0 | 0 | 0 | 0 | 0 | 48447.8717 | 48447.8717 | 7722.7158 | 7722.7158 | 0 | 40724.8628 | 0 | 1351.1714 | 0 | 9284.4439 | 0 | 2951.3636 | 0 | 9284.4439 | 0 | 2598.4701 | 0 | 9284.4439 | 0 | 3161.3524 | 0 | 9284.4439 | 0 | 10635.6153 | 12235.8075 | 11882.914 | 12445.7963
67520 | 242.131 | 3301 | 3 | Standard Efficiency | Electric, 120% Usage | Standard, 120% Usage | Electric, 120% Usage | None | 400%+ | None | None | Single-Family Detached | Single-Family Detached | Single-Family Detached | 3000-3999 | 2500-3999 | 2 | Natural Gas | None | None | None | Natural Gas Fuel Boiler | None | 140000-159999 | 100% Incandescent | Occupied | 1960s | Electricity | Yes | 67.9925 | 1199.833 | 44.8399 | 0 | 0 | 0 | 0 | 101.1095 | 0 | 0 | 0 | 0 | 5721.3334 | 264.9362 | 0 | 3321.6675 | 21.9803 | 6419.4287 | 0 | 0 | 0 | 565.6272 | 400.042 | 492.0663 | 0 | 0 | 0 | 0 | 0 | 0 | 0 | 49788.9649 | 0 | 0 | 0 | 0 | 0 | 0 | 0 | 0 | 0 | 0 | 68410.1145 | 68410.1145 | 18621.1496 | 18621.1496 | 0 | 49788.9649 | 0 | 3090.4818 | 0 | 11350.8628 | 0 | 6946.4247 | 0 | 11350.8628 | 0 | 6096.965 | 0 | 11350.8628 | 0 | 7474.0329 | 0 | 11350.8628 | 0 | 14441.3446 | 18297.2875 | 17447.8279 | 18824.8957
67620 | 242.131 | 1690 | 2 | None | Gas, 100% Usage | EnergyStar, 100% Usage | Electric, 100% Usage | 290 Rated kWh, 100% Usage | 400%+ | None | None | Single-Family Detached | Single-Family Detached | Single-Family Detached | 1500-1999 | 1500-2499 | 2 | Natural Gas | 100% Conditioned | Central AC | None | Natural Gas Fuel Furnace | None | 120000-139999 | 100% CFL | Occupied | <1940 | Electricity | Yes | 0 | 35.7547 | 23.4457 | 1681.6418 | 4908.0612 | 91.1451 | 319.7405 | 531.3378 | 0 | 0 | 0 | 0 | 2219.7203 | 46.0122 | 0 | 620.1384 | 16.412 | 2382.6678 | 0 | 0 | 0 | 405.6104 | 868.0765 | 0 | 0 | 0 | 0 | 475.0682 | 0 | 0 | 0 | 43060.0531 | 0 | 0 | 0 | 0 | 0 | 0 | 0 | 0 | 0 | 0 | 57685.1787 | 57685.1787 | 14150.0574 | 14150.0574 | 0 | 43535.1213 | 0 | 2346.6869 | 0 | 9925.1064 | 0 | 5027.6391 | 0 | 9925.1064 | 0 | 4469.6706 | 0 | 9925.1064 | 0 | 5331.5519 | 0 | 9925.1064 | 0 | 12271.7932 | 14952.7455 | 14394.777 | 15256.6583
67624 | 242.131 | 317 | 2 | Standard Efficiency | Gas, 100% Usage | EnergyStar, 100% Usage | Electric, 100% Usage | 318 Rated kWh, 100% Usage | 200-300% | None | 8 | Single-Family Attached | Single-Family Attached | Single-Family Attached | 0-499 | 0-1499 | 1 | Natural Gas | 100% Conditioned | Central AC | None | Natural Gas Fuel Boiler | None | 45000-49999 | 100% LED | Occupied | <1940 | Natural Gas | Yes | 67.9925 | 33.117 | 21.6873 | 293.0711 | 1062.0896 | 88.5075 | 0 | 85.5768 | 0 | 0 | 0 | 0 | 0 | 19.3427 | 0 | 185.8071 | 16.412 | 1650.8693 | 0 | 0 | 0 | 389.4915 | 434.0383 | 0 | 0 | 0 | 0 | 439.3135 | 0 | 0 | 0 | 3406.6581 | 0 | 3634.0813 | 0 | 0 | 0 | 0 | 0 | 0 | 0 | 0 | 11828.0553 | 11828.0553 | 4348.0024 | 4348.0024 | 0 | 7479.7598 | 0 | 759.2206 | 0 | 1705.2501 | 0 | 1676.8766 | 0 | 1705.2501 | 0 | 1480.868 | 0 | 1705.2501 | 0 | 1743.7488 | 0 | 1705.2501 | 0 | 2464.4708 | 3382.1267 | 3186.1181 | 3448.9989
67703 | 242.131 | 2663 | 3 | Standard Efficiency | Electric, 120% Usage | EnergyStar, 120% Usage | Electric, 120% Usage | 290 Rated kWh, 120% Usage | 400%+ | None | None | Single-Family Detached | Single-Family Detached | Single-Family Detached | 2500-2999 | 2500-3999 | 1 | Electricity | 100% Conditioned | Heat Pump | None | Electricity ASHP | None | 80000-99999 | 100% Incandescent | Occupied | 1980s | Electricity | Yes | 67.9925 | 480.0504 | 28.1348 | 1692.4854 | 5435.5891 | 109.3155 | 319.7405 | 165.5852 | 181.411 | 2812.31 | 0 | 0 | 3791.4604 | 233.2846 | 99.9372 | 2774.2107 | 21.9803 | 5384.3017 | 0 | 0 | 0 | 486.498 | 434.0383 | 0 | 0 | 0 | 0 | 0 | 1796.5257 | 0 | 0 | 0 | 0 | 0 | 0 | 0 | 0 | 0 | 0 | 0 | 0 | 0 | 26314.8514 | 26314.8514 | 24518.3257 | 24518.3257 | 0 | 1796.5257 | 0 | 4275.5508 | 0 | 409.5535 | 0 | 9460.9321 | 0 | 409.5535 | 0 | 8335.4302 | 0 | 409.5535 | 0 | 9886.6993 | 0 | 409.5535 | 0 | 4685.1043 | 9870.4857 | 8744.9837 | 10296.2529
67722 | 242.131 | 13414 | 3 | Standard Efficiency, No usage | None | None | Electric, 100% Usage | None | 300-400% | None | 15 | Single-Family Attached | Single-Family Attached | Single-Family Attached | 4000+ | 4000+ | 3 | Electricity | 20% Conditioned | Room AC | None | Electricity Baseboard | None | 80000-99999 | 100% LED | Vacant | 1970s | Electricity | Yes | 0 | 0 | 0 | 0 | 812.6861 | 0 | 0 | 0 | 0 | 7367.5136 | 0 | 0 | 210.7181 | 0 | 0 | 0 | 21.9803 | 0 | 0 | 0 | 0 | 0 | 1790.0781 | 0 | 0 | 0 | 0 | 0 | 0 | 0 | 0 | 0 | 0 | 0 | 0 | 0 | 0 | 0 | 0 | 0 | 0 | 0 | 10202.6832 | 10202.6832 | 10202.6832 | 10202.6832 | 0 | 0 | 0 | 1924.3638 | 0 | 0 | 0 | 4488.9247 | 0 | 0 | 0 | 3886.7913 | 0 | 0 | 0 | 4599.0955 | 0 | 0 | 0 | 1924.3638 | 4488.9247 | 3886.7913 | 4599.0955
67867 | 242.131 | 1138 | 2 | Standard Efficiency | None | None | Electric, 120% Usage | 290 Rated kWh, 120% Usage | 200-300% | 67 | None | 50 or more Unit | Multifamily with 5+ units, 4-7 stories | Multi-Family with 5+ Units | 1000-1499 | 0-1499 | 5 | Electricity | 40% Conditioned | Room AC | None | Electricity Baseboard | None | 50000-59999 | 100% CFL | Occupied | 1970s | Electricity | Yes | 67.9925 | 0 | 0 | 0 | 606.9502 | 126.0206 | 319.7405 | 0 | 0 | 4694.1193 | 0 | 0 | 4566.0473 | 39.2715 | 0 | 468.6206 | 16.412 | 3943.2712 | 0 | 0 | 0 | 518.4427 | 434.0383 | 0 | 0 | 0 | 0 | 0 | 0 | 0 | 0 | 0 | 0 | 0 | 0 | 0 | 0 | 0 | 0 | 0 | 0 | 0 | 15800.9267 | 15800.9267 | 15800.9267 | 15800.9267 | 0 | 0 | 0 | 2708.7303 | 0 | 0 | 0 | 6190.1211 | 0 | 0 | 0 | 5406.064 | 0 | 0 | 0 | 6591.6932 | 0 | 0 | 0 | 2708.7303 | 6190.1211 | 5406.064 | 6591.6932
67896 | 242.131 | 1138 | 2 | Standard Efficiency | None | None | Electric, 80% Usage | 318 Rated kWh, 80% Usage | 400%+ | 12 | None | 10 to 19 Unit | Multifamily with 5+ units, 1-3 stories | Multi-Family with 5+ Units | 1000-1499 | 0-1499 | 2 | Electricity | 100% Conditioned | Heat Pump | None | Electricity ASHP | None | 120000-139999 | 100% CFL | Occupied | 1960s | Electricity | Yes | 67.9925 | 0 | 0 | 310.6553 | 886.2469 | 51.5805 | 0 | 101.4026 | 155.3277 | 1754.9096 | 0 | 0 | 784.5513 | 39.2715 | 0 | 468.6206 | 16.412 | 790.7057 | 0 | 0 | 0 | 277.5383 | 434.0383 | 272.8492 | 0 | 0 | 0 | 0 | 0 | 0 | 0 | 0 | 0 | 0 | 0 | 0 | 0 | 0 | 0 | 0 | 0 | 0 | 6412.6881 | 6412.6881 | 6412.6881 | 6412.6881 | 0 | 0 | 0 | 1137.8587 | 0 | 0 | 0 | 2555.2069 | 0 | 0 | 0 | 2239.7774 | 0 | 0 | 0 | 2687.8265 | 0 | 0 | 0 | 1137.8587 | 2555.2069 | 2239.7774 | 2687.8265
67897 | 242.131 | 617 | 1 | Standard Efficiency | Electric, 100% Usage | EnergyStar, 100% Usage | Electric, 100% Usage | 318 Rated kWh, 100% Usage | 400%+ | 3 | None | 3 or 4 Unit | Multifamily with 2-4 Units | Multi-Family with 2 - 4 Units | 500-749 | 0-1499 | 3 | Electricity | 100% Conditioned | Central AC | Heating and Cooling | Electricity Shared Heating | Fan Coil Heating and Cooling, Electricity | 100000-119999 | 100% Incandescent | Occupied | <1940 | Electricity | Yes | 67.9925 | 369.8557 | 21.6873 | 24.0318 | 2000.5031 | 88.5075 | 0 | 268.16 | 0 | 9020.4345 | 0 | 0 | 1889.4292 | 130.7097 | 0 | 1017.8358 | 16.412 | 1211.8489 | 0 | 0 | 0 | 389.4915 | 434.0383 | 0 | 0 | 0 | 0 | 0 | 0 | 0 | 0 | 0 | 0 | 0 | 0 | 0 | 0 | 0 | 0 | 0 | 0 | 0 | 16951.5238 | 16951.5238 | 16951.5238 | 16951.5238 | 0 | 0 | 0 | 2950.3866 | 0 | 0 | 0 | 6772.0175 | 0 | 0 | 0 | 5908.0778 | 0 | 0 | 0 | 7178.2435 | 0 | 0 | 0 | 2950.3866 | 6772.0175 | 5908.0778 | 7178.2435
67900 | 242.131 | 2176 | 4 | Standard Efficiency | Electric, 100% Usage | EnergyStar, 100% Usage | Gas, 100% Usage | None | 200-300% | None | None | Single-Family Detached | Single-Family Detached | Single-Family Detached | 2000-2499 | 1500-2499 | 2 | Natural Gas | 100% Conditioned | Central AC | None | Natural Gas Fuel Furnace | None | 60000-69999 | 100% Incandescent | Occupied | 1980s | Natural Gas | Yes | 67.9925 | 648.8593 | 37.8062 | 1486.4565 | 6050.4522 | 0 | 0 | 400.042 | 0 | 0 | 0 | 0 | 0 | 208.6666 | 99.9372 | 2355.9983 | 21.9803 | 3166.6329 | 0 | 0 | 0 | 36.927 | 868.0765 | 489.7218 | 0 | 0 | 0 | 0 | 0 | 0 | 0 | 26854.3952 | 0 | 5766.4664 | 0 | 0 | 1080.8461 | 0 | 0 | 0 | 0 | 0 | 49641.5501 | 49641.5501 | 15939.8424 | 15939.8424 | 0 | 33701.7077 | 0 | 2741.1939 | 0 | 7683.2855 | 0 | 5845.2167 | 0 | 7683.2855 | 0 | 5191.5284 | 0 | 7683.2855 | 0 | 6161.6251 | 0 | 7683.2855 | 0 | 10424.4794 | 13528.5022 | 12874.8139 | 13844.9106
67990 | 242.131 | 1138 | 2 | None | Electric, 80% Usage | Standard, 80% Usage | Gas, 80% Usage | 318 Rated kWh, 80% Usage | 100-150% | 16 | None | 10 to 19 Unit | Multifamily with 5+ units, 1-3 stories | Multi-Family with 5+ Units | 1000-1499 | 0-1499 | 3 | Electricity | 100% Conditioned | Central AC | Heating and Cooling | Electricity Shared Heating | Fan Coil Heating and Cooling, Electricity | 20000-24999 | 100% Incandescent | Occupied | 1960s | Electricity | Yes | 0 | 564.1618 | 21.1011 | 22.8595 | 1946.285 | 70.9232 | 0 | 243.5421 | 0 | 10159.8948 | 0 | 0 | 1306.8039 | 156.793 | 0 | 1465.0623 | 16.412 | 888.2984 | 0 | 0 | 0 | 21.3942 | 434.0383 | 0 | 0 | 0 | 0 | 0 | 0 | 0 | 0 | 0 | 0 | 0 | 0 | 0 | 624.8275 | 0 | 0 | 0 | 0 | 0 | 17942.104 | 17942.104 | 17317.2765 | 17317.2765 | 0 | 624.8275 | 0 | 3003.7086 | 0 | 142.448 | 0 | 6916.2703 | 0 | 142.448 | 0 | 6028.4667 | 0 | 142.448 | 0 | 7347.4666 | 0 | 142.448 | 0 | 3146.1566 | 7058.7183 | 6170.9146 | 7489.9145
68176 | 242.131 | 853 | 2 | Standard Efficiency | Electric, 100% Usage | EnergyStar, 100% Usage | Electric, 100% Usage | 318 Rated kWh, 100% Usage | 400%+ | 24 | None | 20 to 49 Unit | Multifamily with 5+ units, 1-3 stories | Multi-Family with 5+ Units | 750-999 | 0-1499 | 1 | Electricity | 100% Conditioned | Heat Pump | None | Electricity ASHP | None | 60000-69999 | 100% LED | Occupied | 1980s | Electricity | Yes | 67.9925 | 289.8473 | 16.9981 | 310.6553 | 1270.17 | 64.7687 | 0 | 78.8361 | 87.9213 | 961.5662 | 0 | 0 | 1221.8133 | 23.7388 | 0 | 298.0533 | 16.412 | 1466.5276 | 0 | 0 | 0 | 346.9961 | 434.0383 | 0 | 0 | 0 | 0 | 0 | 0 | 0 | 0 | 0 | 0 | 0 | 0 | 0 | 0 | 0 | 0 | 0 | 0 | 0 | 6956.628 | 6956.628 | 6956.628 | 6956.628 | 0 | 0 | 0 | 1188.1439 | 0 | 0 | 0 | 2655.3538 | 0 | 0 | 0 | 2335.3525 | 0 | 0 | 0 | 2798.4939 | 0 | 0 | 0 | 1188.1439 | 2655.3538 | 2335.3525 | 2798.4939
68240 | 242.131 | 2176 | 4 | None | Electric, 120% Usage | EnergyStar, 120% Usage | Electric, 120% Usage | None | 400%+ | None | None | Single-Family Detached | Single-Family Detached | Single-Family Detached | 2000-2499 | 1500-2499 | 1 | Natural Gas | 100% Conditioned | Central AC | None | Natural Gas Fuel Furnace | None | 200000+ | 100% LED | Occupied | 1960s | Natural Gas | Yes | 0 | 778.6898 | 45.426 | 1155.8723 | 5683.8203 | 0 | 319.7405 | 398.2836 | 0 | 0 | 0 | 0 | 0 | 34.8755 | 16.7051 | 575.5916 | 21.9803 | 6333.5589 | 0 | 0 | 0 | 644.7564 | 434.0383 | 0 | 0 | 0 | 0 | 0 | 0 | 0 | 0 | 16014.2825 | 0 | 9500.4849 | 0 | 0 | 0 | 0 | 0 | 0 | 0 | 0 | 41957.8128 | 41957.8128 | 16442.7524 | 16442.7524 | 0 | 25515.0604 | 0 | 2832.5124 | 0 | 5816.8763 | 0 | 6172.1212 | 0 | 5816.8763 | 0 | 5472.3919 | 0 | 5816.8763 | 0 | 6416.4719 | 0 | 5816.8763 | 0 | 8649.3887 | 11988.9975 | 11289.2682 | 12233.3481
68363 | 242.131 | 1690 | 3 | Standard Efficiency | Electric, 120% Usage | Standard, 120% Usage | Electric, 120% Usage | 290 Rated kWh, 120% Usage | 200-300% | None | None | Single-Family Detached | Single-Family Detached | Single-Family Detached | 1500-1999 | 1500-2499 | 1 | Natural Gas | 60% Conditioned | Central AC | None | Natural Gas Fuel Furnace | None | 35000-39999 | 100% CFL | Occupied | 1960s | Electricity | Yes | 67.9925 | 915.261 | 34.2893 | 59.4934 | 1381.244 | 109.3155 | 0 | 558.3004 | 0 | 0 | 0 | 0 | 4187.9856 | 46.0122 | 0 | 620.1384 | 21.9803 | 4765.3356 | 0 | 0 | 0 | 486.498 | 434.0383 | 0 | 0 | 0 | 0 | 0 | 0 | 0 | 0 | 25816.0444 | 0 | 0 | 0 | 0 | 0 | 0 | 0 | 0 | 0 | 0 | 39504.5149 | 39504.5149 | 13688.4705 | 13688.4705 | 0 | 25816.0444 | 0 | 2257.0384 | 0 | 5885.5538 | 0 | 5090.7579 | 0 | 5885.5538 | 0 | 4476.0531 | 0 | 5885.5538 | 0 | 5418.1382 | 0 | 5885.5538 | 0 | 8142.5922 | 10976.3117 | 10361.6069 | 11303.692
68414 | 242.131 | 3301 | 5 | Standard Efficiency | Electric, 100% Usage | EnergyStar, 100% Usage | Electric, 100% Usage | None | 400%+ | None | None | Single-Family Detached | Single-Family Detached | Single-Family Detached | 3000-3999 | 2500-3999 | 2 | Electricity | 100% Conditioned | Central AC | None | Electricity Electric Furnace | None | 200000+ | 100% Incandescent | Occupied | 2000s | Electricity | Yes | 81.7668 | 524.5972 | 30.7725 | 478.292 | 2536.8232 | 0 | 0 | 149.1732 | 0 | 8978.2322 | 0 | 0 | 2707.0975 | 264.9362 | 99.9372 | 3321.6675 | 27.2556 | 3209.7144 | 0 | 0 | 0 | 471.2583 | 868.0765 | 0 | 0 | 0 | 0 | 0 | 0 | 0 | 0 | 0 | 0 | 0 | 0 | 0 | 0 | 0 | 0 | 0 | 0 | 0 | 23749.6003 | 23749.6003 | 23749.6003 | 23749.6003 | 0 | 0 | 0 | 4023.6637 | 0 | 0 | 0 | 9290.889 | 0 | 0 | 0 | 8120.925 | 0 | 0 | 0 | 9777.6938 | 0 | 0 | 0 | 4023.6637 | 9290.889 | 8120.925 | 9777.6938
68431 | 242.131 | 617 | 1 | Standard Efficiency, No usage | Electric, 80% Usage | EnergyStar, 80% Usage | Electric, 80% Usage | 318 Rated kWh, 80% Usage | 400%+ | 10 | None | 10 to 19 Unit | Multifamily with 5+ units, 1-3 stories | Multi-Family with 5+ Units | 500-749 | 0-1499 | 2 | Electricity | None | None | None | Electricity Baseboard | None | 80000-99999 | 100% LED | Vacant | 1990s | Electricity | Yes | 0 | 0 | 0 | 0 | 0 | 0 | 0 | 0 | 0 | 2815.5338 | 0 | 0 | 317.1029 | 0 | 0 | 0 | 16.412 | 0 | 0 | 0 | 0 | 0 | 434.0383 | 0 | 0 | 0 | 0 | 0 | 0 | 0 | 0 | 0 | 0 | 0 | 0 | 0 | 0 | 0 | 0 | 0 | 0 | 0 | 3583.0869 | 3583.0869 | 3583.0869 | 3583.0869 | 0 | 0 | 0 | 675.9483 | 0 | 0 | 0 | 1601.7961 | 0 | 0 | 0 | 1385.0189 | 0 | 0 | 0 | 1657.2741 | 0 | 0 | 0 | 675.9483 | 1601.7961 | 1385.0189 | 1657.2741
68479 | 242.131 | 2152 | 3 | Standard Efficiency | Electric, 80% Usage | EnergyStar, 80% Usage | Electric, 80% Usage | 318 Rated kWh, 80% Usage | 400%+ | None | 8 | Single-Family Attached | Single-Family Attached | Single-Family Attached | 2000-2499 | 1500-2499 | 2 | Fuel Oil | 100% Conditioned | Central AC | None | Fuel Oil Fuel Furnace | None | 140000-159999 | 100% CFL | Occupied | 1970s | Natural Gas | Yes | 67.9925 | 488.5495 | 28.4279 | 551.5598 | 4488.0904 | 128.3651 | 0 | 297.4671 | 0 | 0 | 0 | 0 | 0 | 51.8736 | 0 | 747.0382 | 21.9803 | 1162.906 | 0 | 0 | 0 | 413.5233 | 434.0383 | 0 | 0 | 11931.5094 | 0 | 0 | 0 | 0 | 0 | 0 | 0 | 3041.7846 | 0 | 0 | 0 | 0 | 0 | 0 | 0 | 0 | 23855.399 | 23855.399 | 8881.8118 | 8881.8118 | 11931.5094 | 3041.7846 | 0 | 1530.5014 | 3617.5883 | 693.4937 | 0 | 3271.2342 | 3617.5883 | 693.4937 | 0 | 2910.5689 | 3617.5883 | 693.4937 | 0 | 3408.5131 | 3617.5883 | 693.4937 | 0 | 5841.5834 | 7582.3163 | 7221.6509 | 7719.5951
68514 | 242.131 | 2663 | 5 | None | Electric, 80% Usage | EnergyStar, 80% Usage | Electric, 80% Usage | None | 400%+ | None | None | Single-Family Detached | Single-Family Detached | Single-Family Detached | 2500-2999 | 2500-3999 | 1 | Fuel Oil | 40% Conditioned | Room AC | None | Fuel Oil Fuel Boiler | None | 140000-159999 | 100% Incandescent | Occupied | 1960s | Electricity | Yes | 0 | 320.0336 | 18.7565 | 0 | 2623.8653 | 0 | 319.7405 | 184.6348 | 0 | 0 | 0 | 0 | 1227.6747 | 233.2846 | 99.9372 | 2774.2107 | 27.2556 | 1346.0754 | 0 | 0 | 0 | 324.4297 | 480.0504 | 0 | 0 | 28439.3236 | 0 | 0 | 0 | 0 | 0 | 0 | 0 | 0 | 0 | 0 | 0 | 0 | 0 | 0 | 0 | 0 | 38419.2727 | 38419.2727 | 9979.6561 | 9979.6561 | 28439.3236 | 0 | 0 | 1778.0177 | 8622.7959 | 0 | 0 | 3827.0554 | 8622.7959 | 0 | 0 | 3379.3448 | 8622.7959 | 0 | 0 | 4069.0243 | 8622.7959 | 0 | 0 | 10400.8136 | 12449.8514 | 12002.1407 | 12691.8202
68661 | 242.131 | 2663 | 4 | Standard Efficiency | None | None | Electric, 120% Usage | 290 Rated kWh, 120% Usage | 400%+ | None | None | Single-Family Detached | Single-Family Detached | Single-Family Detached | 2500-2999 | 2500-3999 | 2 | Electricity | 100% Conditioned | Heat Pump | None | Electricity ASHP | None | 60000-69999 | 100% CFL | Occupied | 1990s | Electricity | Yes | 67.9925 | 0 | 0 | 901.7797 | 3686.2479 | 67.6994 | 319.7405 | 833.7872 | 2169.6051 | 9144.9897 | 0 | 0 | 2004.02 | 58.3211 | 24.911 | 887.4192 | 21.9803 | 4754.785 | 0 | 0 | 0 | 407.3688 | 914.0887 | 0 | 0 | 0 | 0 | 0 | 0 | 0 | 0 | 0 | 0 | 0 | 0 | 0 | 0 | 0 | 0 | 0 | 0 | 0 | 26264.4432 | 26264.4432 | 26264.4432 | 26264.4432 | 0 | 0 | 0 | 4598.9123 | 0 | 0 | 0 | 10566.6289 | 0 | 0 | 0 | 9221.107 | 0 | 0 | 0 | 11037.9594 | 0 | 0 | 0 | 4598.9123 | 10566.6289 | 9221.107 | 11037.9594
68729 | 242.131 | 885 | 3 | None | Electric, 100% Usage | EnergyStar, 100% Usage | Electric, 100% Usage | None | 300-400% | None | None | Single-Family Detached | Single-Family Detached | Single-Family Detached | 750-999 | 0-1499 | 1 | Fuel Oil | None | None | None | Fuel Oil Fuel Boiler | None | 80000-99999 | 100% LED | Occupied | 1940s | Electricity | Yes | 0 | 647.1009 | 37.8062 | 0 | 0 | 0 | 319.7405 | 344.9446 | 0 | 0 | 1077.9154 | 1065.0203 | 3576.6393 | 24.0318 | 0 | 304.7939 | 21.9803 | 2756.3334 | 0 | 0 | 0 | 537.1993 | 914.0887 | 0 | 0 | 24900.4904 | 0 | 0 | 0 | 928.4491 | 0 | 0 | 0 | 0 | 0 | 0 | 0 | 0 | 0 | 0 | 0 | 0 | 37456.8273 | 37456.8273 | 11627.8878 | 11627.8878 | 24900.4904 | 928.4491 | 0 | 1963.4739 | 7549.8173 | 211.6811 | 0 | 4383.3094 | 7549.8173 | 211.6811 | 0 | 3849.9183 | 7549.8173 | 211.6811 | 0 | 4699.8806 | 7549.8173 | 211.6811 | 0 | 9724.9723 | 12144.8078 | 11611.4167 | 12461.379
68764 | 242.131 | 617 | 1 | Standard Efficiency | None | None | Electric, 80% Usage | None | 150-200% | 8 | None | 5 to 9 Unit | Multifamily with 5+ units, 4-7 stories | Multi-Family with 5+ Units | 500-749 | 0-1499 | 4 | Electricity | None | None | Heating Only | Electricity Shared Heating | Boiler Baseboards Heating Only, Electricity | 20000-24999 | 100% Incandescent | Occupied | <1940 | Electricity | No | 67.9925 | 0 | 0 | 0 | 0 | 0 | 0 | 148.8801 | 0 | 10318.4462 | 0 | 0 | 744.4005 | 130.7097 | 0 | 1017.8358 | 16.412 | 685.7863 | 0 | 0 | 0 | 277.5383 | 434.0383 | 0 | 0 | 0 | 0 | 0 | 0 | 0 | 0 | 0 | 0 | 0 | 0 | 0 | 0 | 0 | 0 | 0 | 0 | 0 | 13842.0397 | 13842.0397 | 13842.0397 | 13842.0397 | 0 | 0 | 0 | 2453.5337 | 0 | 0 | 0 | 5720.6689 | 0 | 0 | 0 | 4960.9125 | 0 | 0 | 0 | 6074.4233 | 0 | 0 | 0 | 2453.5337 | 5720.6689 | 4960.9125 | 6074.4233
68771 | 242.131 | 1690 | 2 | Standard Efficiency | Electric, 80% Usage | EnergyStar, 80% Usage | None | 318 Rated kWh, 80% Usage | 400%+ | None | None | Single-Family Detached | Single-Family Detached | Single-Family Detached | 1500-1999 | 1500-2499 | 1 | Electricity | 100% Conditioned | Heat Pump | None | Electricity ASHP | None | 200000+ | 100% CFL | Occupied | 1990s | Electricity | Yes | 67.9925 | 320.0336 | 18.7565 | 694.2854 | 2245.8036 | 77.9569 | 0 | 359.8913 | 1556.2074 | 5972.7884 | 0 | 0 | 1318.2337 | 46.0122 | 0 | 620.1384 | 16.412 | 1191.3339 | 0 | 0 | 0 | 0 | 434.0383 | 0 | 0 | 0 | 0 | 0 | 0 | 0 | 0 | 0 | 0 | 0 | 0 | 0 | 0 | 0 | 0 | 0 | 0 | 0 | 14940.4701 | 14940.4701 | 14940.4701 | 14940.4701 | 0 | 0 | 0 | 2681.522 | 0 | 0 | 0 | 6120.3804 | 0 | 0 | 0 | 5340.9395 | 0 | 0 | 0 | 6386.1129 | 0 | 0 | 0 | 2681.522 | 6120.3804 | 5340.9395 | 6386.1129
68776 | 242.131 | 2152 | 3 | None | Electric, 100% Usage | Standard, 100% Usage | Electric, 100% Usage | 290 Rated kWh, 100% Usage | 400%+ | None | 5 | Single-Family Attached | Single-Family Attached | Single-Family Attached | 2000-2499 | 1500-2499 | 2 | Electricity | 100% Conditioned | Central AC | None | Electricity Baseboard | None | 200000+ | 100% Incandescent | Occupied | 1980s | Electricity | Yes | 0 | 705.129 | 26.3764 | 446.6403 | 1924.0116 | 82.646 | 0 | 0 | 0 | 6844.0887 | 0 | 0 | 2120.0761 | 207.4943 | 0 | 2335.4834 | 21.9803 | 1932.8037 | 0 | 0 | 0 | 389.4915 | 1790.0781 | 0 | 0 | 0 | 0 | 0 | 0 | 0 | 0 | 0 | 0 | 0 | 0 | 0 | 0 | 0 | 0 | 0 | 0 | 0 | 18826.2994 | 18826.2994 | 18826.2994 | 18826.2994 | 0 | 0 | 0 | 3204.0881 | 0 | 0 | 0 | 7334.1001 | 0 | 0 | 0 | 6417.5183 | 0 | 0 | 0 | 7753.9479 | 0 | 0 | 0 | 3204.0881 | 7334.1001 | 6417.5183 | 7753.9479
68937 | 242.131 | 1690 | 3 | Standard Efficiency | Electric, 120% Usage | EnergyStar, 120% Usage | Propane, 120% Usage | 318 Rated kWh, 120% Usage | 200-300% | None | None | Single-Family Detached | Single-Family Detached | Single-Family Detached | 1500-1999 | 1500-2499 | 1 | Other Fuel | 80% Conditioned | Room AC | None | None | None | 45000-49999 | 100% Incandescent | Occupied | 1990s | Electricity | Yes | 67.9925 | 480.0504 | 28.1348 | 0 | 2932.7622 | 117.2284 | 0 | 0 | 0 | 0 | 897.3836 | 886.54 | 3993.9725 | 184.6348 | 0 | 1938.9582 | 21.9803 | 4765.3356 | 0 | 0 | 0 | 33.4101 | 434.0383 | 0 | 0 | 0 | 0 | 0 | 0 | 0 | 0 | 0 | 0 | 0 | 0 | 0 | 0 | 0 | 0 | 0 | 0 | 976.2197 | 17758.6415 | 17758.6415 | 16782.4218 | 16782.4218 | 0 | 0 | 976.2197 | 2861.8599 | 0 | 0 | 268.6278 | 6307.2922 | 0 | 0 | 268.6278 | 5804.7622 | 0 | 0 | 268.6278 | 6965.7464 | 0 | 0 | 268.6278 | 3130.4877 | 6575.92 | 6073.39 | 7234.3742
68945 | 242.131 | 885 | 3 | Standard Efficiency | Electric, 120% Usage | EnergyStar, 120% Usage | Electric, 120% Usage | None | 200-300% | None | None | Single-Family Detached | Single-Family Detached | Single-Family Detached | 750-999 | 0-1499 | 1 | Fuel Oil | 100% Conditioned | Central AC | None | Fuel Oil Fuel Furnace | None | 25000-29999 | 100% LED | Occupied | 1970s | Electricity | Yes | 67.9925 | 330.8772 | 19.3427 | 230.6469 | 2417.8363 | 0 | 0 | 414.6956 | 0 | 0 | 0 | 0 | 2043.8776 | 24.0318 | 0 | 304.7939 | 21.9803 | 3623.8238 | 0 | 0 | 0 | 407.3688 | 434.0383 | 0 | 0 | 16366.847 | 0 | 0 | 0 | 0 | 0 | 0 | 0 | 0 | 0 | 0 | 0 | 0 | 0 | 0 | 0 | 0 | 26708.4458 | 26708.4458 | 10341.5988 | 10341.5988 | 16366.847 | 0 | 0 | 1747.094 | 4962.3935 | 0 | 0 | 3870.3681 | 4962.3935 | 0 | 0 | 3571.0552 | 4962.3935 | 0 | 0 | 4254.3399 | 4962.3935 | 0 | 0 | 6709.4875 | 8832.7616 | 8533.4487 | 9216.7334
68972 | 242.131 | 1138 | 2 | None | Electric, 100% Usage | Standard, 100% Usage | Electric, 100% Usage | 290 Rated kWh, 100% Usage | 400%+ | 323 | None | 50 or more Unit | Multifamily with 5+ units, 8+ stories | Multi-Family with 5+ Units | 1000-1499 | 0-1499 | 8 | Natural Gas | 100% Conditioned | Central AC | None | Natural Gas Fuel Furnace | None | 180000-199999 | 100% LED | Occupied | 2010s | Natural Gas | Yes | 0 | 705.129 | 26.3764 | 332.6357 | 1220.9341 | 82.646 | 0 | 0.87921 | 0 | 0 | 0 | 0 | 0 | 26.0833 | 0 | 357.8398 | 16.412 | 1776.3038 | 0 | 0 | 0 | 389.4915 | 434.0383 | 0 | 0 | 0 | 0 | 0 | 0 | 0 | 0 | 582.3322 | 0 | 3794.9773 | 0 | 0 | 0 | 0 | 0 | 0 | 0 | 0 | 9746.0784 | 9746.0784 | 5369.062 | 5369.062 | 0 | 4377.0164 | 0 | 904.7308 | 0 | 997.8837 | 0 | 1995.0462 | 0 | 997.8837 | 0 | 1760.9631 | 0 | 997.8837 | 0 | 2113.0818 | 0 | 997.8837 | 0 | 1902.6145 | 2992.9299 | 2758.8468 | 3110.9655
69048 | 242.131 | 853 | 3 | Standard Efficiency | Electric, 120% Usage | EnergyStar, 120% Usage | Electric, 120% Usage | None | 0-100% | 183 | None | 50 or more Unit | Multifamily with 5+ units, 4-7 stories | Multi-Family with 5+ Units | 750-999 | 0-1499 | 6 | Electricity | 100% Conditioned | Heat Pump | None | Electricity ASHP | None | 10000-14999 | 100% Incandescent | Occupied | 1980s | Natural Gas | Yes | 81.7668 | 540.13 | 31.6517 | 440.4858 | 1783.3375 | 0 | 0 | 112.2462 | 181.1179 | 1304.4593 | 0 | 0 | 0 | 142.7256 | 0 | 1220.3479 | 21.9803 | 3713.5035 | 0 | 0 | 0 | 518.4427 | 400.042 | 0 | 0 | 0 | 0 | 0 | 0 | 0 | 0 | 0 | 0 | 5776.1377 | 0 | 0 | 0 | 0 | 0 | 0 | 0 | 0 | 16268.3751 | 16268.3751 | 10492.2374 | 10492.2374 | 0 | 5776.1377 | 0 | 1810.7212 | 0 | 1316.8449 | 0 | 4057.4001 | 0 | 1316.8449 | 0 | 3565.3091 | 0 | 1316.8449 | 0 | 4270.7359 | 0 | 1316.8449 | 0 | 3127.5661 | 5374.245 | 4882.1539 | 5587.5808
69084 | 242.131 | 3301 | 4 | Standard Efficiency | Electric, 120% Usage | EnergyStar, 120% Usage | Electric, 120% Usage | 318 Rated kWh, 120% Usage | 200-300% | None | None | Single-Family Detached | Single-Family Detached | Single-Family Detached | 3000-3999 | 2500-3999 | 2 | Natural Gas | 40% Conditioned | Room AC | None | Natural Gas Fuel Boiler | None | 40000-44999 | 100% CFL | Occupied | <1940 | Electricity | Yes | 67.9925 | 480.0504 | 28.1348 | 0 | 2258.9918 | 117.2284 | 0 | 93.4897 | 0 | 0 | 0 | 0 | 4034.1233 | 66.2341 | 0 | 1062.6757 | 21.9803 | 5789.9121 | 0 | 0 | 0 | 486.498 | 1160.8545 | 0 | 0 | 0 | 0 | 0 | 0 | 0 | 0 | 34279.3508 | 0 | 0 | 0 | 0 | 0 | 0 | 0 | 0 | 0 | 0 | 49947.5163 | 49947.5163 | 15668.1655 | 15668.1655 | 0 | 34279.3508 | 0 | 2658.0409 | 0 | 7814.9806 | 0 | 5879.7882 | 0 | 7814.9806 | 0 | 5183.581 | 0 | 7814.9806 | 0 | 6244.676 | 0 | 7814.9806 | 0 | 10473.0214 | 13694.7688 | 12998.5616 | 14059.6566
69142 | 242.131 | 853 | 1 | Standard Efficiency | None | None | Electric, 100% Usage | 290 Rated kWh, 100% Usage | 300-400% | 67 | None | 50 or more Unit | Multifamily with 5+ units, 1-3 stories | Multi-Family with 5+ Units | 750-999 | 0-1499 | 2 | Electricity | 40% Conditioned | Room AC | None | Electricity Electric Furnace | None | 50000-59999 | 100% LED | Occupied | 1950s | Electricity | No | 67.9925 | 0 | 0 | 0 | 634.2058 | 82.646 | 0 | 45.7191 | 0 | 1942.182 | 0 | 0 | 1969.1445 | 23.7388 | 0 | 298.0533 | 16.412 | 1661.713 | 0 | 0 | 0 | 389.4915 | 480.0504 | 0 | 0 | 0 | 0 | 0 | 0 | 0 | 0 | 0 | 0 | 0 | 0 | 0 | 0 | 0 | 0 | 0 | 0 | 0 | 7611.6418 | 7611.6418 | 7611.6418 | 7611.6418 | 0 | 0 | 0 | 1286.2319 | 0 | 0 | 0 | 2940.5151 | 0 | 0 | 0 | 2570.4794 | 0 | 0 | 0 | 3111.5797 | 0 | 0 | 0 | 1286.2319 | 2940.5151 | 2570.4794 | 3111.5797
69193 | 242.131 | 2663 | 3 | Standard Efficiency | Gas, 120% Usage | EnergyStar, 120% Usage | Gas, 120% Usage | 290 Rated kWh, 120% Usage | 400%+ | None | None | Single-Family Detached | Single-Family Detached | Single-Family Detached | 2500-2999 | 2500-3999 | 2 | Natural Gas | 60% Conditioned | Central AC | None | Natural Gas Fuel Furnace | None | 180000-199999 | 100% LED | Occupied | 1990s | Natural Gas | Yes | 67.9925 | 69.4578 | 45.426 | 161.4822 | 2171.6566 | 192.5477 | 319.7405 | 851.6645 | 0 | 0 | 0 | 0 | 0 | 38.9785 | 16.7051 | 677.8734 | 21.9803 | 6643.335 | 0 | 0 | 0 | 44.2537 | 480.0504 | 0 | 0 | 0 | 0 | 924.6392 | 0 | 0 | 0 | 34257.9566 | 0 | 9676.9137 | 0 | 0 | 1297.1326 | 0 | 0 | 0 | 0 | 0 | 57959.4932 | 57959.4932 | 11802.8512 | 11802.8512 | 0 | 46156.642 | 0 | 2021.9043 | 0 | 10522.7746 | 0 | 4476.3112 | 0 | 10522.7746 | 0 | 3945.6844 | 0 | 10522.7746 | 0 | 4720.1457 | 0 | 10522.7746 | 0 | 12544.679 | 14999.0859 | 14468.459 | 15242.9203
69196 | 242.131 | 2663 | 4 | Standard Efficiency | Electric, 100% Usage | EnergyStar, 100% Usage | Electric, 100% Usage | None | 400%+ | None | None | Single-Family Detached | Single-Family Detached | Single-Family Detached | 2500-2999 | 2500-3999 | 1 | Fuel Oil | 100% Conditioned | Central AC | None | Fuel Oil Fuel Furnace | None | 160000-179999 | 100% Incandescent | Occupied | 1990s | Electricity | Yes | 67.9925 | 524.5972 | 30.7725 | 828.2188 | 3455.3079 | 0 | 319.7405 | 75.9054 | 0 | 0 | 0 | 0 | 2805.8624 | 233.2846 | 0 | 2774.2107 | 21.9803 | 3006.9092 | 0 | 0 | 0 | 471.2583 | 868.0765 | 0 | 0 | 8666.6977 | 0 | 0 | 0 | 0 | 0 | 0 | 0 | 0 | 0 | 0 | 0 | 0 | 0 | 0 | 0 | 0 | 24150.5215 | 24150.5215 | 15483.8238 | 15483.8238 | 8666.6977 | 0 | 0 | 2640.7912 | 2627.7704 | 0 | 0 | 5784.9048 | 2627.7704 | 0 | 0 | 5108.203 | 2627.7704 | 0 | 0 | 6137.9335 | 2627.7704 | 0 | 0 | 5268.5616 | 8412.6752 | 7735.9734 | 8765.7038
69321 | 242.131 | 1202 | 3 | None | Electric, 100% Usage | Standard, 100% Usage | Electric, 100% Usage | 290 Rated kWh, 100% Usage | 400%+ | None | 8 | Single-Family Attached | Single-Family Attached | Single-Family Attached | 1000-1499 | 0-1499 | 1 | Natural Gas | 40% Conditioned | Room AC | None | Natural Gas Fuel Wall/Floor Furnace | None | 120000-139999 | 100% Incandescent | Occupied | 1950s | Natural Gas | Yes | 0 | 705.129 | 26.3764 | 0 | 867.1973 | 82.646 | 0 | 0 | 0 | 0 | 0 | 0 | 0 | 160.0168 | 0 | 1519.8666 | 21.9803 | 1786.8543 | 0 | 0 | 0 | 389.4915 | 480.0504 | 0 | 0 | 0 | 0 | 0 | 0 | 0 | 0 | 19228.979 | 0 | 3737.5354 | 0 | 0 | 0 | 0 | 0 | 0 | 0 | 0 | 29006.4161 | 29006.4161 | 6039.9017 | 6039.9017 | 0 | 22966.5144 | 0 | 1038.028 | 0 | 5235.887 | 0 | 2286.5138 | 0 | 5235.887 | 0 | 2014.1678 | 0 | 5235.887 | 0 | 2434.5704 | 0 | 5235.887 | 0 | 6273.915 | 7522.4008 | 7250.0549 | 7670.4574
69353 | 242.131 | 853 | 2 | Standard Efficiency | Electric, 100% Usage | EnergyStar, 100% Usage | Electric, 100% Usage | None | 400%+ | 4 | None | 3 or 4 Unit | Multifamily with 2-4 Units | Multi-Family with 2 - 4 Units | 750-999 | 0-1499 | 2 | Electricity | 100% Conditioned | Heat Pump | None | Electricity ASHP | None | 120000-139999 | 100% CFL | Occupied | 1990s | Natural Gas | Yes | 67.9925 | 369.8557 | 21.6873 | 513.7536 | 2065.858 | 0 | 0 | 429.3491 | 1716.2242 | 4849.447 | 0 | 0 | 0 | 35.7547 | 0 | 390.3707 | 16.412 | 1285.4097 | 0 | 0 | 0 | 389.4915 | 400.042 | 0 | 0 | 0 | 0 | 0 | 0 | 0 | 0 | 0 | 0 | 3441.8266 | 0 | 0 | 0 | 0 | 0 | 0 | 0 | 0 | 15993.4744 | 15993.4744 | 12551.6478 | 12551.6478 | 0 | 3441.8266 | 0 | 2241.2988 | 0 | 784.6767 | 0 | 5123.2678 | 0 | 784.6767 | 0 | 4470.6726 | 0 | 784.6767 | 0 | 5366.3488 | 0 | 784.6767 | 0 | 3025.9755 | 5907.9445 | 5255.3493 | 6151.0255
69438 | 242.131 | 2176 | 3 | Standard Efficiency | Electric, 100% Usage | Standard, 100% Usage | Electric, 100% Usage | None | 400%+ | None | None | Single-Family Detached | Single-Family Detached | Single-Family Detached | 2000-2499 | 1500-2499 | 1 | Natural Gas | 60% Conditioned | Central AC | None | Natural Gas Fuel Furnace | None | 100000-119999 | 100% CFL | Occupied | 1960s | Electricity | Yes | 67.9925 | 999.9585 | 37.5131 | 157.0861 | 3066.9887 | 0 | 319.7405 | 806.5316 | 0 | 0 | 0 | 0 | 3146.411 | 52.1667 | 0 | 753.7788 | 21.9803 | 2851.8746 | 0 | 0 | 0 | 471.2583 | 914.0887 | 0 | 0 | 0 | 0 | 0 | 0 | 0 | 0 | 37308.5334 | 0 | 0 | 0 | 0 | 0 | 0 | 0 | 0 | 0 | 0 | 50975.9027 | 50975.9027 | 13667.3693 | 13667.3693 | 0 | 37308.5334 | 0 | 2359.5807 | 0 | 8505.5804 | 0 | 5209.9896 | 0 | 8505.5804 | 0 | 4596.74 | 0 | 8505.5804 | 0 | 5472.0059 | 0 | 8505.5804 | 0 | 10865.1611 | 13715.57 | 13102.3204 | 13977.5863
69456 | 242.131 | 1220 | 4 | Standard Efficiency, No usage | Electric, 120% Usage | EnergyStar, 120% Usage | Gas, 120% Usage | None | 0-100% | None | None | Single-Family Detached | Single-Family Detached | Single-Family Detached | 1000-1499 | 0-1499 | 2 | Natural Gas | 40% Conditioned | Room AC | None | Natural Gas Fuel Wall/Floor Furnace | None | <10000 | 100% Incandescent | Vacant | <1940 | Natural Gas | Yes | 0 | 0 | 0 | 0 | 911.158 | 0 | 0 | 0 | 0 | 0 | 0 | 0 | 0 | 0 | 0 | 0 | 21.9803 | 0 | 0 | 0 | 0 | 0 | 434.0383 | 0 | 0 | 0 | 0 | 0 | 0 | 0 | 0 | 11254.8083 | 0 | 1470.3376 | 0 | 0 | 0 | 0 | 0 | 0 | 0 | 0 | 14092.3224 | 14092.3224 | 1366.8835 | 1366.8835 | 0 | 12725.1459 | 0 | 223.6052 | 0 | 2901.101 | 0 | 452.9129 | 0 | 2901.101 | 0 | 407.7151 | 0 | 2901.101 | 0 | 482.6967 | 0 | 2901.101 | 0 | 3124.7062 | 3354.0139 | 3308.8162 | 3383.7977
69485 | 242.131 | 1675 | 3 | Standard Efficiency | Electric, 100% Usage | EnergyStar, 100% Usage | Gas, 100% Usage | None | 400%+ | None | 10 | Single-Family Attached | Single-Family Attached | Single-Family Attached | 1500-1999 | 1500-2499 | 3 | Natural Gas | 100% Conditioned | Central AC | None | Natural Gas Fuel Furnace | None | 140000-159999 | 100% CFL | Occupied | 1960s | Natural Gas | Yes | 67.9925 | 369.8557 | 21.6873 | 754.9511 | 5487.1696 | 0 | 319.7405 | 484.1534 | 0 | 0 | 0 | 0 | 0 | 46.0122 | 0 | 616.0354 | 21.9803 | 1859.5359 | 0 | 0 | 0 | 26.6695 | 434.0383 | 0 | 0 | 0 | 0 | 0 | 0 | 0 | 0 | 22451.8816 | 0 | 3239.0215 | 0 | 0 | 781.0344 | 0 | 0 | 0 | 0 | 0 | 36981.466 | 36981.466 | 10509.5286 | 10509.5286 | 0 | 26471.9375 | 0 | 1812.9742 | 0 | 6035.0578 | 0 | 3818.8255 | 0 | 6035.0578 | 0 | 3402.1437 | 0 | 6035.0578 | 0 | 4018.1149 | 0 | 6035.0578 | 0 | 7848.0321 | 9853.8833 | 9437.2015 | 10053.1727
69636 | 242.131 | 1690 | 5 | Standard Efficiency, No usage | None | None | None | None | 400%+ | None | None | Single-Family Detached | Single-Family Detached | Single-Family Detached | 1500-1999 | 1500-2499 | 1 | Natural Gas | 100% Conditioned | Central AC | None | Natural Gas Fuel Wall/Floor Furnace | None | 100000-119999 | 100% Incandescent | Vacant | 1970s | Natural Gas | Yes | 0 | 0 | 0 | 821.7713 | 2705.046 | 0 | 319.7405 | 0 | 0 | 0 | 0 | 0 | 0 | 0 | 0 | 0 | 27.2556 | 0 | 0 | 0 | 0 | 0 | 400.042 | 0 | 0 | 0 | 0 | 0 | 0 | 0 | 0 | 3408.1235 | 0 | 1493.4902 | 0 | 0 | 0 | 0 | 0 | 0 | 0 | 0 | 9175.176 | 9175.176 | 4273.8554 | 4273.8554 | 0 | 4901.6136 | 0 | 701.1445 | 0 | 1117.4361 | 0 | 1467.2969 | 0 | 1117.4361 | 0 | 1319.7488 | 0 | 1117.4361 | 0 | 1499.4258 | 0 | 1117.4361 | 0 | 1818.5806 | 2584.7331 | 2437.1849 | 2616.8619
69723 | 242.131 | 1220 | 3 | Standard Efficiency | Electric, 100% Usage | EnergyStar, 100% Usage | Propane, 100% Usage | 290 Rated kWh, 100% Usage | 200-300% | None | None | Single-Family Detached | Single-Family Detached | Single-Family Detached | 1000-1499 | 0-1499 | 1 | Fuel Oil | 100% Conditioned | Central AC | None | Fuel Oil Fuel Furnace | None | 45000-49999 | 100% CFL | Occupied | 1970s | Electricity | Yes | 67.9925 | 400.042 | 23.4457 | 1177.5596 | 3605.9464 | 91.1451 | 319.7405 | 454.5532 | 0 | 0 | 0 | 0 | 2366.5489 | 40.1507 | 0 | 491.1871 | 21.9803 | 2233.2016 | 0 | 0 | -3672.4736 | 27.8418 | 1790.0781 | 0 | 0 | 19865.2363 | 0 | 0 | 0 | 0 | 0 | 0 | 0 | 0 | 0 | 0 | 0 | 0 | 0 | 0 | 0 | 813.5653 | 30117.7416 | 33790.2152 | 9438.94 | 13111.4135 | 19865.2363 | 0 | 813.5653 | 1912.2996 | 6023.1057 | 0 | 223.8565 | 4092.7907 | 6023.1057 | 0 | 223.8565 | 3609.5094 | 6023.1057 | 0 | 223.8565 | 4221.2308 | 6023.1057 | 0 | 223.8565 | 8159.2617 | 10339.7528 | 9856.4715 | 10468.193
69821 | 242.131 | 2152 | 3 | Standard Efficiency | None | None | Electric, 100% Usage | None | 400%+ | None | 10 | Single-Family Attached | Single-Family Attached | Single-Family Attached | 2000-2499 | 1500-2499 | 1 | Electricity | 100% Conditioned | Central AC | None | Electricity Baseboard | None | 100000-119999 | 100% LED | Occupied | 1980s | Natural Gas | Yes | 67.9925 | 0 | 0 | 752.6065 | 3694.4539 | 0 | 0 | 0 | 0 | 8540.091 | 0 | 0 | 0 | 34.5824 | 0 | 570.6094 | 21.9803 | 1801.5079 | 0 | 0 | 0 | 346.9961 | 1324.9743 | 0 | 0 | 0 | 0 | 0 | 0 | 0 | 0 | 0 | 0 | 2800.2941 | 0 | 0 | 0 | 0 | 0 | 0 | 0 | 0 | 19956.0884 | 19956.0884 | 17155.7943 | 17155.7943 | 0 | 2800.2941 | 0 | 3163.1037 | 0 | 638.4158 | 0 | 7212.941 | 0 | 638.4158 | 0 | 6307.2287 | 0 | 638.4158 | 0 | 7423.3616 | 0 | 638.4158 | 0 | 3801.5196 | 7851.3569 | 6945.6445 | 8061.7775
69823 | 242.131 | 1138 | 2 | Standard Efficiency | Electric, 100% Usage | EnergyStar, 100% Usage | Electric, 100% Usage | 318 Rated kWh, 100% Usage | 400%+ | 16 | None | 10 to 19 Unit | Multifamily with 5+ units, 1-3 stories | Multi-Family with 5+ Units | 1000-1499 | 0-1499 | 2 | Electricity | 100% Conditioned | Central AC | None | Electricity Electric Furnace | None | 80000-99999 | 100% CFL | Occupied | 1970s | Natural Gas | Yes | 67.9925 | 369.8557 | 21.6873 | 1135.3573 | 4416.288 | 88.5075 | 0 | 125.1413 | 0 | 21555.9633 | 0 | 0 | 0 | 39.2715 | 0 | 468.6206 | 16.412 | 1776.3038 | 0 | 0 | 0 | 389.4915 | 434.0383 | 0 | 0 | 0 | 0 | 0 | 0 | 679.9249 | 0 | 0 | 0 | 3739.0007 | 0 | 0 | 0 | 0 | 0 | 0 | 0 | 0 | 35324.1491 | 35324.1491 | 30905.5166 | 30905.5166 | 0 | 4418.6325 | 0 | 5529.3536 | 0 | 1007.3729 | 0 | 12699.9903 | 0 | 1007.3729 | 0 | 11046.9809 | 0 | 1007.3729 | 0 | 13362.2443 | 0 | 1007.3729 | 0 | 6536.7264 | 13707.3632 | 12054.3538 | 14369.6171
69928 | 242.131 | 885 | 3 | None | Electric, 120% Usage | Standard, 120% Usage | Electric, 120% Usage | None | 100-150% | None | None | Single-Family Detached | Single-Family Detached | Single-Family Detached | 750-999 | 0-1499 | 1 | Natural Gas | 20% Conditioned | Room AC | None | Natural Gas Fuel Wall/Floor Furnace | None | 20000-24999 | 100% CFL | Occupied | 1940s | Natural Gas | Yes | 0 | 915.261 | 34.2893 | 0 | 826.4604 | 0 | 319.7405 | 0 | 0 | 0 | 790.4127 | 781.0344 | 0 | 36.0477 | 0 | 399.1628 | 21.9803 | 4253.3404 | 0 | 0 | 0 | 486.498 | 914.0887 | 0 | 0 | 0 | 0 | 0 | 0 | 0 | 0 | 10090.73 | 0 | 6222.778 | 0 | 0 | 0 | 0 | 0 | 0 | 0 | 0 | 26091.8243 | 26091.8243 | 9778.6093 | 9778.6093 | 0 | 16313.508 | 0 | 1634.7927 | 0 | 3719.1113 | 0 | 3639.4474 | 0 | 3719.1113 | 0 | 3207.8207 | 0 | 3719.1113 | 0 | 3862.999 | 0 | 3719.1113 | 0 | 5353.9041 | 7358.5587 | 6926.932 | 7582.1104
69978 | 242.131 | 1690 | 2 | Standard Efficiency | Electric, 80% Usage | EnergyStar, 80% Usage | Electric, 80% Usage | 318 Rated kWh, 80% Usage | 0-100% | None | None | Single-Family Detached | Single-Family Detached | Single-Family Detached | 1500-1999 | 1500-2499 | 2 | Natural Gas | 100% Conditioned | Central AC | None | Natural Gas Fuel Furnace | None | 10000-14999 | 100% LED | Occupied | 1970s | Natural Gas | Yes | 67.9925 | 220.6825 | 12.8951 | 887.1261 | 4066.9472 | 48.3567 | 0 | 1158.803 | 0 | 0 | 0 | 0 | 0 | 30.7725 | 0 | 473.6028 | 16.412 | 1033.9547 | 0 | 0 | 0 | 271.6769 | 480.0504 | 0 | 0 | 0 | 0 | 0 | 0 | 0 | 0 | 63769.0411 | 0 | 2018.0874 | 0 | 0 | 0 | 0 | 0 | 0 | 0 | 0 | 74556.401 | 74556.401 | 8769.5656 | 8769.5656 | 0 | 65787.1284 | 0 | 1389.2178 | 0 | 14998.0834 | 0 | 2974.0151 | 0 | 14998.0834 | 0 | 2650.924 | 0 | 14998.0834 | 0 | 3163.2212 | 0 | 14998.0834 | 0 | 16387.3012 | 17972.0985 | 17649.0074 | 18161.3046
70018 | 242.131 | 1202 | 2 | None | Electric, 80% Usage | Standard, 80% Usage | Electric, 80% Usage | 318 Rated kWh, 80% Usage | 300-400% | None | 7 | Single-Family Attached | Single-Family Attached | Single-Family Attached | 1000-1499 | 0-1499 | 1 | Electricity | 100% Conditioned | Central AC | None | Electricity Baseboard | None | 80000-99999 | 100% LED | Occupied | 1970s | Electricity | Yes | 0 | 808.8762 | 30.1863 | 888.8846 | 3496.0448 | 109.3155 | 0 | 0 | 0 | 6255.602 | 0 | 0 | 1976.1782 | 26.6695 | 0 | 371.321 | 16.412 | 1024.5765 | 0 | 0 | 0 | 379.527 | 868.0765 | 0 | 0 | 0 | 0 | 0 | 0 | 0 | 0 | 0 | 0 | 0 | 0 | 0 | 0 | 0 | 0 | 0 | 0 | 0 | 16251.377 | 16251.377 | 16251.377 | 16251.377 | 0 | 0 | 0 | 2913.2256 | 0 | 0 | 0 | 6533.9124 | 0 | 0 | 0 | 5724.142 | 0 | 0 | 0 | 6844.2525 | 0 | 0 | 0 | 2913.2256 | 6533.9124 | 5724.142 | 6844.2525
70106 | 242.131 | 2176 | 3 | None | Electric, 120% Usage | EnergyStar, 120% Usage | Electric, 120% Usage | None | 400%+ | None | None | Single-Family Detached | Single-Family Detached | Single-Family Detached | 2000-2499 | 1500-2499 | 1 | Natural Gas | 100% Conditioned | Central AC | None | Natural Gas Fuel Furnace | None | 200000+ | 100% LED | Occupied | 1960s | Natural Gas | Yes | 0 | 1077.0362 | 63.0103 | 749.9689 | 3689.4717 | 0 | 0 | 402.6797 | 0 | 0 | 0 | 0 | 0 | 34.8755 | 16.7051 | 575.5916 | 21.9803 | 7592.5922 | 0 | 0 | 0 | 803.0147 | 434.0383 | 0 | 0 | 0 | 0 | 0 | 0 | 0 | 0 | 16193.642 | 0 | 13058.3677 | 0 | 0 | 0 | 0 | 0 | 0 | 0 | 0 | 44712.6809 | 44712.6809 | 15460.6712 | 15460.6712 | 0 | 29252.0096 | 0 | 2719.6287 | 0 | 6668.8529 | 0 | 5903.6362 | 0 | 6668.8529 | 0 | 5222.081 | 0 | 6668.8529 | 0 | 6187.6331 | 0 | 6668.8529 | 0 | 9388.4816 | 12572.4892 | 11890.934 | 12856.4861
70146 | 242.131 | 2176 | 3 | None | Electric, 100% Usage | EnergyStar, 100% Usage | Electric, 100% Usage | None | 400%+ | None | None | Single-Family Detached | Single-Family Detached | Single-Family Detached | 2000-2499 | 1500-2499 | 2 | Electricity | 100% Conditioned | Heat Pump | None | Electricity ASHP | None | 140000-159999 | 100% Incandescent | Occupied | 1980s | Electricity | Yes | 0 | 400.042 | 23.4457 | 1108.9809 | 3360.939 | 0 | 319.7405 | 502.0307 | 3120.0346 | 6391.0008 | 0 | 0 | 2134.7297 | 208.6666 | 99.9372 | 2355.9983 | 21.9803 | 2537.1163 | 0 | 0 | 0 | 405.6104 | 400.042 | 0 | 0 | 0 | 0 | 0 | 0 | 0 | 0 | 0 | 0 | 0 | 0 | 0 | 0 | 0 | 0 | 0 | 0 | 0 | 23390.2952 | 23390.2952 | 23390.2952 | 23390.2952 | 0 | 0 | 0 | 4006.3573 | 0 | 0 | 0 | 9158.1842 | 0 | 0 | 0 | 8016.6759 | 0 | 0 | 0 | 9616.0539 | 0 | 0 | 0 | 4006.3573 | 9158.1842 | 8016.6759 | 9616.0539
70169 | 242.131 | 1220 | 3 | Standard Efficiency | Electric, 100% Usage | EnergyStar, 100% Usage | Electric, 100% Usage | 290 Rated kWh, 100% Usage | 0-100% | None | None | Mobile Home | Mobile Home | Mobile Home | 1000-1499 | 0-1499 | 1 | Fuel Oil | 100% Conditioned | Central AC | None | Fuel Oil Fuel Boiler | None | 10000-14999 | 100% CFL | Occupied | 1980s | Electricity | Yes | 67.9925 | 400.042 | 23.4457 | 504.3753 | 2132.9712 | 91.1451 | 0 | 174.3773 | 0 | 0 | 0 | 0 | 2252.2512 | 40.1507 | 0 | 491.1871 | 21.9803 | 2317.606 | 0 | 0 | 0 | 405.6104 | 1356.0398 | 0 | 0 | 13165.9247 | 0 | 0 | 0 | 0 | 0 | 0 | 0 | 0 | 0 | 0 | 0 | 0 | 0 | 0 | 0 | 0 | 23444.8064 | 23444.8064 | 10278.8816 | 10278.8816 | 13165.9247 | 0 | 0 | 1741.733 | 3991.8687 | 0 | 0 | 3821.919 | 3991.8687 | 0 | 0 | 3532.6486 | 3991.8687 | 0 | 0 | 4228.8757 | 3991.8687 | 0 | 0 | 5733.6017 | 7813.7876 | 7524.5173 | 8220.7444
70196 | 242.131 | 1138 | 3 | None | None | None | Electric, 100% Usage | None | 0-100% | 2 | None | 2 Unit | Multifamily with 2-4 Units | Multi-Family with 2 - 4 Units | 1000-1499 | 0-1499 | 1 | Natural Gas | 100% Conditioned | Central AC | Heating and Cooling | Natural Gas Shared Heating | Fan Coil Heating and Cooling, Natural Gas | <10000 | 100% Incandescent | Occupied | <1940 | Natural Gas | No | 0 | 0 | 0 | 25.7903 | 2304.4178 | 0 | 0 | 300.984 | 0 | 0 | 0 | 0 | 0 | 156.793 | 0 | 1465.0623 | 21.9803 | 1827.0051 | 0 | 0 | 0 | 516.9774 | 480.0504 | 0 | 0 | 0 | 0 | 0 | 0 | 0 | 0 | 20382.7998 | 0 | 5379.6126 | 0 | 0 | 0 | 0 | 0 | 0 | 0 | 0 | 32861.4729 | 32861.4729 | 7099.0605 | 7099.0605 | 0 | 25762.1193 | 0 | 1233.2142 | 0 | 5873.2524 | 0 | 2657.942 | 0 | 5873.2524 | 0 | 2353.7353 | 0 | 5873.2524 | 0 | 2806.3383 | 0 | 5873.2524 | 0 | 7106.4666 | 8531.1943 | 8226.9876 | 8679.5907
70245 | 242.131 | 2176 | 3 | Standard Efficiency | Electric, 80% Usage | EnergyStar, 80% Usage | Gas, 80% Usage | None | 400%+ | None | None | Single-Family Detached | Single-Family Detached | Single-Family Detached | 2000-2499 | 1500-2499 | 1 | Natural Gas | 100% Conditioned | Central AC | None | Natural Gas Fuel Furnace | None | 200000+ | 100% Incandescent | Occupied | 1970s | Natural Gas | Yes | 67.9925 | 320.0336 | 18.7565 | 456.0186 | 2231.4431 | 0 | 319.7405 | 351.3922 | 0 | 0 | 0 | 0 | 0 | 208.6666 | 0 | 2355.9983 | 21.9803 | 1268.7047 | 0 | 0 | 0 | 22.2734 | 1160.8545 | 0 | 0 | 0 | 0 | 0 | 0 | 828.805 | 0 | 29160.5715 | 0 | 2545.6153 | 0 | 0 | 650.9108 | 0 | 0 | 0 | 0 | 0 | 41989.7576 | 41989.7576 | 8803.8549 | 8803.8549 | 0 | 33185.9026 | 0 | 1532.5925 | 0 | 7565.7035 | 0 | 3262.6137 | 0 | 7565.7035 | 0 | 2889.583 | 0 | 7565.7035 | 0 | 3484.1042 | 0 | 7565.7035 | 0 | 9098.2959 | 10828.3172 | 10455.2864 | 11049.8077
70328 | 242.131 | 1138 | 2 | Standard Efficiency, No usage | Electric, 120% Usage | EnergyStar, 120% Usage | Electric, 120% Usage | 290 Rated kWh, 120% Usage | 100-150% | 43 | None | 20 to 49 Unit | Multifamily with 5+ units, 4-7 stories | Multi-Family with 5+ Units | 1000-1499 | 0-1499 | 4 | Electricity | 100% Conditioned | Central AC | None | Electricity Electric Furnace | None | 15000-19999 | 100% CFL | Vacant | 2000s | Electricity | Yes | 0 | 0 | 0 | 236.2153 | 1179.318 | 0 | 0 | 2.0515 | 0 | 1477.9574 | 0 | 0 | 341.1347 | 0 | 0 | 0 | 16.412 | 0 | 0 | 0 | 0 | 0 | 434.0383 | 0 | 0 | 0 | 0 | 0 | 0 | 0 | 0 | 0 | 0 | 0 | 0 | 0 | 0 | 0 | 0 | 0 | 0 | 0 | 3687.1271 | 3687.1271 | 3687.1271 | 3687.1271 | 0 | 0 | 0 | 663.0105 | 0 | 0 | 0 | 1501.7318 | 0 | 0 | 0 | 1313.7196 | 0 | 0 | 0 | 1541.609 | 0 | 0 | 0 | 663.0105 | 1501.7318 | 1313.7196 | 1541.609
70343 | 242.131 | 1220 | 3 | Standard Efficiency | Electric, 100% Usage | Standard, 100% Usage | Electric, 100% Usage | None | 300-400% | None | None | Single-Family Detached | Single-Family Detached | Single-Family Detached | 1000-1499 | 0-1499 | 2 | Other Fuel | 80% Conditioned | Room AC | None | None | None | 80000-99999 | 100% LED | Occupied | <1940 | Electricity | Yes | 67.9925 | 999.9585 | 37.5131 | 0 | 3150.8071 | 0 | 0 | 0 | 0 | 0 | 0 | 0 | 3070.2125 | 26.9625 | 0 | 375.131 | 21.9803 | 2547.9599 | 0 | 2172.5358 | 0 | 471.2583 | 434.0383 | 0 | 0 | 0 | 0 | 0 | 0 | 0 | 0 | 0 | 0 | 0 | 0 | 0 | 0 | 0 | 0 | 0 | 0 | 0 | 13376.3498 | 13376.3498 | 13376.3498 | 13376.3498 | 0 | 0 | 0 | 2119.888 | 0 | 0 | 0 | 4707.9858 | 0 | 0 | 0 | 4401.4376 | 0 | 0 | 0 | 5215.4395 | 0 | 0 | 0 | 2119.888 | 4707.9858 | 4401.4376 | 5215.4395
70367 | 242.131 | 3301 | 4 | Standard Efficiency | Electric, 80% Usage | EnergyStar, 80% Usage | Electric, 80% Usage | 290 Rated kWh, 80% Usage | 400%+ | None | None | Single-Family Detached | Single-Family Detached | Single-Family Detached | 3000-3999 | 2500-3999 | 2 | Electricity | 100% Conditioned | Central AC | None | Electricity Electric Furnace | None | 200000+ | 100% CFL | Occupied | 2000s | Electricity | Yes | 67.9925 | 320.0336 | 18.7565 | 701.6121 | 4486.625 | 72.9747 | 0 | 660.5822 | 0 | 28148.5971 | 0 | 0 | 1310.3208 | 66.2341 | 24.911 | 1062.6757 | 21.9803 | 1447.478 | 0 | 0 | 0 | 324.4297 | 434.0383 | 0 | 0 | 0 | 0 | 0 | 0 | 0 | 0 | 0 | 0 | 0 | 0 | 0 | 0 | 0 | 0 | 0 | 0 | 0 | 39169.2416 | 39169.2416 | 39169.2416 | 39169.2416 | 0 | 0 | 0 | 7070.8269 | 0 | 0 | 0 | 16378.3301 | 0 | 0 | 0 | 14220.4605 | 0 | 0 | 0 | 17245.7706 | 0 | 0 | 0 | 7070.8269 | 16378.3301 | 14220.4605 | 17245.7706
70370 | 242.131 | 1690 | 3 | None | Electric, 100% Usage | Standard, 100% Usage | Electric, 100% Usage | None | 150-200% | None | None | Single-Family Detached | Single-Family Detached | Single-Family Detached | 1500-1999 | 1500-2499 | 1 | Natural Gas | 100% Conditioned | Central AC | None | Natural Gas Fuel Furnace | None | 60000-69999 | 100% Incandescent | Occupied | 1950s | Natural Gas | Yes | 0 | 1948.3365 | 72.9747 | 503.203 | 3467.3238 | 0 | 319.7405 | 277.2452 | 0 | 0 | 0 | 0 | 0 | 184.6348 | 0 | 1938.9582 | 21.9803 | 3956.4594 | 0 | 0 | 0 | 735.0222 | 434.0383 | 0 | 0 | 0 | 0 | 0 | 0 | 0 | 0 | 11149.0096 | 0 | 8713.0029 | 0 | 0 | 0 | 0 | 0 | 0 | 0 | 0 | 33721.6365 | 33721.6365 | 13859.624 | 13859.624 | 0 | 19862.0126 | 0 | 2347.6086 | 0 | 4528.1568 | 0 | 5140.1301 | 0 | 4528.1568 | 0 | 4548.0723 | 0 | 4528.1568 | 0 | 5413.512 | 0 | 4528.1568 | 0 | 6875.7654 | 9668.2869 | 9076.2291 | 9941.6688
70414 | 242.131 | 3301 | 4 | None | Electric, 100% Usage | Standard, 100% Usage | Gas, 100% Usage | None | 400%+ | None | None | Single-Family Detached | Single-Family Detached | Single-Family Detached | 3000-3999 | 2500-3999 | 1 | Natural Gas | 100% Conditioned | Central AC | None | Natural Gas Fuel Wall/Floor Furnace | None | 160000-179999 | 100% Incandescent | Occupied | 1940s | Natural Gas | Yes | 0 | 1474.1475 | 55.0974 | 1732.05 | 6475.1122 | 0 | 319.7405 | 0 | 0 | 0 | 0 | 0 | 0 | 264.9362 | 0 | 3321.6675 | 21.9803 | 3839.231 | 0 | 0 | 0 | 41.323 | 727.1093 | 0 | 0 | 0 | 0 | 0 | 0 | 0 | 0 | 33566.0158 | 0 | 6858.7423 | 0 | 0 | 1214.7796 | 0 | 0 | 0 | 0 | 0 | 59911.9327 | 59911.9327 | 18272.6881 | 18272.6881 | 0 | 41639.2446 | 0 | 3146.3965 | 0 | 9492.9163 | 0 | 6714.2979 | 0 | 9492.9163 | 0 | 5967.8499 | 0 | 9492.9163 | 0 | 7057.6483 | 0 | 9492.9163 | 0 | 12639.3128 | 16207.2142 | 15460.7662 | 16550.5645
70435 | 242.131 | 1138 | 2 | Standard Efficiency | Electric, 80% Usage | EnergyStar, 80% Usage | Electric, 80% Usage | None | 400%+ | 16 | None | 10 to 19 Unit | Multifamily with 5+ units, 1-3 stories | Multi-Family with 5+ Units | 1000-1499 | 0-1499 | 2 | Electricity | 60% Conditioned | Room AC | Heating Only | Electricity Shared Heating | Boiler Baseboards Heating Only, Electricity | 200000+ | 100% Incandescent | Occupied | 1950s | Natural Gas | Yes | 67.9925 | 231.8192 | 13.4813 | 0 | 601.6749 | 0 | 0 | 121.9176 | 0 | 4539.3778 | 0 | 0 | 0 | 156.793 | 0 | 1465.0623 | 16.412 | 790.7057 | 0 | 0 | 0 | 277.5383 | 400.042 | 0 | 0 | 0 | 0 | 0 | 0 | 0 | 0 | 0 | 0 | 1967.6792 | 0 | 0 | 0 | 0 | 0 | 0 | 0 | 0 | 10650.7888 | 10650.7888 | 8683.1097 | 8683.1097 | 0 | 1967.6792 | 0 | 1516.2232 | 0 | 448.5811 | 0 | 3483.5717 | 0 | 448.5811 | 0 | 3035.1639 | 0 | 448.5811 | 0 | 3702.6741 | 0 | 448.5811 | 0 | 1964.8043 | 3932.1528 | 3483.745 | 4151.2551
70503 | 242.131 | 2152 | 3 | None | Electric, 80% Usage | EnergyStar, 80% Usage | Electric, 80% Usage | None | 400%+ | None | 144 | Single-Family Attached | Single-Family Attached | Single-Family Attached | 2000-2499 | 1500-2499 | 2 | Natural Gas | 60% Conditioned | Room AC | None | Natural Gas Fuel Wall/Floor Furnace | None | 200000+ | 100% CFL | Occupied | <1940 | Natural Gas | Yes | 0 | 296.0018 | 17.2912 | 0 | 1804.4386 | 0 | 0 | 0 | 0 | 0 | 0 | 0 | 0 | 51.8736 | 0 | 747.0382 | 21.9803 | 966.2553 | 0 | 0 | 0 | 311.5345 | 868.0765 | 0 | 0 | 0 | 0 | 0 | 0 | 0 | 0 | 12385.4765 | 0 | 2590.1621 | 0 | 0 | 0 | 0 | 0 | 0 | 0 | 0 | 20060.1286 | 20060.1286 | 5084.49 | 5084.49 | 0 | 14975.6386 | 0 | 857.9396 | 0 | 3414.1344 | 0 | 1834.5235 | 0 | 3414.1344 | 0 | 1626.9088 | 0 | 3414.1344 | 0 | 1956.802 | 0 | 3414.1344 | 0 | 4272.074 | 5248.6579 | 5041.0433 | 5370.9365
70586 | 242.131 | 1202 | 2 | Standard Efficiency | Gas, 80% Usage | EnergyStar, 80% Usage | Electric, 80% Usage | 290 Rated kWh, 80% Usage | 400%+ | None | 12 | Single-Family Attached | Single-Family Attached | Single-Family Attached | 1000-1499 | 0-1499 | 2 | Natural Gas | 100% Conditioned | Central AC | None | Natural Gas Fuel Furnace | None | 100000-119999 | 100% Incandescent | Occupied | 2000s | Natural Gas | Yes | 67.9925 | 37.8062 | 24.911 | 252.9203 | 1583.7561 | 101.9887 | 0 | 180.2387 | 0 | 0 | 0 | 0 | 0 | 160.0168 | 0 | 1519.8666 | 16.412 | 1024.5765 | 0 | 0 | 0 | 379.527 | 1356.0398 | 0 | 0 | 0 | 0 | 503.7892 | 0 | 0 | 0 | 8322.9253 | 0 | 3227.5917 | 0 | 0 | 0 | 0 | 0 | 0 | 0 | 0 | 18760.3584 | 18760.3584 | 6706.0522 | 6706.0522 | 0 | 12054.3062 | 0 | 1137.2772 | 0 | 2748.1642 | 0 | 2495.9147 | 0 | 2748.1642 | 0 | 2203.9219 | 0 | 2748.1642 | 0 | 2646.9002 | 0 | 2748.1642 | 0 | 3885.4414 | 5244.0789 | 4952.0861 | 5395.0644
70681 | 242.131 | 2115 | 1 | Standard Efficiency | None | None | Gas, 120% Usage | None | 400%+ | 12 | None | 10 to 19 Unit | Multifamily with 5+ units, 1-3 stories | Multi-Family with 5+ Units | 2000-2499 | 1500-2499 | 3 | Natural Gas | 100% Conditioned | Central AC | None | Natural Gas Fuel Furnace | None | 70000-79999 | 100% CFL | Occupied | 1980s | Natural Gas | Yes | 67.9925 | 0 | 0 | 313.8791 | 1323.2159 | 0 | 0 | 78.25 | 0 | 0 | 0 | 0 | 0 | 51.5805 | 0 | 737.0737 | 16.412 | 3949.7188 | 0 | 0 | 0 | 28.4279 | 434.0383 | 0 | 0 | 0 | 0 | 0 | 0 | 0 | 0 | 6437.013 | 0 | 3653.424 | 0 | 0 | 833.7872 | 0 | 0 | 0 | 0 | 0 | 17924.5197 | 17924.5197 | 7000.0025 | 7000.0025 | 0 | 10924.2241 | 0 | 1157.5337 | 0 | 2490.5006 | 0 | 2599.1047 | 0 | 2490.5006 | 0 | 2292.6495 | 0 | 2490.5006 | 0 | 2726.7134 | 0 | 2490.5006 | 0 | 3648.0343 | 5089.6053 | 4783.1501 | 5217.214
70688 | 242.131 | 3301 | 4 | Standard Efficiency | Electric, 100% Usage | Standard, 100% Usage | Electric, 100% Usage | None | 400%+ | None | None | Single-Family Detached | Single-Family Detached | Single-Family Detached | 3000-3999 | 2500-3999 | 2 | Fuel Oil | 100% Conditioned | Central AC | None | Fuel Oil Fuel Furnace | None | 200000+ | 100% CFL | Occupied | 1950s | Electricity | Yes | 67.9925 | 999.9585 | 37.5131 | 1298.891 | 8383.0049 | 0 | 319.7405 | 1415.5333 | 0 | 0 | 0 | 0 | 2956.501 | 66.2341 | 0 | 1062.6757 | 21.9803 | 3209.7144 | 0 | 0 | 0 | 471.2583 | 868.0765 | 0 | 0 | 56936.3821 | 0 | 0 | 2196.2746 | 0 | 0 | 0 | 0 | 0 | 0 | 0 | 0 | 0 | 0 | 0 | 0 | 0 | 80311.4376 | 80311.4376 | 21179.0739 | 21179.0739 | 56936.3821 | 2196.2746 | 0 | 3626.2669 | 17262.9894 | 500.7165 | 0 | 7820.5185 | 17262.9894 | 500.7165 | 0 | 6938.9032 | 17262.9894 | 500.7165 | 0 | 8194.2627 | 17262.9894 | 500.7165 | 0 | 21389.9728 | 25584.2245 | 24702.6092 | 25957.9687
70795 | 242.131 | 617 | 2 | None | None | None | Electric, 120% Usage | None | 200-300% | 14 | None | 10 to 19 Unit | Multifamily with 5+ units, 1-3 stories | Multi-Family with 5+ Units | 500-749 | 0-1499 | 2 | Electricity | 40% Conditioned | Room AC | None | Electricity Electric Furnace | None | 30000-34999 | 100% Incandescent | Occupied | 1970s | Electricity | Yes | 0 | 0 | 0 | 0 | 830.5634 | 0 | 0 | 94.955 | 0 | 4059.0343 | 0 | 0 | 2212.3935 | 130.7097 | 0 | 1017.8358 | 16.412 | 2742.8521 | 0 | 0 | 0 | 416.454 | 480.0504 | 0 | 0 | 0 | 0 | 0 | 0 | 0 | 0 | 0 | 0 | 0 | 0 | 0 | 0 | 0 | 0 | 0 | 0 | 0 | 12001.2603 | 12001.2603 | 12001.2603 | 12001.2603 | 0 | 0 | 0 | 2037.3981 | 0 | 0 | 0 | 4697.9786 | 0 | 0 | 0 | 4102.2976 | 0 | 0 | 0 | 4987.4667 | 0 | 0 | 0 | 2037.3981 | 4697.9786 | 4102.2976 | 4987.4667
70884 | 242.131 | 617 | 1 | Standard Efficiency | Electric, 120% Usage | EnergyStar, 120% Usage | Electric, 120% Usage | 290 Rated kWh, 120% Usage | 0-100% | None | 10 | Single-Family Attached | Single-Family Attached | Single-Family Attached | 500-749 | 0-1499 | 1 | Natural Gas | 40% Conditioned | Room AC | None | Natural Gas Fuel Wall/Floor Furnace | None | <10000 | 100% LED | Occupied | 1940s | Natural Gas | Yes | 67.9925 | 347.5823 | 20.2219 | 0 | 712.1627 | 72.3886 | 0 | 0 | 0 | 0 | 0 | 0 | 0 | 21.6873 | 0 | 248.8173 | 16.412 | 3131.7575 | 0 | 0 | 0 | 416.454 | 868.0765 | 0 | 0 | 0 | 0 | 0 | 0 | 0 | 0 | 4494.831 | 0 | 4225.2056 | 330.2911 | 0 | 0 | 0 | 0 | 0 | 0 | 0 | 14973.8802 | 14973.8802 | 5923.5525 | 5923.5525 | 0 | 9050.3277 | 0 | 999.7575 | 0 | 2063.2547 | 0 | 2252.7325 | 0 | 2063.2547 | 0 | 2066.6408 | 0 | 2063.2547 | 0 | 2462.6301 | 0 | 2063.2547 | 0 | 3063.0122 | 4315.9872 | 4129.8955 | 4525.8848
70959 | 242.131 | 2176 | 3 | Standard Efficiency | Electric, 100% Usage | EnergyStar, 100% Usage | Electric, 100% Usage | 290 Rated kWh, 100% Usage | 400%+ | None | None | Single-Family Detached | Single-Family Detached | Single-Family Detached | 2000-2499 | 1500-2499 | 1 | Electricity | 100% Conditioned | Heat Pump | None | Electricity ASHP | None | 140000-159999 | 100% CFL | Occupied | 1990s | Electricity | Yes | 67.9925 | 648.8593 | 37.8062 | 610.467 | 2007.2438 | 160.6029 | 0 | 348.1684 | 831.7357 | 5728.0741 | 0 | 0 | 3870.5896 | 52.1667 | 24.911 | 753.7788 | 21.9803 | 3166.6329 | 0 | 0 | 0 | 537.1993 | 434.0383 | 0 | 0 | 0 | 0 | 0 | 0 | 0 | 0 | 0 | 0 | 0 | 0 | 0 | 0 | 0 | 0 | 0 | 0 | 0 | 19302.2468 | 19302.2468 | 19302.2468 | 19302.2468 | 0 | 0 | 0 | 3360.889 | 0 | 0 | 0 | 7465.0604 | 0 | 0 | 0 | 6813.6033 | 0 | 0 | 0 | 8236.2999 | 0 | 0 | 0 | 3360.889 | 7465.0604 | 6813.6033 | 8236.2999
70975 | 242.131 | 1202 | 2 | Standard Efficiency | Electric, 100% Usage | Standard, 100% Usage | Electric, 100% Usage | None | 400%+ | None | 8 | Single-Family Attached | Single-Family Attached | Single-Family Attached | 1000-1499 | 0-1499 | 1 | Electricity | 100% Conditioned | Heat Pump | None | Electricity ASHP | None | 140000-159999 | 100% CFL | Occupied | 1970s | Electricity | Yes | 67.9925 | 705.129 | 26.3764 | 608.1225 | 2175.1735 | 0 | 0 | 360.7705 | 1310.6138 | 4848.8609 | 0 | 0 | 2056.7728 | 40.1507 | 0 | 486.2049 | 16.412 | 1786.8543 | 0 | 0 | 0 | 389.4915 | 914.0887 | 0 | 0 | 0 | 0 | 0 | 0 | 0 | 0 | 0 | 0 | 0 | 0 | 0 | 0 | 0 | 0 | 0 | 0 | 0 | 15792.7207 | 15792.7207 | 15792.7207 | 15792.7207 | 0 | 0 | 0 | 2744.496 | 0 | 0 | 0 | 6246.7966 | 0 | 0 | 0 | 5465.8126 | 0 | 0 | 0 | 6577.7847 | 0 | 0 | 0 | 2744.496 | 6246.7966 | 5465.8126 | 6577.7847
71006 | 242.131 | 885 | 2 | Standard Efficiency | Electric, 100% Usage | Standard, 100% Usage | Electric, 100% Usage | None | 400%+ | None | None | Single-Family Detached | Single-Family Detached | Single-Family Detached | 750-999 | 0-1499 | 1 | Propane | 100% Conditioned | Central AC | None | Propane Fuel Furnace | None | 80000-99999 | 100% Incandescent | Occupied | 1960s | Propane | Yes | 81.7668 | 762.864 | 28.4279 | 579.9876 | 3359.4737 | 0 | 319.7405 | 431.4006 | 0 | 0 | 0 | 0 | 0 | 144.191 | 99.9372 | 1247.8966 | 16.412 | 2126.8168 | 0 | 0 | 0 | 405.6104 | 868.0765 | 0 | 0 | 0 | 0 | 0 | 0 | 0 | 0 | 0 | 0 | 0 | 0 | 0 | 0 | 0 | 0 | 17353.3242 | 2434.2483 | 0 | 30259.881 | 30259.881 | 10472.0155 | 10472.0155 | 0 | 0 | 19787.5725 | 1795.2419 | 0 | 0 | 5445.2689 | 3898.5475 | 0 | 0 | 5445.2689 | 3453.6029 | 0 | 0 | 5445.2689 | 4083.2694 | 0 | 0 | 5445.2689 | 7240.5108 | 9343.8164 | 8898.8718 | 9528.5383
71066 | 242.131 | 2663 | 4 | None | Electric, 80% Usage | EnergyStar, 80% Usage | Gas, 80% Usage | 318 Rated kWh, 80% Usage | 400%+ | None | None | Single-Family Detached | Single-Family Detached | Single-Family Detached | 2500-2999 | 2500-3999 | 2 | Natural Gas | 80% Conditioned | Central AC | None | Natural Gas Fuel Furnace | None | 180000-199999 | 100% Incandescent | Vacant | 1960s | Electricity | Yes | 0 | 0 | 0 | 393.3014 | 4398.1175 | 0 | 0 | 498.5139 | 0 | 0 | 0 | 0 | 332.0495 | 0 | 0 | 0 | 21.9803 | 0 | 0 | 0 | 0 | 0 | 400.042 | 0 | 0 | 0 | 0 | 0 | 0 | 0 | 0 | 21045.7266 | 0 | 0 | 0 | 0 | 0 | 0 | 0 | 0 | 0 | 0 | 27090.0244 | 27090.0244 | 6044.2977 | 6044.2977 | 0 | 21045.7266 | 0 | 1087.6982 | 0 | 4797.9917 | 0 | 2266.0726 | 0 | 4797.9917 | 0 | 2027.9607 | 0 | 4797.9917 | 0 | 2313.5093 | 0 | 4797.9917 | 0 | 5885.6899 | 7064.0643 | 6825.9524 | 7111.501
71137 | 242.131 | 1138 | 3 | Standard Efficiency | Electric, 120% Usage | EnergyStar, 120% Usage | Electric, 120% Usage | 290 Rated kWh, 120% Usage | 0-100% | 67 | None | 50 or more Unit | Multifamily with 5+ units, 4-7 stories | Multi-Family with 5+ Units | 1000-1499 | 0-1499 | 5 | Electricity | 100% Conditioned | Central AC | None | Electricity Electric Furnace | None | <10000 | 100% CFL | Occupied | 1970s | Electricity | No | 67.9925 | 444.0027 | 25.7903 | 164.999 | 1454.8048 | 99.3511 | 319.7405 | 18.1704 | 0 | 1788.3197 | 0 | 0 | 3452.6703 | 39.2715 | 0 | 468.6206 | 21.9803 | 3552.9006 | 0 | 0 | 0 | 467.4484 | 434.0383 | 0 | 0 | 0 | 0 | 0 | 0 | 0 | 0 | 0 | 0 | 0 | 0 | 0 | 0 | 0 | 0 | 0 | 0 | 0 | 12820.394 | 12820.394 | 12820.394 | 12820.394 | 0 | 0 | 0 | 2111.2498 | 0 | 0 | 0 | 4815.8442 | 0 | 0 | 0 | 4223.829 | 0 | 0 | 0 | 5103.9924 | 0 | 0 | 0 | 2111.2498 | 4815.8442 | 4223.829 | 5103.9924
71203 | 242.131 | 3301 | 3 | None | Electric, 100% Usage | Standard, 100% Usage | Electric, 100% Usage | 290 Rated kWh, 100% Usage | 400%+ | None | None | Single-Family Detached | Single-Family Detached | Single-Family Detached | 3000-3999 | 2500-3999 | 2 | Electricity | 80% Conditioned | Central AC | None | Electricity Electric Furnace | None | 80000-99999 | 100% CFL | Occupied | 1980s | Electricity | Yes | 0 | 762.864 | 28.4279 | 303.9147 | 3608.5841 | 91.1451 | 319.7405 | 692.82 | 0 | 29516.0667 | 0 | 0 | 2364.2043 | 66.2341 | 24.911 | 1062.6757 | 21.9803 | 2894.956 | 0 | 0 | 0 | 405.6104 | 434.0383 | 0 | 0 | 0 | 0 | 0 | 0 | 0 | 0 | 0 | 0 | 0 | 0 | 0 | 0 | 0 | 0 | 0 | 0 | 0 | 42597.88 | 42597.88 | 42597.88 | 42597.88 | 0 | 0 | 0 | 7656.2809 | 0 | 0 | 0 | 17777.5655 | 0 | 0 | 0 | 15446.2436 | 0 | 0 | 0 | 18719.6886 | 0 | 0 | 0 | 7656.2809 | 17777.5655 | 15446.2436 | 18719.6886
71204 | 242.131 | 1623 | 1 | Standard Efficiency | Electric, 80% Usage | Standard, 80% Usage | Electric, 80% Usage | 318 Rated kWh, 80% Usage | 400%+ | 2 | None | 2 Unit | Multifamily with 2-4 Units | Multi-Family with 2 - 4 Units | 1500-1999 | 1500-2499 | 2 | Natural Gas | 100% Conditioned | Central AC | None | Natural Gas Fuel Furnace | None | 140000-159999 | 100% LED | Occupied | 1980s | Natural Gas | Yes | 67.9925 | 564.1618 | 21.1011 | 1139.7534 | 6289.8913 | 70.9232 | 0 | 272.8492 | 0 | 0 | 0 | 0 | 0 | 30.1863 | 0 | 459.5354 | 16.412 | 762.5709 | 0 | 0 | 0 | 311.5345 | 400.042 | 0 | 0 | 0 | 0 | 0 | 0 | 0 | 0 | 13328.2861 | 0 | 2921.9186 | 0 | 0 | 0 | 0 | 0 | 0 | 0 | 0 | 26657.1584 | 26657.1584 | 10406.9537 | 10406.9537 | 0 | 16249.9116 | 0 | 1834.3992 | 0 | 3704.6712 | 0 | 3843.4909 | 0 | 3704.6712 | 0 | 3424.8528 | 0 | 3704.6712 | 0 | 4025.7189 | 0 | 3704.6712 | 0 | 5539.0704 | 7548.1621 | 7129.524 | 7730.3901
71232 | 242.131 | 1690 | 3 | Standard Efficiency | Electric, 120% Usage | EnergyStar, 120% Usage | Electric, 120% Usage | None | 400%+ | None | None | Single-Family Detached | Single-Family Detached | Single-Family Detached | 1500-1999 | 1500-2499 | 2 | Electricity | 100% Conditioned | Heat Pump | None | Electricity ASHP | None | 120000-139999 | 100% CFL | Occupied | 1990s | Propane | Yes | 67.9925 | 778.6898 | 45.426 | 559.4727 | 2326.9843 | 0 | 0 | 273.4353 | 515.512 | 2993.4279 | 0 | 0 | 0 | 46.0122 | 0 | 620.1384 | 21.9803 | 6024.3689 | 0 | 0 | 0 | 644.7564 | 868.0765 | 0 | 0 | 0 | 0 | 0 | 0 | 0 | 0 | 0 | 0 | 0 | 0 | 0 | 0 | 0 | 0 | 0 | 9755.4567 | 0 | 25542.023 | 25542.023 | 15786.5663 | 15786.5663 | 0 | 0 | 9755.4567 | 2763.473 | 0 | 0 | 2684.5579 | 6214.7135 | 0 | 0 | 2684.5579 | 5452.2583 | 0 | 0 | 2684.5579 | 6501.3952 | 0 | 0 | 2684.5579 | 5448.0308 | 8899.2714 | 8136.8162 | 9185.9531
71248 | 242.131 | 853 | 1 | Standard Efficiency | Electric, 100% Usage | EnergyStar, 100% Usage | Electric, 100% Usage | 290 Rated kWh, 100% Usage | 400%+ | 12 | None | 10 to 19 Unit | Multifamily with 5+ units, 4-7 stories | Multi-Family with 5+ Units | 750-999 | 0-1499 | 5 | Natural Gas | 60% Conditioned | Room AC | None | Natural Gas Fuel Wall/Floor Furnace | None | 80000-99999 | 100% CFL | Occupied | 1940s | Natural Gas | No | 67.9925 | 289.8473 | 16.9981 | 0 | 1843.7101 | 60.3726 | 0 | 0 | 0 | 0 | 0 | 0 | 0 | 35.7547 | 0 | 390.3707 | 16.412 | 1466.5276 | 0 | 0 | 0 | 346.9961 | 480.0504 | 0 | 0 | 0 | 0 | 0 | 0 | 0 | 0 | 8745.2407 | 0 | 2835.1695 | 0 | 0 | 0 | 0 | 0 | 0 | 0 | 0 | 16595.1493 | 16595.1493 | 5014.7391 | 5014.7391 | 0 | 11580.4103 | 0 | 817.3131 | 0 | 2640.0972 | 0 | 1797.2006 | 0 | 2640.0972 | 0 | 1593.04 | 0 | 2640.0972 | 0 | 1894.8771 | 0 | 2640.0972 | 0 | 3457.4103 | 4437.2978 | 4233.1372 | 4534.9743
71269 | 242.131 | 3241 | 3 | Standard Efficiency, No usage | Electric, 80% Usage | EnergyStar, 80% Usage | Gas, 80% Usage | None | 400%+ | None | 10 | Single-Family Attached | Single-Family Attached | Single-Family Attached | 3000-3999 | 2500-3999 | 2 | Natural Gas | 100% Conditioned | Central AC | None | Natural Gas Fuel Boiler | None | 140000-159999 | 100% Incandescent | Vacant | <1940 | Natural Gas | Yes | 0 | 0 | 0 | 423.1946 | 2011.9329 | 0 | 0 | 43.0814 | 0 | 0 | 0 | 0 | 0 | 0 | 0 | 0 | 21.9803 | 0 | 0 | 0 | 0 | 0 | 434.0383 | 0 | 0 | 0 | 0 | 0 | 0 | 0 | 0 | 18196.7827 | 0 | 1584.3422 | 0 | 0 | 0 | 0 | 0 | 0 | 0 | 0 | 22714.7664 | 22714.7664 | 2933.9345 | 2933.9345 | 0 | 19780.8319 | 0 | 515.9854 | 0 | 4509.6512 | 0 | 1020.2376 | 0 | 4509.6512 | 0 | 920.8769 | 0 | 4509.6512 | 0 | 1068.5706 | 0 | 4509.6512 | 0 | 5025.6365 | 5529.8888 | 5430.5281 | 5578.2218
71472 | 242.131 | 2663 | 4 | Standard Efficiency | Electric, 100% Usage | EnergyStar, 100% Usage | Propane, 100% Usage | None | 400%+ | None | None | Single-Family Detached | Single-Family Detached | Single-Family Detached | 2500-2999 | 2500-3999 | 2 | Fuel Oil | 100% Conditioned | Central AC | None | Fuel Oil Fuel Furnace | None | 200000+ | 100% Incandescent | Occupied | 2000s | Electricity | Yes | 67.9925 | 524.5972 | 30.7725 | 1007.2853 | 3328.4081 | 0 | 0 | 363.4081 | 0 | 0 | 0 | 0 | 3132.0505 | 233.2846 | 99.9372 | 2774.2107 | 21.9803 | 3006.9092 | 0 | 0 | 0 | 32.2378 | 434.0383 | 0 | 0 | 24962.3284 | 0 | 0 | 0 | 0 | 0 | 0 | 0 | 0 | 0 | 0 | 0 | 0 | 0 | 0 | 0 | 947.2057 | 40966.3534 | 40966.3534 | 15056.8193 | 15056.8193 | 24962.3284 | 0 | 947.2057 | 2595.8375 | 7568.5566 | 0 | 260.6569 | 5616.9491 | 7568.5566 | 0 | 260.6569 | 4962.687 | 7568.5566 | 0 | 260.6569 | 5985.6938 | 7568.5566 | 0 | 260.6569 | 10425.0509 | 13446.1625 | 12791.9004 | 13814.9072
71606 | 242.131 | 2176 | 3 | None | Electric, 80% Usage | EnergyStar, 80% Usage | Electric, 80% Usage | 290 Rated kWh, 80% Usage | 200-300% | None | None | Single-Family Detached | Single-Family Detached | Single-Family Detached | 2000-2499 | 1500-2499 | 1 | Electricity | 100% Conditioned | Heat Pump | None | Electricity ASHP | None | 60000-69999 | 100% LED | Occupied | 1950s | Electricity | Yes | 0 | 618.673 | 36.0477 | 1091.3967 | 4528.8272 | 156.2069 | 319.7405 | 759.3471 | 3757.4642 | 8176.3898 | 0 | 0 | 2579.9046 | 34.8755 | 0 | 575.5916 | 21.9803 | 1740.8422 | 0 | 3092.779 | 0 | 482.6881 | 434.0383 | 0 | 0 | 0 | 0 | 0 | 0 | 0 | 0 | 0 | 0 | 0 | 0 | 0 | 0 | 0 | 0 | 0 | 0 | 0 | 28406.4996 | 28406.4996 | 28406.4996 | 28406.4996 | 0 | 0 | 0 | 4617.2306 | 0 | 0 | 0 | 10734.1115 | 0 | 0 | 0 | 9380.6177 | 0 | 0 | 0 | 11360.8169 | 0 | 0 | 0 | 4617.2306 | 10734.1115 | 9380.6177 | 11360.8169
71687 | 242.131 | 1220 | 3 | None | Gas, 120% Usage | EnergyStar, 120% Usage | Electric, 120% Usage | None | 400%+ | None | None | Single-Family Detached | Single-Family Detached | Single-Family Detached | 1000-1499 | 0-1499 | 1 | Electricity | 100% Conditioned | Heat Pump | None | Electricity ASHP | None | 200000+ | 100% Incandescent | Occupied | 1970s | Electricity | Yes | 0 | 56.2696 | 36.6339 | 1232.95 | 3804.3556 | 0 | 319.7405 | 471.8444 | 3968.7684 | 7676.9967 | 0 | 0 | 5614.0694 | 160.896 | 0 | 1535.3993 | 21.9803 | 5095.9198 | 0 | 0 | 0 | 565.6272 | 480.0504 | 0 | 0 | 0 | 0 | 747.3312 | 0 | 0 | 0 | 0 | 0 | 0 | 0 | 0 | 0 | 0 | 0 | 0 | 0 | 0 | 31788.8328 | 31788.8328 | 31041.5016 | 31041.5016 | 0 | 747.3312 | 0 | 5664.2941 | 0 | 170.3951 | 0 | 12617.8566 | 0 | 170.3951 | 0 | 11400.7117 | 0 | 170.3951 | 0 | 13798.3429 | 0 | 170.3951 | 0 | 5834.6893 | 12788.2517 | 11571.1069 | 13968.7381
71705 | 242.131 | 1220 | 2 | Standard Efficiency | Electric, 100% Usage | EnergyStar, 100% Usage | Electric, 100% Usage | 318 Rated kWh, 100% Usage | 400%+ | None | None | Single-Family Detached | Single-Family Detached | Single-Family Detached | 1000-1499 | 0-1499 | 1 | Electricity | 40% Conditioned | Room AC | None | Electricity Baseboard | None | 70000-79999 | 100% LED | Occupied | 1960s | Electricity | Yes | 67.9925 | 275.7799 | 16.1189 | 0 | 1198.9537 | 60.3726 | 319.7405 | 0 | 0 | 8319.7015 | 0 | 0 | 1250.8273 | 26.9625 | 0 | 375.131 | 16.412 | 1918.4432 | 0 | 0 | 0 | 339.6694 | 434.0383 | 0 | 0 | 0 | 0 | 0 | 0 | 0 | 0 | 0 | 0 | 0 | 0 | 0 | 0 | 0 | 0 | 0 | 0 | 0 | 14620.1434 | 14620.1434 | 14620.1434 | 14620.1434 | 0 | 0 | 0 | 2647.9471 | 0 | 0 | 0 | 6124.2119 | 0 | 0 | 0 | 5326.0644 | 0 | 0 | 0 | 6403.0496 | 0 | 0 | 0 | 2647.9471 | 6124.2119 | 5326.0644 | 6403.0496
71811 | 242.131 | 8194 | 5 | Standard Efficiency | Electric, 100% Usage | Standard, 100% Usage | Gas, 100% Usage | 318 Rated kWh, 100% Usage | 400%+ | None | None | Single-Family Detached | Single-Family Detached | Single-Family Detached | 4000+ | 4000+ | 3 | Natural Gas | 20% Conditioned | Room AC | None | Natural Gas Fuel Furnace | None | 200000+ | 100% Incandescent | Occupied | <1940 | Natural Gas | Yes | 67.9925 | 762.864 | 28.4279 | 0 | 2795.6049 | 97.5927 | 0 | 2727.3194 | 0 | 0 | 0 | 0 | 0 | 509.6506 | 99.9372 | 7521.669 | 27.2556 | 4450.8703 | 0 | 0 | 0 | 27.8418 | 434.0383 | 0 | 0 | 0 | 0 | 0 | 0 | 0 | 0 | 109394.6383 | 0 | 4049.363 | 0 | 0 | 813.5653 | 0 | 0 | 0 | 0 | 0 | 133808.9238 | 133808.9238 | 19551.3572 | 19551.3572 | 0 | 114257.8596 | 0 | 3390.1807 | 0 | 26048.4046 | 0 | 7489.3117 | 0 | 26048.4046 | 0 | 6584.8136 | 0 | 26048.4046 | 0 | 7981.5148 | 0 | 26048.4046 | 0 | 29438.5853 | 33537.7163 | 32633.2182 | 34029.9193
71883 | 242.131 | 1690 | 3 | None | Electric, 100% Usage | EnergyStar, 100% Usage | Electric, 100% Usage | None | 400%+ | None | None | Single-Family Detached | Single-Family Detached | Single-Family Detached | 1500-1999 | 1500-2499 | 1 | Electricity | 100% Conditioned | Heat Pump | None | Electricity ASHP | None | 70000-79999 | 100% LED | Occupied | 1980s | Electricity | Yes | 0 | 400.042 | 23.4457 | 480.6366 | 2095.7512 | 0 | 319.7405 | 750.8481 | 2947.7088 | 7681.9789 | 0 | 0 | 2098.6819 | 30.7725 | 0 | 473.6028 | 21.9803 | 2382.6678 | 0 | 0 | 0 | 405.6104 | 434.0383 | 0 | 0 | 0 | 0 | 0 | 0 | 0 | 0 | 0 | 0 | 0 | 0 | 0 | 0 | 0 | 0 | 0 | 0 | 0 | 20547.5058 | 20547.5058 | 20547.5058 | 20547.5058 | 0 | 0 | 0 | 3583.8011 | 0 | 0 | 0 | 8281.4123 | 0 | 0 | 0 | 7211.5059 | 0 | 0 | 0 | 8722.4261 | 0 | 0 | 0 | 3583.8011 | 8281.4123 | 7211.5059 | 8722.4261
71887 | 242.131 | 853 | 2 | Standard Efficiency | None | None | Gas, 100% Usage | 290 Rated kWh, 100% Usage | 400%+ | 24 | None | 20 to 49 Unit | Multifamily with 5+ units, 1-3 stories | Multi-Family with 5+ Units | 750-999 | 0-1499 | 1 | Natural Gas | 100% Conditioned | Central AC | None | Natural Gas Fuel Furnace | None | 120000-139999 | 100% CFL | Occupied | 2000s | Natural Gas | Yes | 67.9925 | 0 | 0 | 158.5514 | 756.4164 | 82.646 | 0 | 7.3268 | 0 | 0 | 0 | 0 | 0 | 35.7547 | 0 | 390.3707 | 16.412 | 1661.713 | 0 | 0 | 0 | 26.6695 | 434.0383 | 0 | 0 | 0 | 0 | 0 | 0 | 0 | 0 | 479.1712 | 0 | 3479.0467 | 0 | 0 | 781.0344 | 0 | 0 | 0 | 0 | 0 | 8377.1435 | 8377.1435 | 3637.8912 | 3637.8912 | 0 | 4739.2523 | 0 | 632.389 | 0 | 1080.4711 | 0 | 1392.2596 | 0 | 1080.4711 | 0 | 1228.1404 | 0 | 1080.4711 | 0 | 1465.0507 | 0 | 1080.4711 | 0 | 1712.86 | 2472.7307 | 2308.6114 | 2545.5218
71889 | 242.131 | 1202 | 2 | Standard Efficiency | None | None | Electric, 80% Usage | None | 200-300% | None | 16 | Single-Family Attached | Single-Family Attached | Single-Family Attached | 1000-1499 | 0-1499 | 2 | Electricity | 100% Conditioned | Central AC | None | Electricity Electric Furnace | None | 45000-49999 | 100% CFL | Occupied | 1980s | Electricity | Yes | 67.9925 | 0 | 0 | 402.3866 | 1729.4124 | 0 | 319.7405 | 61.5449 | 0 | 6300.7349 | 0 | 0 | 914.0887 | 40.1507 | 0 | 486.2049 | 16.412 | 893.2806 | 0 | 0 | 0 | 311.5345 | 434.0383 | 0 | 0 | 0 | 0 | 0 | 0 | 0 | 0 | 0 | 0 | 0 | 0 | 0 | 0 | 0 | 0 | 0 | 0 | 0 | 11977.8146 | 11977.8146 | 11977.8146 | 11977.8146 | 0 | 0 | 0 | 2125.4762 | 0 | 0 | 0 | 4889.2477 | 0 | 0 | 0 | 4266.7175 | 0 | 0 | 0 | 5130.8668 | 0 | 0 | 0 | 2125.4762 | 4889.2477 | 4266.7175 | 5130.8668
71934 | 242.131 | 1220 | 3 | Standard Efficiency | None | Standard, 100% Usage | Electric, 100% Usage | None | 200-300% | None | None | Single-Family Detached | Single-Family Detached | Single-Family Detached | 1000-1499 | 0-1499 | 1 | Fuel Oil | 100% Conditioned | Central AC | None | Fuel Oil Fuel Furnace | None | 25000-29999 | 100% Incandescent | Occupied | 1970s | Electricity | Yes | 67.9925 | 0 | 19.6358 | 546.2845 | 3458.5317 | 0 | 0 | 208.9597 | 0 | 0 | 0 | 0 | 1286.2889 | 160.896 | 0 | 1535.3993 | 21.9803 | 1918.4432 | 0 | 0 | 0 | 339.6694 | 434.0383 | 0 | 0 | 8349.0086 | 0 | 0 | 0 | 0 | 0 | 0 | 0 | 0 | 0 | 0 | 0 | 0 | 0 | 0 | 0 | 0 | 18346.8351 | 18346.8351 | 9998.1196 | 9998.1196 | 8349.0086 | 0 | 0 | 1852.6989 | 2531.3775 | 0 | 0 | 3929.5197 | 2531.3775 | 0 | 0 | 3479.9471 | 2531.3775 | 0 | 0 | 4126.3928 | 2531.3775 | 0 | 0 | 4384.0764 | 6460.8971 | 6011.3245 | 6657.7703
71948 | 242.131 | 1202 | 2 | Standard Efficiency | Gas, 100% Usage | Standard, 100% Usage | Electric, 100% Usage | 318 Rated kWh, 100% Usage | 200-300% | None | 5 | Single-Family Attached | Single-Family Attached | Single-Family Attached | 1000-1499 | 0-1499 | 2 | Natural Gas | 100% Conditioned | Central AC | None | Natural Gas Fuel Boiler | None | 45000-49999 | 100% CFL | Occupied | 1950s | Natural Gas | Yes | 67.9925 | 63.0103 | 26.3764 | 536.3201 | 2215.9104 | 88.5075 | 0 | 67.9925 | 0 | 0 | 0 | 0 | 0 | 40.1507 | 0 | 486.2049 | 16.412 | 1786.8543 | 0 | 0 | 0 | 389.4915 | 480.0504 | 0 | 0 | 0 | 0 | 837.5971 | 0 | 0 | 0 | 5354.7015 | 0 | 3957.9248 | 0 | 0 | 0 | 0 | 0 | 0 | 0 | 0 | 16415.2037 | 16415.2037 | 6265.2733 | 6265.2733 | 0 | 10149.9304 | 0 | 1059.8848 | 0 | 2313.9684 | 0 | 2322.3934 | 0 | 2313.9684 | 0 | 2057.8556 | 0 | 2313.9684 | 0 | 2430.0241 | 0 | 2313.9684 | 0 | 3373.8532 | 4636.3618 | 4371.824 | 4743.9924
71957 | 242.131 | 1675 | 3 | Standard Efficiency | Electric, 100% Usage | EnergyStar, 100% Usage | Electric, 100% Usage | 290 Rated kWh, 100% Usage | 400%+ | None | 8 | Single-Family Attached | Single-Family Attached | Single-Family Attached | 1500-1999 | 1500-2499 | 3 | Electricity | 80% Conditioned | Central AC | None | Electricity Electric Furnace | None | 200000+ | 100% LED | Occupied | 2000s | Electricity | Yes | 81.7668 | 610.7601 | 35.7547 | 356.3744 | 2083.4422 | 149.7593 | 319.7405 | 128.9513 | 0 | 5525.855 | 0 | 0 | 3370.3173 | 30.4794 | 0 | 470.6721 | 21.9803 | 2252.5442 | 0 | 0 | 0 | 516.9774 | 868.0765 | 0 | 0 | 0 | 0 | 0 | 0 | 0 | 0 | 0 | 0 | 0 | 0 | 0 | 0 | 0 | 0 | 0 | 0 | 0 | 16822.5725 | 16822.5725 | 16822.5725 | 16822.5725 | 0 | 0 | 0 | 2890.2162 | 0 | 0 | 0 | 6633.3389 | 0 | 0 | 0 | 5794.4243 | 0 | 0 | 0 | 6971.81 | 0 | 0 | 0 | 2890.2162 | 6633.3389 | 5794.4243 | 6971.81
72053 | 242.131 | 1690 | 3 | None | Electric, 100% Usage | EnergyStar, 100% Usage | Gas, 100% Usage | None | 0-100% | None | None | Single-Family Detached | Single-Family Detached | Single-Family Detached | 1500-1999 | 1500-2499 | 2 | Natural Gas | 20% Conditioned | Room AC | None | Natural Gas Fuel Wall/Floor Furnace | None | <10000 | 100% LED | Occupied | <1940 | Electricity | Yes | 0 | 275.7799 | 16.1189 | 0 | 414.4025 | 0 | 0 | 0 | 0 | 0 | 0 | 0 | 1152.6485 | 30.7725 | 0 | 473.6028 | 21.9803 | 2067.9095 | 0 | 0 | 0 | 23.1526 | 400.042 | 0 | 0 | 0 | 0 | 0 | 0 | 0 | 0 | 31889.3562 | 0 | 0 | 0 | 0 | 679.6318 | 0 | 0 | 0 | 0 | 0 | 37445.6906 | 37445.6906 | 4876.4095 | 4876.4095 | 0 | 32569.2811 | 0 | 820.9936 | 0 | 7425.0944 | 0 | 1829.6002 | 0 | 7425.0944 | 0 | 1611.6405 | 0 | 7425.0944 | 0 | 1947.7388 | 0 | 7425.0944 | 0 | 8246.0879 | 9254.6946 | 9036.7348 | 9372.8332
72111 | 242.131 | 1202 | 2 | Standard Efficiency | Electric, 80% Usage | EnergyStar, 80% Usage | Gas, 80% Usage | 318 Rated kWh, 80% Usage | 200-300% | None | 5 | Single-Family Attached | Single-Family Attached | Single-Family Attached | 1000-1499 | 0-1499 | 2 | Natural Gas | 60% Conditioned | Room AC | None | Natural Gas Fuel Wall/Floor Furnace | None | 50000-59999 | 100% CFL | Occupied | 1960s | Natural Gas | Yes | 67.9925 | 360.1843 | 21.1011 | 0 | 1650.5763 | 89.9728 | 0 | 0 | 0 | 0 | 0 | 0 | 0 | 40.1507 | 0 | 486.2049 | 16.412 | 958.9285 | 0 | 0 | 0 | 23.7388 | 434.0383 | 0 | 0 | 0 | 0 | 0 | 0 | 0 | 0 | 20556.591 | 0 | 2270.1285 | 0 | 0 | 693.6992 | 0 | 0 | 0 | 0 | 0 | 27669.4259 | 27669.4259 | 4149.0071 | 4149.0071 | 0 | 23520.7118 | 0 | 689.9911 | 0 | 5362.2034 | 0 | 1479.3253 | 0 | 5362.2034 | 0 | 1314.8291 | 0 | 5362.2034 | 0 | 1565.0288 | 0 | 5362.2034 | 0 | 6052.1945 | 6841.5287 | 6677.0325 | 6927.2323
72141 | 242.131 | 1220 | 3 | Standard Efficiency | Electric, 120% Usage | EnergyStar, 120% Usage | Gas, 120% Usage | 318 Rated kWh, 120% Usage | 400%+ | None | None | Single-Family Detached | Single-Family Detached | Single-Family Detached | 1000-1499 | 0-1499 | 1 | Natural Gas | 100% Conditioned | Central AC | None | Natural Gas Fuel Furnace | None | 100000-119999 | 100% CFL | Occupied | 2000s | Natural Gas | Yes | 67.9925 | 629.5167 | 36.6339 | 543.0607 | 2346.9131 | 161.7752 | 0 | 385.6815 | 0 | 0 | 0 | 0 | 0 | 40.1507 | 0 | 491.1871 | 21.9803 | 5095.9198 | 0 | 0 | 0 | 38.6854 | 914.0887 | 0 | 0 | 0 | 0 | 0 | 0 | 0 | 0 | 15458.9128 | 0 | 8287.1706 | 0 | 0 | 1136.5296 | 0 | 0 | 0 | 0 | 0 | 35656.4917 | 35656.4917 | 10773.8787 | 10773.8787 | 0 | 24882.9061 | 0 | 1863.9131 | 0 | 5672.7704 | 0 | 4085.9977 | 0 | 5672.7704 | 0 | 3610.0405 | 0 | 5672.7704 | 0 | 4294.0261 | 0 | 5672.7704 | 0 | 7536.6835 | 9758.7681 | 9282.8109 | 9966.7965
72180 | 242.131 | 1220 | 2 | Standard Efficiency | Electric, 100% Usage | EnergyStar, 100% Usage | Electric, 100% Usage | None | 400%+ | None | None | Single-Family Detached | Single-Family Detached | Single-Family Detached | 1000-1499 | 0-1499 | 1 | Electricity | 100% Conditioned | Room AC | None | Electricity Baseboard | None | 80000-99999 | 100% CFL | Occupied | <1940 | Electricity | Yes | 67.9925 | 400.042 | 23.4457 | 0 | 2815.2407 | 0 | 319.7405 | 0 | 0 | 18627.8903 | 0 | 0 | 2101.9057 | 40.1507 | 0 | 491.1871 | 16.412 | 2233.2016 | 0 | 0 | 0 | 405.6104 | 400.042 | 0 | 0 | 0 | 0 | 0 | 0 | 0 | 0 | 0 | 0 | 0 | 0 | 0 | 0 | 0 | 0 | 0 | 0 | 0 | 27942.5681 | 27942.5681 | 27942.5681 | 27942.5681 | 0 | 0 | 0 | 4897.6954 | 0 | 0 | 0 | 11315.7457 | 0 | 0 | 0 | 9853.1589 | 0 | 0 | 0 | 11987.9624 | 0 | 0 | 0 | 4897.6954 | 11315.7457 | 9853.1589 | 11987.9624
72266 | 242.131 | 2663 | 4 | None | Electric, 120% Usage | EnergyStar, 120% Usage | Electric, 120% Usage | 290 Rated kWh, 120% Usage | 400%+ | None | None | Single-Family Detached | Single-Family Detached | Single-Family Detached | 2500-2999 | 2500-3999 | 2 | Natural Gas | 100% Conditioned | Central AC | None | Natural Gas Fuel Furnace | None | 100000-119999 | 100% LED | Vacant | 1990s | Natural Gas | Yes | 0 | 0 | 0 | 976.8059 | 4568.3918 | 0 | 319.7405 | 462.1731 | 0 | 0 | 0 | 0 | 0 | 0 | 0 | 0 | 21.9803 | 0 | 0 | 0 | 0 | 0 | 434.0383 | 0 | 0 | 0 | 0 | 0 | 0 | 0 | 0 | 18540.5551 | 0 | 1491.1456 | 0 | 0 | 0 | 0 | 0 | 0 | 0 | 0 | 26814.8306 | 26814.8306 | 6783.1299 | 6783.1299 | 0 | 20031.7007 | 0 | 1136.4902 | 0 | 4566.7943 | 0 | 2362.0065 | 0 | 4566.7943 | 0 | 2118.9953 | 0 | 4566.7943 | 0 | 2449.7971 | 0 | 4566.7943 | 0 | 5703.2845 | 6928.8008 | 6685.7896 | 7016.5913
72337 | 242.131 | 885 | 4 | Standard Efficiency | Gas, 80% Usage | EnergyStar, 80% Usage | Gas, 80% Usage | None | 200-300% | None | None | Single-Family Detached | Single-Family Detached | Single-Family Detached | 750-999 | 0-1499 | 1 | Natural Gas | None | None | None | Natural Gas Fuel Boiler | None | 45000-49999 | 100% CFL | Occupied | 1960s | Natural Gas | Yes | 67.9925 | 28.721 | 18.7565 | 0 | 0 | 0 | 0 | 62.1311 | 0 | 0 | 0 | 0 | 0 | 36.0477 | 0 | 399.1628 | 21.9803 | 1063.2618 | 0 | 0 | 0 | 22.2734 | 434.0383 | 0 | 0 | 0 | 0 | 380.1132 | 0 | 0 | 0 | 10405.7814 | 0 | 2500.4824 | 0 | 0 | 650.9108 | 0 | 0 | 0 | 0 | 0 | 16091.6532 | 16091.6532 | 2154.3654 | 2154.3654 | 0 | 13937.2878 | 0 | 374.499 | 0 | 3177.4309 | 0 | 831.8585 | 0 | 3177.4309 | 0 | 730.3327 | 0 | 3177.4309 | 0 | 887.3804 | 0 | 3177.4309 | 0 | 3551.9299 | 4009.2894 | 3907.7636 | 4064.8113
72346 | 242.131 | 8194 | 3 | Standard Efficiency | Gas, 80% Usage | EnergyStar, 80% Usage | Electric, 80% Usage | 290 Rated kWh, 80% Usage | 400%+ | None | None | Single-Family Detached | Single-Family Detached | Single-Family Detached | 4000+ | 4000+ | 2 | Natural Gas | 100% Conditioned | Central AC | None | Natural Gas Fuel Boiler | None | 120000-139999 | 100% Incandescent | Occupied | 1960s | Electricity | Yes | 67.9925 | 37.5131 | 24.618 | 2766.2978 | 10620.6025 | 100.5234 | 0 | 86.1629 | 0 | 0 | 0 | 0 | 1748.462 | 509.6506 | 0 | 7521.669 | 21.9803 | 2382.9609 | 0 | 0 | 0 | 377.1825 | 868.0765 | 0 | 0 | 0 | 0 | 498.2208 | 0 | 0 | 0 | 46827.4817 | 0 | 0 | 0 | 0 | 0 | 0 | 0 | 0 | 0 | 0 | 74459.3945 | 74459.3945 | 27133.6919 | 27133.6919 | 0 | 47325.7025 | 0 | 4926.8169 | 0 | 10789.2883 | 0 | 10286.214 | 0 | 10789.2883 | 0 | 9150.9984 | 0 | 10789.2883 | 0 | 10837.9107 | 0 | 10789.2883 | 0 | 15716.1052 | 21075.5022 | 19940.2866 | 21627.1989
72497 | 242.131 | 3301 | 3 | Standard Efficiency | Electric, 120% Usage | EnergyStar, 120% Usage | Electric, 120% Usage | None | 400%+ | None | None | Single-Family Detached | Single-Family Detached | Single-Family Detached | 3000-3999 | 2500-3999 | 2 | Electricity | 100% Conditioned | Central AC | None | Electricity Electric Furnace | None | 200000+ | 100% LED | Occupied | 1990s | Natural Gas | Yes | 67.9925 | 927.863 | 54.2181 | 596.6927 | 2785.6405 | 0 | 319.7405 | 85.5768 | 0 | 11726.0666 | 0 | 0 | 0 | 44.2537 | 0 | 811.5138 | 21.9803 | 7678.462 | 0 | 0 | 0 | 723.2994 | 727.1093 | 0 | 0 | 0 | 0 | 0 | 0 | 0 | 0 | 0 | 0 | 11852.9664 | 0 | 0 | 0 | 0 | 0 | 0 | 0 | 0 | 38423.3757 | 38423.3757 | 26570.4093 | 26570.4093 | 0 | 11852.9664 | 0 | 4692.2344 | 0 | 2702.2534 | 0 | 10760.7895 | 0 | 2702.2534 | 0 | 9386.7825 | 0 | 2702.2534 | 0 | 11280.3215 | 0 | 2702.2534 | 0 | 7394.4878 | 13463.0429 | 12089.0359 | 13982.5749
72498 | 242.131 | 853 | 2 | Standard Efficiency | Electric, 100% Usage | Standard, 100% Usage | Gas, 100% Usage | 318 Rated kWh, 100% Usage | 400%+ | 12 | None | 10 to 19 Unit | Multifamily with 5+ units, 1-3 stories | Multi-Family with 5+ Units | 750-999 | 0-1499 | 2 | Natural Gas | 40% Conditioned | Room AC | None | Natural Gas Fuel Boiler | None | 100000-119999 | 100% Incandescent | Occupied | 1970s | Natural Gas | No | 67.9925 | 552.439 | 20.808 | 0 | 840.8209 | 64.7687 | 0 | 40.7369 | 0 | 0 | 0 | 0 | 0 | 142.7256 | 0 | 1220.3479 | 16.412 | 1466.5276 | 0 | 0 | 0 | 23.7388 | 434.0383 | 0 | 0 | 0 | 0 | 0 | 0 | 0 | 0 | 1848.3992 | 0 | 3024.2004 | 0 | 0 | 694.8715 | 0 | 0 | 0 | 0 | 0 | 10457.9481 | 10457.9481 | 4890.77 | 4890.77 | 0 | 5567.178 | 0 | 852.1032 | 0 | 1269.2286 | 0 | 1863.9562 | 0 | 1269.2286 | 0 | 1641.862 | 0 | 1269.2286 | 0 | 1988.8774 | 0 | 1269.2286 | 0 | 2121.3318 | 3133.1848 | 2911.0905 | 3258.1059
72499 | 242.131 | 1138 | 2 | Standard Efficiency | Electric, 100% Usage | Standard, 100% Usage | Electric, 100% Usage | None | 400%+ | 67 | None | 50 or more Unit | Multifamily with 5+ units, 4-7 stories | Multi-Family with 5+ Units | 1000-1499 | 0-1499 | 4 | Electricity | 100% Conditioned | Heat Pump | None | Electricity ASHP | None | 100000-119999 | 100% LED | Occupied | 2010s | Electricity | Yes | 67.9925 | 552.439 | 20.808 | 282.5205 | 1023.6972 | 0 | 0 | 190.4962 | 451.9156 | 1707.139 | 0 | 0 | 1393.846 | 26.0833 | 0 | 357.8398 | 16.412 | 1581.4115 | 0 | 0 | 0 | 346.9961 | 434.0383 | 0 | 0 | 0 | 0 | 0 | 0 | 0 | 0 | 0 | 0 | 0 | 0 | 0 | 0 | 0 | 0 | 0 | 0 | 0 | 8453.635 | 8453.635 | 8453.635 | 8453.635 | 0 | 0 | 0 | 1444.6237 | 0 | 0 | 0 | 3278.4146 | 0 | 0 | 0 | 2877.4063 | 0 | 0 | 0 | 3439.5347 | 0 | 0 | 0 | 1444.6237 | 3278.4146 | 2877.4063 | 3439.5347
72702 | 242.131 | 617 | 2 | Standard Efficiency | None | None | Electric, 100% Usage | None | 0-100% | 3 | None | 3 or 4 Unit | Multifamily with 2-4 Units | Multi-Family with 2 - 4 Units | 500-749 | 0-1499 | 3 | Electricity | None | None | Heating Only | Electricity Shared Heating | Boiler Baseboards Heating Only, Electricity | <10000 | 100% CFL | Occupied | <1940 | Electricity | No | 67.9925 | 0 | 0 | 0 | 0 | 0 | 0 | 112.5393 | 0 | 8132.1361 | 0 | 0 | 1858.3637 | 32.824 | 0 | 325.602 | 16.412 | 1211.8489 | 0 | 0 | 0 | 389.4915 | 480.0504 | 0 | 0 | 0 | 0 | 0 | 0 | 0 | 0 | 0 | 0 | 0 | 0 | 0 | 0 | 0 | 0 | 0 | 0 | 0 | 12627.2601 | 12627.2601 | 12627.2601 | 12627.2601 | 0 | 0 | 0 | 2233.1709 | 0 | 0 | 0 | 5214.6253 | 0 | 0 | 0 | 4526.8587 | 0 | 0 | 0 | 5528.1915 | 0 | 0 | 0 | 2233.1709 | 5214.6253 | 4526.8587 | 5528.1915
72776 | 242.131 | 2176 | 3 | None | Electric, 120% Usage | Standard, 120% Usage | Electric, 120% Usage | 290 Rated kWh, 120% Usage | 400%+ | None | None | Single-Family Detached | Single-Family Detached | Single-Family Detached | 2000-2499 | 1500-2499 | 2 | Natural Gas | 80% Conditioned | Room AC | None | Natural Gas Fuel Boiler | None | 140000-159999 | 100% Incandescent | Occupied | <1940 | Natural Gas | Yes | 0 | 1199.833 | 44.8399 | 0 | 3373.248 | 150.9316 | 0 | 84.4045 | 0 | 0 | 0 | 0 | 0 | 208.6666 | 99.9372 | 2355.9983 | 21.9803 | 5704.0422 | 0 | 0 | 0 | 565.6272 | 434.0383 | 0 | 0 | 0 | 0 | 0 | 0 | 0 | 0 | 29074.1155 | 0 | 8633.2876 | 0 | 0 | 0 | 0 | 0 | 0 | 0 | 0 | 51951.2432 | 51951.2432 | 14243.8401 | 14243.8401 | 0 | 37707.4031 | 0 | 2467.3706 | 0 | 8596.5212 | 0 | 5345.8891 | 0 | 8596.5212 | 0 | 4722.4436 | 0 | 8596.5212 | 0 | 5678.6463 | 0 | 8596.5212 | 0 | 11063.8917 | 13942.4102 | 13318.9648 | 14275.1674
72779 | 242.131 | 1138 | 2 | Standard Efficiency, No usage | None | None | Electric, 80% Usage | None | 150-200% | 30 | None | 20 to 49 Unit | Multifamily with 5+ units, 4-7 stories | Multi-Family with 5+ Units | 1000-1499 | 0-1499 | 6 | Natural Gas | 100% Conditioned | Central AC | None | Natural Gas Fuel Furnace | None | 25000-29999 | 100% LED | Vacant | 2000s | Natural Gas | Yes | 0 | 0 | 0 | 185.514 | 975.6336 | 0 | 0 | 3.8099 | 0 | 0 | 0 | 0 | 0 | 0 | 0 | 0 | 16.412 | 0 | 0 | 0 | 0 | 0 | 434.0383 | 0 | 0 | 0 | 0 | 0 | 0 | 0 | 0 | 1542.433 | 0 | 1659.9545 | 0 | 0 | 0 | 0 | 0 | 0 | 0 | 0 | 4817.7953 | 4817.7953 | 1615.4077 | 1615.4077 | 0 | 3202.3876 | 0 | 265.7906 | 0 | 730.0637 | 0 | 561.7973 | 0 | 730.0637 | 0 | 501.8836 | 0 | 730.0637 | 0 | 592.4279 | 0 | 730.0637 | 0 | 995.8543 | 1291.861 | 1231.9474 | 1322.4916
72910 | 242.131 | 2663 | 3 | None | Electric, 80% Usage | EnergyStar, 80% Usage | Electric, 80% Usage | None | 400%+ | None | None | Single-Family Detached | Single-Family Detached | Single-Family Detached | 2500-2999 | 2500-3999 | 1 | Natural Gas | 80% Conditioned | Central AC | None | Natural Gas Fuel Furnace | None | 120000-139999 | 100% Incandescent | Occupied | 1960s | Natural Gas | Yes | 0 | 419.6778 | 24.618 | 1145.6148 | 3802.011 | 0 | 319.7405 | 777.8106 | 0 | 0 | 0 | 0 | 0 | 233.2846 | 99.9372 | 2774.2107 | 21.9803 | 1503.4546 | 0 | 0 | 0 | 377.1825 | 817.9614 | 0 | 0 | 0 | 0 | 0 | 0 | 0 | 0 | 38627.0601 | 0 | 3216.1619 | 0 | 0 | 0 | 0 | 0 | 0 | 0 | 0 | 54160.1199 | 54160.1199 | 12316.8979 | 12316.8979 | 0 | 41843.222 | 0 | 2227.5685 | 0 | 9539.3827 | 0 | 4813.9314 | 0 | 9539.3827 | 0 | 4438.9153 | 0 | 9539.3827 | 0 | 5245.9445 | 0 | 9539.3827 | 0 | 11766.9513 | 14353.3141 | 13978.298 | 14785.3273
72998 | 242.131 | 3301 | 3 | Standard Efficiency | Electric, 100% Usage | Standard, 100% Usage | Gas, 100% Usage | 318 Rated kWh, 100% Usage | 400%+ | None | None | Single-Family Detached | Single-Family Detached | Single-Family Detached | 3000-3999 | 2500-3999 | 2 | Natural Gas | None | None | None | Natural Gas Fuel Boiler | None | 200000+ | 100% CFL | Occupied | 1980s | Electricity | Yes | 67.9925 | 999.9585 | 37.5131 | 0 | 0 | 134.8127 | 0 | 79.1292 | 0 | 0 | 0 | 0 | 3076.9532 | 66.2341 | 24.911 | 1062.6757 | 21.9803 | 3209.7144 | 0 | 0 | 0 | 32.2378 | 914.0887 | 0 | 0 | 0 | 0 | 0 | 0 | 0 | 0 | 26640.7464 | 0 | 0 | 0 | 0 | 947.2057 | 0 | 0 | 0 | 0 | 0 | 37315.8601 | 37315.8601 | 9727.908 | 9727.908 | 0 | 27587.9521 | 0 | 1578.5309 | 0 | 6289.4696 | 0 | 3562.6982 | 0 | 6289.4696 | 0 | 3126.3419 | 0 | 6289.4696 | 0 | 3835.5961 | 0 | 6289.4696 | 0 | 7868.0005 | 9852.1678 | 9415.8115 | 10125.0657
73018 | 242.131 | 1220 | 3 | None | Electric, 80% Usage | EnergyStar, 80% Usage | Electric, 80% Usage | None | 200-300% | None | None | Single-Family Detached | Single-Family Detached | Single-Family Detached | 1000-1499 | 0-1499 | 1 | Electricity | 100% Conditioned | Heat Pump | None | Electricity ASHP | None | 25000-29999 | 100% Incandescent | Occupied | 1990s | Electricity | Yes | 0 | 220.0964 | 12.8951 | 511.9952 | 1933.3898 | 0 | 319.7405 | 82.9391 | 142.1395 | 1027.8002 | 0 | 0 | 720.6618 | 160.896 | 0 | 1535.3993 | 21.9803 | 959.2216 | 0 | 0 | 0 | 271.6769 | 434.0383 | 0 | 0 | 0 | 0 | 0 | 1209.5043 | 0 | 0 | 0 | 0 | 0 | 0 | 0 | 0 | 0 | 0 | 0 | 0 | 0 | 9564.3744 | 9564.3744 | 8355.1631 | 8355.1631 | 0 | 1209.5043 | 0 | 1494.8069 | 0 | 275.7148 | 0 | 3284.9822 | 0 | 275.7148 | 0 | 2890.8499 | 0 | 275.7148 | 0 | 3452.0103 | 0 | 275.7148 | 0 | 1770.5216 | 3560.6969 | 3166.5646 | 3727.7251
73062 | 242.131 | 853 | 1 | Standard Efficiency | None | None | Electric, 120% Usage | None | 0-100% | 67 | None | 50 or more Unit | Multifamily with 5+ units, 4-7 stories | Multi-Family with 5+ Units | 750-999 | 0-1499 | 4 | Natural Gas | 100% Conditioned | Central AC | None | Natural Gas Fuel Furnace | None | <10000 | 100% Incandescent | Occupied | 2000s | Electricity | Yes | 67.9925 | 0 | 0 | 781.0344 | 2629.7267 | 0 | 319.7405 | 20.515 | 0 | 0 | 0 | 0 | 2235.2531 | 142.7256 | 0 | 1220.3479 | 16.412 | 2933.0553 | 0 | 0 | 0 | 416.454 | 434.0383 | 0 | 0 | 0 | 0 | 0 | 1152.3554 | 0 | 0 | 3440.3613 | 0 | 0 | 0 | 0 | 0 | 0 | 0 | 0 | 0 | 0 | 15809.7189 | 15809.7189 | 11217.2952 | 11217.2952 | 0 | 4592.7167 | 0 | 1894.341 | 0 | 1047.0114 | 0 | 4142.1261 | 0 | 1047.0114 | 0 | 3662.7457 | 0 | 1047.0114 | 0 | 4391.1406 | 0 | 1047.0114 | 0 | 2941.3524 | 5189.1375 | 4709.7571 | 5438.152
73075 | 242.131 | 1220 | 2 | Standard Efficiency | Electric, 80% Usage | Standard, 80% Usage | Electric, 80% Usage | None | 400%+ | None | None | Single-Family Detached | Single-Family Detached | Single-Family Detached | 1000-1499 | 0-1499 | 1 | Natural Gas | 100% Conditioned | Central AC | None | Natural Gas Fuel Furnace | None | 140000-159999 | 100% Incandescent | Occupied | 1950s | Natural Gas | Yes | 67.9925 | 420.557 | 15.8258 | 1432.5314 | 4884.9086 | 0 | 319.7405 | 410.0064 | 0 | 0 | 0 | 0 | 0 | 160.896 | 0 | 1535.3993 | 16.412 | 959.2216 | 0 | 0 | 0 | 271.6769 | 480.0504 | 0 | 0 | 0 | 0 | 0 | 0 | 0 | 0 | 23648.4908 | 0 | 1457.4424 | 0 | 0 | 0 | 0 | 0 | 0 | 0 | 0 | 36081.1517 | 36081.1517 | 10975.2185 | 10975.2185 | 0 | 25105.9332 | 0 | 1922.3494 | 0 | 5723.629 | 0 | 4088.1137 | 0 | 5723.629 | 0 | 3637.6539 | 0 | 5723.629 | 0 | 4266.8291 | 0 | 5723.629 | 0 | 7645.9784 | 9811.7427 | 9361.2829 | 9990.4581
73112 | 242.131 | 2152 | 3 | Standard Efficiency | Electric, 100% Usage | EnergyStar, 100% Usage | Electric, 100% Usage | 290 Rated kWh, 100% Usage | 400%+ | None | 30 | Single-Family Attached | Single-Family Attached | Single-Family Attached | 2000-2499 | 1500-2499 | 2 | Electricity | 100% Conditioned | Heat Pump | None | Electricity ASHP | None | 100000-119999 | 100% CFL | Occupied | 1970s | Electricity | No | 67.9925 | 451.6225 | 26.3764 | 1014.0259 | 5998.2856 | 105.2125 | 0 | 1491.4387 | 6451.6665 | 17539.4243 | 0 | 0 | 2576.0947 | 51.8736 | 0 | 747.0382 | 21.9803 | 2063.8065 | 0 | 0 | 0 | 431.9868 | 434.0383 | 398.2836 | 0 | 0 | 0 | 0 | 0 | 0 | 0 | 0 | 0 | 0 | 0 | 0 | 0 | 0 | 0 | 0 | 0 | 0 | 39870.8537 | 39870.8537 | 39870.8537 | 39870.8537 | 0 | 0 | 0 | 7145.3921 | 0 | 0 | 0 | 16457.1141 | 0 | 0 | 0 | 14326.6814 | 0 | 0 | 0 | 17205.4671 | 0 | 0 | 0 | 7145.3921 | 16457.1141 | 14326.6814 | 17205.4671
73145 | 242.131 | 1138 | 1 | None | Gas, 80% Usage | EnergyStar, 80% Usage | Electric, 80% Usage | None | 0-100% | 8 | None | 5 to 9 Unit | Multifamily with 5+ units, 1-3 stories | Multi-Family with 5+ Units | 1000-1499 | 0-1499 | 1 | Natural Gas | 100% Conditioned | Central AC | None | Natural Gas Fuel Wall/Floor Furnace | None | <10000 | 100% Incandescent | Occupied | 1970s | Electricity | Yes | 0 | 20.808 | 13.4813 | 461.2939 | 1574.3778 | 0 | 0 | 0 | 0 | 0 | 0 | 0 | 821.4782 | 156.793 | 0 | 1465.0623 | 16.412 | 790.7057 | 0 | 0 | 0 | 277.5383 | 434.0383 | 272.8492 | 0 | 0 | 0 | 275.1937 | 0 | 0 | 0 | 7543.3563 | 0 | 0 | 0 | 0 | 0 | 0 | 0 | 0 | 0 | 0 | 14123.681 | 14123.681 | 6305.131 | 6305.131 | 0 | 7818.55 | 0 | 1109.3826 | 0 | 1782.4965 | 0 | 2488.5883 | 0 | 1782.4965 | 0 | 2197.4804 | 0 | 1782.4965 | 0 | 2548.8285 | 0 | 1782.4965 | 0 | 2891.8791 | 4271.0847 | 3979.9769 | 4331.325
73170 | 242.131 | 1202 | 2 | None | Electric, 100% Usage | EnergyStar, 100% Usage | Gas, 100% Usage | 290 Rated kWh, 100% Usage | 400%+ | None | 5 | Single-Family Attached | Single-Family Attached | Single-Family Attached | 1000-1499 | 0-1499 | 1 | Natural Gas | 20% Conditioned | Room AC | None | Natural Gas Fuel Furnace | None | 60000-69999 | 100% CFL | Occupied | 1950s | Natural Gas | No | 0 | 289.8473 | 16.9981 | 0 | 468.3276 | 60.3726 | 0 | 706.8874 | 0 | 0 | 0 | 0 | 0 | 40.1507 | 0 | 486.2049 | 16.412 | 1655.5585 | 0 | 0 | 0 | 23.7388 | 480.0504 | 0 | 0 | 0 | 0 | 0 | 0 | 0 | 0 | 28230.95 | 0 | 2738.7491 | 0 | 0 | 694.8715 | 0 | 0 | 0 | 0 | 0 | 35908.8259 | 35908.8259 | 4244.2552 | 4244.2552 | 0 | 31664.2776 | 0 | 718.0109 | 0 | 7218.8087 | 0 | 1607.7795 | 0 | 7218.8087 | 0 | 1412.2998 | 0 | 7218.8087 | 0 | 1708.0964 | 0 | 7218.8087 | 0 | 7936.8196 | 8826.5882 | 8631.1085 | 8926.9051
73268 | 242.131 | 1138 | 1 | Standard Efficiency | Electric, 120% Usage | Standard, 120% Usage | Electric, 120% Usage | None | 400%+ | 67 | None | 50 or more Unit | Multifamily with 5+ units, 1-3 stories | Multi-Family with 5+ Units | 1000-1499 | 0-1499 | 3 | Electricity | 100% Conditioned | Heat Pump | None | Electricity ASHP | None | 200000+ | 100% CFL | Occupied | 2000s | Natural Gas | Yes | 67.9925 | 846.3893 | 31.6517 | 347.5823 | 1369.228 | 0 | 0 | 33.117 | 80.5945 | 472.1375 | 0 | 0 | 0 | 39.2715 | 0 | 468.6206 | 16.412 | 3552.9006 | 0 | 0 | 0 | 467.4484 | 480.0504 | 0 | 0 | 0 | 0 | 0 | 0 | 0 | 0 | 0 | 0 | 5682.648 | 0 | 0 | 0 | 0 | 0 | 0 | 0 | 0 | 13956.0444 | 13956.0444 | 8273.3963 | 8273.3963 | 0 | 5682.648 | 0 | 1345.9709 | 0 | 1295.5165 | 0 | 3041.3722 | 0 | 1295.5165 | 0 | 2677.9939 | 0 | 1295.5165 | 0 | 3211.1183 | 0 | 1295.5165 | 0 | 2641.4875 | 4336.8887 | 3973.5104 | 4506.6348
73293 | 242.131 | 853 | 1 | None | None | None | Electric, 100% Usage | 318 Rated kWh, 100% Usage | 200-300% | 6 | None | 5 to 9 Unit | Multifamily with 5+ units, 1-3 stories | Multi-Family with 5+ Units | 750-999 | 0-1499 | 2 | Natural Gas | 100% Conditioned | Central AC | Cooling Only | Natural Gas Fuel Furnace | Fan Coil Cooling Only | 30000-34999 | 100% CFL | Occupied | 1960s | Natural Gas | No | 0 | 0 | 0 | 20.808 | 1666.4021 | 88.5075 | 0 | 280.469 | 0 | 0 | 0 | 0 | 0 | 35.7547 | 0 | 390.3707 | 16.412 | 1661.713 | 0 | 0 | 0 | 389.4915 | 434.0383 | 0 | 0 | 0 | 0 | 0 | 0 | 0 | 0 | 11194.4357 | 0 | 3455.0148 | 0 | 0 | 0 | 0 | 0 | 0 | 0 | 0 | 19633.1241 | 19633.1241 | 4983.6735 | 4983.6735 | 0 | 14649.4505 | 0 | 839.8031 | 0 | 3339.782 | 0 | 1828.7697 | 0 | 3339.782 | 0 | 1619.4731 | 0 | 3339.782 | 0 | 1930.6193 | 0 | 3339.782 | 0 | 4179.5852 | 5168.5517 | 4959.2551 | 5270.4013
73327 | 242.131 | 1220 | 2 | Standard Efficiency | Electric, 100% Usage | EnergyStar, 100% Usage | Electric, 100% Usage | None | 400%+ | None | None | Single-Family Detached | Single-Family Detached | Single-Family Detached | 1000-1499 | 0-1499 | 1 | Fuel Oil | 100% Conditioned | Central AC | None | Fuel Oil Fuel Furnace | None | 70000-79999 | 100% LED | Occupied | 1950s | Electricity | Yes | 67.9925 | 275.7799 | 16.1189 | 628.3444 | 5426.5039 | 0 | 319.7405 | 884.4885 | 0 | 0 | 0 | 0 | 1155.8723 | 26.9625 | 16.7051 | 375.131 | 16.412 | 1918.4432 | 0 | 0 | 0 | 339.6694 | 434.0383 | 0 | 0 | 35483.5798 | 0 | 0 | 0 | 0 | 0 | 0 | 0 | 0 | 0 | 0 | 0 | 0 | 0 | 0 | 0 | 0 | 47385.489 | 47385.489 | 11902.2023 | 11902.2023 | 35483.5798 | 0 | 0 | 2093.1324 | 10758.5501 | 0 | 0 | 4505.7607 | 10758.5501 | 0 | 0 | 4000.8353 | 10758.5501 | 0 | 0 | 4672.8133 | 10758.5501 | 0 | 0 | 12851.6825 | 15264.3108 | 14759.3854 | 15431.3635
73435 | 242.131 | 617 | 2 | Standard Efficiency | None | None | Electric, 100% Usage | 318 Rated kWh, 100% Usage | 300-400% | 6 | None | 5 to 9 Unit | Multifamily with 5+ units, 1-3 stories | Multi-Family with 5+ Units | 500-749 | 0-1499 | 2 | Natural Gas | 40% Conditioned | Room AC | Heating Only | Natural Gas Shared Heating | Boiler Baseboards Heating Only, Natural Gas | 50000-59999 | 100% Incandescent | Occupied | 1960s | Natural Gas | No | 67.9925 | 0 | 0 | 0 | 1198.6607 | 88.5075 | 319.7405 | 109.0224 | 0 | 0 | 0 | 0 | 0 | 130.7097 | 0 | 1017.8358 | 16.412 | 1566.4649 | 0 | 0 | 0 | 389.4915 | 434.0383 | 0 | 0 | 0 | 0 | 0 | 0 | 0 | 0 | 9721.7535 | 0 | 2898.766 | 0 | 0 | 0 | 0 | 0 | 0 | 0 | 0 | 17959.9813 | 17959.9813 | 5339.4618 | 5339.4618 | 0 | 12620.5195 | 0 | 919.9175 | 0 | 2877.1908 | 0 | 2016.8046 | 0 | 2877.1908 | 0 | 1780.2067 | 0 | 2877.1908 | 0 | 2129.8561 | 0 | 2877.1908 | 0 | 3797.1084 | 4893.9954 | 4657.3976 | 5007.047
73450 | 242.131 | 1138 | 2 | Standard Efficiency | Gas, 100% Usage | EnergyStar, 100% Usage | Electric, 100% Usage | 318 Rated kWh, 100% Usage | 200-300% | 24 | None | 20 to 49 Unit | Multifamily with 5+ units, 1-3 stories | Multi-Family with 5+ Units | 1000-1499 | 0-1499 | 3 | Natural Gas | 100% Conditioned | Central AC | None | Natural Gas Fuel Furnace | None | 70000-79999 | 100% CFL | Occupied | 2000s | Natural Gas | Yes | 67.9925 | 47.4775 | 31.0655 | 717.7311 | 3064.3511 | 136.5711 | 0 | 16.9981 | 0 | 0 | 0 | 0 | 0 | 39.2715 | 0 | 468.6206 | 16.412 | 2166.6744 | 0 | 0 | 0 | 474.4821 | 434.0383 | 0 | 0 | 0 | 0 | 629.8097 | 1705.3806 | 0 | 0 | 4625.5407 | 0 | 5076.284 | 0 | 0 | 0 | 0 | 0 | 0 | 0 | 0 | 19718.4077 | 19718.4077 | 7681.6858 | 7681.6858 | 0 | 12037.015 | 0 | 1280.6836 | 0 | 2744.1667 | 0 | 2762.1294 | 0 | 2744.1667 | 0 | 2452.1086 | 0 | 2744.1667 | 0 | 2925.0439 | 0 | 2744.1667 | 0 | 4024.8503 | 5506.2961 | 5196.2753 | 5669.2106
73466 | 242.131 | 2176 | 3 | None | Electric, 100% Usage | EnergyStar, 100% Usage | Gas, 100% Usage | 290 Rated kWh, 100% Usage | 400%+ | None | None | Single-Family Detached | Single-Family Detached | Single-Family Detached | 2000-2499 | 1500-2499 | 1 | Natural Gas | 100% Conditioned | Central AC | None | Natural Gas Fuel Furnace | None | 60000-69999 | 100% Incandescent | Occupied | 1970s | Natural Gas | Yes | 0 | 275.7799 | 16.1189 | 811.2207 | 5768.2248 | 56.5627 | 319.7405 | 363.7012 | 0 | 0 | 0 | 0 | 0 | 208.6666 | 99.9372 | 2355.9983 | 21.9803 | 2222.651 | 0 | 1816.4545 | 0 | 23.1526 | 434.0383 | 0 | 0 | 0 | 0 | 0 | 0 | 0 | 0 | 16865.0678 | 0 | 2600.1265 | 0 | 0 | 679.6318 | 0 | 0 | 0 | 0 | 0 | 34939.0538 | 34939.0538 | 14793.9345 | 14793.9345 | 0 | 20145.1192 | 0 | 2486.186 | 0 | 4592.6536 | 0 | 5447.1055 | 0 | 4592.6536 | 0 | 4829.329 | 0 | 4592.6536 | 0 | 5681.1837 | 0 | 4592.6536 | 0 | 7078.8396 | 10039.7591 | 9421.9826 | 10273.8372
73481 | 242.131 | 1690 | 3 | Standard Efficiency | Electric, 120% Usage | EnergyStar, 120% Usage | Electric, 120% Usage | None | 400%+ | None | None | Single-Family Detached | Single-Family Detached | Single-Family Detached | 1500-1999 | 1500-2499 | 1 | Fuel Oil | 100% Conditioned | Central AC | None | Fuel Oil Fuel Furnace | None | 180000-199999 | 100% LED | Occupied | 1970s | Electricity | Yes | 67.9925 | 778.6898 | 45.426 | 747.0382 | 4611.7664 | 0 | 319.7405 | 443.7096 | 0 | 0 | 0 | 0 | 7520.4967 | 30.7725 | 16.7051 | 473.6028 | 21.9803 | 6024.3689 | 0 | 0 | 0 | 644.7564 | 434.0383 | 0 | 0 | 20326.5302 | 0 | 0 | 0 | 0 | 0 | 0 | 0 | 0 | 0 | 0 | 0 | 0 | 0 | 0 | 0 | 0 | 42508.2003 | 42508.2003 | 22181.377 | 22181.377 | 20326.5302 | 0 | 0 | 3718.9998 | 6162.999 | 0 | 0 | 8196.7067 | 6162.999 | 0 | 0 | 7238.3554 | 6162.999 | 0 | 0 | 8694.1614 | 6162.999 | 0 | 0 | 9881.9988 | 14359.7057 | 13401.3544 | 14857.1604
73610 | 242.131 | 617 | 2 | Standard Efficiency | None | None | Electric, 100% Usage | 318 Rated kWh, 100% Usage | 0-100% | 10 | None | 10 to 19 Unit | Multifamily with 5+ units, 1-3 stories | Multi-Family with 5+ Units | 500-749 | 0-1499 | 3 | Electricity | 100% Conditioned | Heat Pump | None | Electricity ASHP | None | 20000-24999 | 100% Incandescent | Occupied | 1980s | Electricity | Yes | 67.9925 | 0 | 0 | 890.0568 | 2765.7117 | 136.5711 | 0 | 214.528 | 317.396 | 3533.851 | 0 | 0 | 2984.3427 | 130.7097 | 0 | 1017.8358 | 16.412 | 1956.8355 | 0 | 0 | 0 | 474.4821 | 480.0504 | 0 | 0 | 0 | 0 | 0 | 0 | 779.8621 | 0 | 0 | 0 | 0 | 0 | 0 | 0 | 0 | 0 | 0 | 0 | 0 | 15766.6374 | 15766.6374 | 14986.7753 | 14986.7753 | 0 | 779.8621 | 0 | 2577.6416 | 0 | 177.7937 | 0 | 5753.2654 | 0 | 177.7937 | 0 | 5052.2316 | 0 | 177.7937 | 0 | 6095.5503 | 0 | 177.7937 | 0 | 2755.4353 | 5931.0591 | 5230.0253 | 6273.344
73786 | 242.131 | 2152 | 3 | None | Electric, 100% Usage | EnergyStar, 100% Usage | Electric, 100% Usage | 318 Rated kWh, 100% Usage | 400%+ | None | 8 | Single-Family Attached | Single-Family Attached | Single-Family Attached | 2000-2499 | 1500-2499 | 2 | Electricity | 100% Conditioned | Central AC | None | Electricity Baseboard | None | 120000-139999 | 100% Incandescent | Occupied | 1980s | Electricity | Yes | 0 | 450.1572 | 26.3764 | 987.6495 | 4638.7289 | 112.5393 | 319.7405 | 0 | 0 | 11569.8597 | 0 | 0 | 2481.1397 | 207.4943 | 0 | 2335.4834 | 21.9803 | 2063.8065 | 0 | 0 | 0 | 431.9868 | 727.1093 | 0 | 0 | 0 | 0 | 0 | 0 | 0 | 0 | 0 | 0 | 0 | 0 | 0 | 0 | 0 | 0 | 0 | 0 | 0 | 26373.7587 | 26373.7587 | 26373.7587 | 26373.7587 | 0 | 0 | 0 | 4687.6005 | 0 | 0 | 0 | 10582.2234 | 0 | 0 | 0 | 9260.5382 | 0 | 0 | 0 | 11146.0614 | 0 | 0 | 0 | 4687.6005 | 10582.2234 | 9260.5382 | 11146.0614
73791 | 242.131 | 1220 | 2 | Standard Efficiency | Electric, 120% Usage | EnergyStar, 120% Usage | Electric, 120% Usage | 318 Rated kWh, 120% Usage | 400%+ | None | None | Single-Family Detached | Single-Family Detached | Single-Family Detached | 1000-1499 | 0-1499 | 1 | Electricity | 100% Conditioned | Central AC | None | Electricity Electric Furnace | None | 120000-139999 | 100% CFL | Occupied | 1970s | Electricity | Yes | 67.9925 | 629.5167 | 36.6339 | 199.2883 | 1542.14 | 161.7752 | 0 | 220.0964 | 0 | 9375.0505 | 0 | 0 | 5590.6237 | 40.1507 | 0 | 491.1871 | 16.412 | 5095.9198 | 0 | 0 | 0 | 565.6272 | 868.0765 | 0 | 0 | 0 | 0 | 0 | 0 | 0 | 0 | 0 | 0 | 0 | 0 | 0 | 0 | 0 | 0 | 0 | 0 | 0 | 24900.7835 | 24900.7835 | 24900.7835 | 24900.7835 | 0 | 0 | 0 | 4278.2615 | 0 | 0 | 0 | 9859.0697 | 0 | 0 | 0 | 8601.199 | 0 | 0 | 0 | 10447.5123 | 0 | 0 | 0 | 4278.2615 | 9859.0697 | 8601.199 | 10447.5123
73811 | 242.131 | 2176 | 1 | Standard Efficiency | Electric, 100% Usage | EnergyStar, 100% Usage | Propane, 100% Usage | None | 400%+ | None | None | Single-Family Detached | Single-Family Detached | Single-Family Detached | 2000-2499 | 1500-2499 | 2 | Fuel Oil | 20% Conditioned | Room AC | None | Fuel Oil Fuel Furnace | None | 140000-159999 | 100% CFL | Occupied | 1950s | Fuel Oil | Yes | 67.9925 | 897.6767 | 52.4597 | 0 | 1022.2319 | 0 | 0 | 983.5465 | 0 | 0 | 0 | 0 | 0 | 52.1667 | 0 | 753.7788 | 16.412 | 3796.1496 | 0 | 0 | 0 | 46.0122 | 434.0383 | 0 | 0 | 39438.867 | 7383.9256 | 0 | 0 | 0 | 0 | 0 | 0 | 0 | 0 | 0 | 0 | 0 | 0 | 0 | 0 | 1348.42 | 56293.6773 | 56293.6773 | 8122.1716 | 8122.1716 | 46822.7926 | 0 | 1348.42 | 1362.9498 | 14196.6488 | 0 | 371.0567 | 3056.8801 | 14196.6488 | 0 | 371.0567 | 2687.7861 | 14196.6488 | 0 | 371.0567 | 3246.1043 | 14196.6488 | 0 | 371.0567 | 15930.6553 | 17624.5855 | 17255.4915 | 17813.8098
73840 | 242.131 | 1690 | 3 | Standard Efficiency, No usage | Electric, 120% Usage | EnergyStar, 120% Usage | Electric, 120% Usage | 290 Rated kWh, 120% Usage | 400%+ | None | None | Single-Family Detached | Single-Family Detached | Single-Family Detached | 1500-1999 | 1500-2499 | 1 | Electricity | 100% Conditioned | Heat Pump | None | Electricity ASHP | None | 160000-179999 | 100% Incandescent | Vacant | 1990s | Electricity | Yes | 0 | 0 | 0 | 436.0898 | 1463.0108 | 0 | 0 | 115.1769 | 49.8221 | 1700.9845 | 0 | 0 | 335.2733 | 0 | 0 | 0 | 21.9803 | 0 | 0 | 0 | 0 | 0 | 434.0383 | 0 | 0 | 0 | 0 | 0 | 0 | 0 | 0 | 0 | 0 | 0 | 0 | 0 | 0 | 0 | 0 | 0 | 0 | 0 | 4556.3759 | 4556.3759 | 4556.3759 | 4556.3759 | 0 | 0 | 0 | 816.2431 | 0 | 0 | 0 | 1813.7735 | 0 | 0 | 0 | 1594.1926 | 0 | 0 | 0 | 1861.3154 | 0 | 0 | 0 | 816.2431 | 1813.7735 | 1594.1926 | 1861.3154
73908 | 242.131 | 617 | 1 | Standard Efficiency | Electric, 80% Usage | EnergyStar, 80% Usage | Electric, 80% Usage | None | 100-150% | None | 12 | Single-Family Attached | Single-Family Attached | Single-Family Attached | 500-749 | 0-1499 | 1 | Electricity | 20% Conditioned | Room AC | None | Electricity Baseboard | None | 15000-19999 | 100% LED | Occupied | <1940 | Electricity | Yes | 67.9925 | 231.8192 | 13.4813 | 0 | 442.2442 | 0 | 319.7405 | 0 | 0 | 3226.7125 | 0 | 0 | 862.5082 | 21.6873 | 0 | 248.8173 | 16.412 | 782.7928 | 0 | 0 | 0 | 277.5383 | 400.042 | 0 | 0 | 0 | 0 | 0 | 0 | 0 | 0 | 0 | 0 | 0 | 0 | 0 | 0 | 0 | 0 | 0 | 0 | 0 | 6912.0812 | 6912.0812 | 6912.0812 | 6912.0812 | 0 | 0 | 0 | 1169.4968 | 0 | 0 | 0 | 2719.1729 | 0 | 0 | 0 | 2372.0527 | 0 | 0 | 0 | 2854.5734 | 0 | 0 | 0 | 1169.4968 | 2719.1729 | 2372.0527 | 2854.5734
73910 | 242.131 | 2176 | 3 | Standard Efficiency, No usage | Electric, 100% Usage | EnergyStar, 100% Usage | Electric, 100% Usage | 290 Rated kWh, 100% Usage | 400%+ | None | None | Single-Family Detached | Single-Family Detached | Single-Family Detached | 2000-2499 | 1500-2499 | 1 | Other Fuel | 100% Conditioned | Central AC | None | None | None | 180000-199999 | 100% Incandescent | Vacant | 1980s | Electricity | Yes | 0 | 0 | 0 | 685.7863 | 2658.4477 | 0 | 319.7405 | 0 | 0 | 0 | 0 | 0 | 367.5111 | 0 | 0 | 0 | 21.9803 | 0 | 0 | 0 | 0 | 0 | 434.0383 | 0 | 0 | 0 | 0 | 0 | 0 | 0 | 0 | 0 | 0 | 0 | 0 | 0 | 0 | 0 | 0 | 0 | 0 | 0 | 4487.5042 | 4487.5042 | 4487.5042 | 4487.5042 | 0 | 0 | 0 | 789.3396 | 0 | 0 | 0 | 1744.1792 | 0 | 0 | 0 | 1622.8836 | 0 | 0 | 0 | 1845.1058 | 0 | 0 | 0 | 789.3396 | 1744.1792 | 1622.8836 | 1845.1058
74015 | 242.131 | 1675 | 3 | Standard Efficiency | Electric, 100% Usage | Standard, 100% Usage | Electric, 100% Usage | None | 400%+ | None | 24 | Single-Family Attached | Single-Family Attached | Single-Family Attached | 1500-1999 | 1500-2499 | 1 | Electricity | 100% Conditioned | Central AC | None | Electricity Electric Furnace | None | 100000-119999 | 100% LED | Occupied | 1970s | Natural Gas | Yes | 67.9925 | 705.129 | 26.3764 | 225.6647 | 1295.6672 | 0 | 0 | 48.3567 | 0 | 2529.2033 | 0 | 0 | 0 | 30.4794 | 0 | 470.6721 | 21.9803 | 1859.5359 | 0 | 0 | 0 | 389.4915 | 868.0765 | 0 | 0 | 0 | 0 | 0 | 0 | 0 | 0 | 0 | 0 | 3734.3116 | 0 | 0 | 0 | 0 | 0 | 0 | 0 | 0 | 12272.6441 | 12272.6441 | 8538.3326 | 8538.3326 | 0 | 3734.3116 | 0 | 1558.5488 | 0 | 851.3765 | 0 | 3577.7602 | 0 | 851.3765 | 0 | 3129.8114 | 0 | 851.3765 | 0 | 3667.2594 | 0 | 851.3765 | 0 | 2409.9254 | 4429.1367 | 3981.1879 | 4518.6359
74064 | 242.131 | 1675 | 3 | Standard Efficiency | Electric, 80% Usage | Standard, 80% Usage | Electric, 80% Usage | None | 300-400% | None | 7 | Single-Family Attached | Single-Family Attached | Single-Family Attached | 1500-1999 | 1500-2499 | 2 | Electricity | 100% Conditioned | Central AC | None | Electricity Electric Furnace | None | 80000-99999 | 100% CFL | Occupied | 1980s | Electricity | Yes | 67.9925 | 808.8762 | 30.1863 | 634.2058 | 4773.5416 | 0 | 0 | 286.6235 | 0 | 12869.3368 | 0 | 0 | 1845.1755 | 46.0122 | 0 | 616.0354 | 21.9803 | 1060.9173 | 0 | 0 | 0 | 379.527 | 434.0383 | 0 | 0 | 0 | 0 | 0 | 0 | 0 | 0 | 0 | 0 | 0 | 0 | 0 | 0 | 0 | 0 | 0 | 0 | 0 | 23874.4486 | 23874.4486 | 23874.4486 | 23874.4486 | 0 | 0 | 0 | 4213.009 | 0 | 0 | 0 | 9641.5898 | 0 | 0 | 0 | 8415.4085 | 0 | 0 | 0 | 10109.0553 | 0 | 0 | 0 | 4213.009 | 9641.5898 | 8415.4085 | 10109.0553
74122 | 242.131 | 2663 | 5 | Standard Efficiency | Electric, 80% Usage | Standard, 80% Usage | Propane, 80% Usage | None | 400%+ | None | None | Single-Family Detached | Single-Family Detached | Single-Family Detached | 2500-2999 | 2500-3999 | 1 | Fuel Oil | 60% Conditioned | Central AC | None | Fuel Oil Fuel Furnace | None | 160000-179999 | 100% LED | Occupied | 1970s | Electricity | Yes | 67.9925 | 989.701 | 36.927 | 494.997 | 1709.7766 | 0 | 0 | 632.7404 | 0 | 0 | 0 | 0 | 2210.6351 | 38.9785 | 16.7051 | 677.8734 | 27.2556 | 1660.8338 | 0 | 0 | 0 | 29.6002 | 817.9614 | 0 | 0 | 25382.5923 | 0 | 0 | 0 | 0 | 0 | 0 | 0 | 0 | 0 | 0 | 0 | 0 | 0 | 0 | 0 | 864.8527 | 35659.4224 | 35659.4224 | 9411.9774 | 9411.9774 | 25382.5923 | 0 | 864.8527 | 1649.7658 | 7696.006 | 0 | 237.9654 | 3659.3129 | 7696.006 | 0 | 237.9654 | 3226.3195 | 7696.006 | 0 | 237.9654 | 3815.8581 | 7696.006 | 0 | 237.9654 | 9583.7373 | 11593.2844 | 11160.291 | 11749.8295
74293 | 242.131 | 1138 | 2 | Standard Efficiency | Electric, 100% Usage | EnergyStar, 100% Usage | Electric, 100% Usage | None | 200-300% | 10 | None | 10 to 19 Unit | Multifamily with 5+ units, 1-3 stories | Multi-Family with 5+ Units | 1000-1499 | 0-1499 | 1 | Electricity | 40% Conditioned | Room AC | Heating Only | Electricity Shared Heating | Boiler Baseboards Heating Only, Electricity | 25000-29999 | 100% Incandescent | Occupied | 1970s | Electricity | No | 67.9925 | 289.8473 | 16.9981 | 0 | 949.8433 | 0 | 0 | 106.0917 | 0 | 9049.1554 | 0 | 0 | 1289.8058 | 156.793 | 0 | 1465.0623 | 16.412 | 1581.4115 | 0 | 0 | 0 | 346.9961 | 480.0504 | 0 | 0 | 0 | 0 | 0 | 0 | 0 | 0 | 0 | 0 | 0 | 0 | 0 | 0 | 0 | 0 | 0 | 0 | 0 | 15816.4595 | 15816.4595 | 15816.4595 | 15816.4595 | 0 | 0 | 0 | 2716.098 | 0 | 0 | 0 | 6314.5061 | 0 | 0 | 0 | 5494.7091 | 0 | 0 | 0 | 6697.8216 | 0 | 0 | 0 | 2716.098 | 6314.5061 | 5494.7091 | 6697.8216
74420 | 242.131 | 2663 | 4 | Standard Efficiency | Electric, 120% Usage | Standard, 120% Usage | Electric, 120% Usage | None | 300-400% | None | None | Single-Family Detached | Single-Family Detached | Single-Family Detached | 2500-2999 | 2500-3999 | 2 | Natural Gas | 20% Conditioned | Room AC | None | Natural Gas Fuel Boiler | None | 100000-119999 | 100% LED | Occupied | 1960s | Natural Gas | Yes | 67.9925 | 1768.977 | 66.2341 | 0 | 1115.1354 | 0 | 319.7405 | 83.2322 | 0 | 0 | 0 | 0 | 0 | 38.9785 | 16.7051 | 677.8734 | 21.9803 | 7272.8517 | 0 | 0 | 0 | 723.8855 | 1160.8545 | 0 | 0 | 0 | 0 | 0 | 0 | 0 | 0 | 26548.7221 | 0 | 12524.9783 | 0 | 0 | 0 | 0 | 0 | 0 | 0 | 0 | 52408.141 | 52408.141 | 13334.1475 | 13334.1475 | 0 | 39073.7004 | 0 | 2229.6637 | 0 | 8908.0207 | 0 | 4964.207 | 0 | 8908.0207 | 0 | 4371.3291 | 0 | 8908.0207 | 0 | 5280.4325 | 0 | 8908.0207 | 0 | 11137.6844 | 13872.2277 | 13279.3498 | 14188.4532
74547 | 242.131 | 2663 | 3 | Standard Efficiency | Electric, 100% Usage | EnergyStar, 100% Usage | Electric, 100% Usage | 290 Rated kWh, 100% Usage | 400%+ | None | None | Single-Family Detached | Single-Family Detached | Single-Family Detached | 2500-2999 | 2500-3999 | 2 | Electricity | 20% Conditioned | Room AC | None | Electricity Electric Furnace | None | 180000-199999 | 100% CFL | Occupied | 1980s | Electricity | Yes | 67.9925 | 648.8593 | 37.8062 | 0 | 793.0503 | 160.6029 | 319.7405 | 303.9147 | 0 | 13057.1954 | 0 | 0 | 3738.4146 | 58.3211 | 24.911 | 887.4192 | 21.9803 | 3321.6675 | 0 | 0 | 0 | 537.1993 | 434.0383 | 0 | 0 | 0 | 0 | 0 | 0 | 0 | 0 | 0 | 0 | 0 | 0 | 0 | 0 | 0 | 0 | 0 | 0 | 0 | 24413.1132 | 24413.1132 | 24413.1132 | 24413.1132 | 0 | 0 | 0 | 4380.1973 | 0 | 0 | 0 | 10207.61 | 0 | 0 | 0 | 8869.3134 | 0 | 0 | 0 | 10695.3928 | 0 | 0 | 0 | 4380.1973 | 10207.61 | 8869.3134 | 10695.3928
74595 | 242.131 | 2631 | 4 | None | Gas, 100% Usage | EnergyStar, 100% Usage | Gas, 100% Usage | None | 200-300% | None | 8 | Single-Family Attached | Single-Family Attached | Single-Family Attached | 2500-2999 | 2500-3999 | 2 | Natural Gas | 20% Conditioned | Room AC | None | Natural Gas Fuel Boiler | None | 30000-34999 | 100% Incandescent | Vacant | 1950s | Natural Gas | Yes | 0 | 0 | 0 | 0 | 1351.9368 | 0 | 0 | 50.4082 | 0 | 0 | 0 | 0 | 0 | 0 | 0 | 0 | 21.9803 | 0 | 0 | 0 | 0 | 0 | 434.0383 | 0 | 0 | 0 | 0 | 0 | 0 | 0 | 0 | 16102.7899 | 0 | 1794.4742 | 0 | 0 | 0 | 0 | 0 | 0 | 0 | 0 | 19755.3347 | 19755.3347 | 1858.3637 | 1858.3637 | 0 | 17897.2641 | 0 | 316.9309 | 0 | 4080.1759 | 0 | 665.8092 | 0 | 4080.1759 | 0 | 594.9227 | 0 | 4080.1759 | 0 | 694.928 | 0 | 4080.1759 | 0 | 4397.1067 | 4745.985 | 4675.0985 | 4775.1039
74626 | 242.131 | 1690 | 4 | Standard Efficiency | Electric, 120% Usage | Standard, 120% Usage | Electric, 120% Usage | None | 400%+ | None | None | Single-Family Detached | Single-Family Detached | Single-Family Detached | 1500-1999 | 1500-2499 | 1 | Propane | 100% Conditioned | Central AC | None | Propane Fuel Furnace | None | 80000-99999 | 100% Incandescent | Occupied | 1990s | Electricity | Yes | 81.7668 | 915.261 | 34.2893 | 734.143 | 3982.2497 | 0 | 0 | 171.4466 | 0 | 0 | 0 | 0 | 3837.7657 | 184.6348 | 99.9372 | 1938.9582 | 21.9803 | 4765.3356 | 0 | 0 | 0 | 486.498 | 960.1008 | 0 | 0 | 0 | 0 | 0 | 0 | 0 | 0 | 0 | 0 | 0 | 0 | 0 | 0 | 0 | 0 | 6902.1168 | 0 | 0 | 25116.1907 | 25116.1907 | 18214.0739 | 18214.0739 | 0 | 0 | 6902.1168 | 3122.6369 | 0 | 0 | 1899.3527 | 6889.2208 | 0 | 0 | 1899.3527 | 6080.4007 | 0 | 0 | 1899.3527 | 7269.8578 | 0 | 0 | 1899.3527 | 5021.9897 | 8788.5735 | 7979.7535 | 9169.2105
74630 | 242.131 | 1675 | 4 | None | Electric, 120% Usage | EnergyStar, 120% Usage | Electric, 120% Usage | None | 400%+ | None | 50 | Single-Family Attached | Single-Family Attached | Single-Family Attached | 1500-1999 | 1500-2499 | 2 | Electricity | 100% Conditioned | Central AC | None | Electricity Baseboard | None | 70000-79999 | 100% Incandescent | Occupied | 1970s | Electricity | Yes | 0 | 347.5823 | 20.2219 | 736.1945 | 3091.8998 | 0 | 319.7405 | 0 | 0 | 5302.5349 | 0 | 0 | 2150.2624 | 183.7556 | 0 | 1926.0631 | 21.9803 | 3456.7733 | 0 | 0 | 0 | 416.454 | 480.0504 | 0 | 0 | 0 | 0 | 0 | 0 | 0 | 0 | 0 | 0 | 0 | 0 | 0 | 0 | 0 | 0 | 0 | 0 | 0 | 18453.513 | 18453.513 | 18453.513 | 18453.513 | 0 | 0 | 0 | 3194.1108 | 0 | 0 | 0 | 7205.2155 | 0 | 0 | 0 | 6314.8966 | 0 | 0 | 0 | 7589.278 | 0 | 0 | 0 | 3194.1108 | 7205.2155 | 6314.8966 | 7589.278
74698 | 242.131 | 617 | 2 | None | Electric, 100% Usage | EnergyStar, 100% Usage | Electric, 100% Usage | 290 Rated kWh, 100% Usage | 200-300% | None | 30 | Single-Family Attached | Single-Family Attached | Single-Family Attached | 500-749 | 0-1499 | 2 | Natural Gas | 100% Conditioned | Central AC | None | Natural Gas Fuel Furnace | None | 40000-44999 | 100% LED | Occupied | 1980s | Natural Gas | Yes | 0 | 450.1572 | 26.3764 | 420.8501 | 1967.6792 | 105.2125 | 0 | 51.8736 | 0 | 0 | 0 | 0 | 0 | 21.6873 | 0 | 248.8173 | 16.412 | 1827.8843 | 0 | 0 | 0 | 431.9868 | 480.0504 | 0 | 0 | 0 | 0 | 0 | 0 | 0 | 0 | 3720.5372 | 0 | 4195.8985 | 0 | 0 | 0 | 0 | 0 | 0 | 0 | 0 | 13965.7157 | 13965.7157 | 6049.28 | 6049.28 | 0 | 7916.4357 | 0 | 1014.9778 | 0 | 1804.81 | 0 | 2214.2638 | 0 | 1804.81 | 0 | 1962.2238 | 0 | 1804.81 | 0 | 2332.4473 | 0 | 1804.81 | 0 | 2819.7878 | 4019.0738 | 3767.0338 | 4137.2573
74817 | 242.131 | 2631 | 2 | None | Electric, 100% Usage | EnergyStar, 100% Usage | Electric, 100% Usage | None | 400%+ | None | 12 | Single-Family Attached | Single-Family Attached | Single-Family Attached | 2500-2999 | 2500-3999 | 2 | Electricity | 100% Conditioned | Heat Pump | None | Electricity ASHP | None | 180000-199999 | 100% CFL | Occupied | 1980s | Electricity | Yes | 0 | 289.8473 | 16.9981 | 543.6468 | 2108.3533 | 0 | 319.7405 | 1006.4061 | 4824.829 | 8471.8054 | 0 | 0 | 1306.5108 | 58.0281 | 0 | 878.6271 | 16.412 | 1875.0687 | 0 | 0 | 0 | 346.9961 | 434.0383 | 0 | 0 | 0 | 0 | 0 | 0 | 0 | 0 | 0 | 0 | 0 | 0 | 0 | 0 | 0 | 0 | 0 | 0 | 0 | 22497.3076 | 22497.3076 | 22497.3076 | 22497.3076 | 0 | 0 | 0 | 4055.4152 | 0 | 0 | 0 | 9445.8624 | 0 | 0 | 0 | 8207.2876 | 0 | 0 | 0 | 9813.3457 | 0 | 0 | 0 | 4055.4152 | 9445.8624 | 8207.2876 | 9813.3457
74907 | 242.131 | 1138 | 2 | Standard Efficiency | None | None | Electric, 120% Usage | 290 Rated kWh, 120% Usage | 200-300% | 323 | None | 50 or more Unit | Multifamily with 5+ units, 1-3 stories | Multi-Family with 5+ Units | 1000-1499 | 0-1499 | 3 | Electricity | 100% Conditioned | Central AC | None | Electricity Electric Furnace | None | 35000-39999 | 100% LED | Occupied | 1980s | Electricity | Yes | 67.9925 | 0 | 0 | 350.513 | 2554.1144 | 72.3886 | 0 | 12.8951 | 0 | 1355.7468 | 0 | 0 | 2189.534 | 26.0833 | 0 | 357.8398 | 16.412 | 3162.5299 | 0 | 0 | 0 | 416.454 | 434.0383 | 272.8492 | 0 | 0 | 0 | 0 | 0 | 0 | 0 | 0 | 0 | 0 | 0 | 0 | 0 | 0 | 0 | 0 | 0 | 0 | 11289.3907 | 11289.3907 | 11289.3907 | 11289.3907 | 0 | 0 | 0 | 1983.183 | 0 | 0 | 0 | 4433.0948 | 0 | 0 | 0 | 3899.1608 | 0 | 0 | 0 | 4632.1334 | 0 | 0 | 0 | 1983.183 | 4433.0948 | 3899.1608 | 4632.1334
74993 | 242.131 | 1690 | 4 | Standard Efficiency | Electric, 100% Usage | Standard, 100% Usage | Gas, 100% Usage | 290 Rated kWh, 100% Usage | 400%+ | None | None | Single-Family Detached | Single-Family Detached | Single-Family Detached | 1500-1999 | 1500-2499 | 2 | Natural Gas | 20% Conditioned | Room AC | None | Natural Gas Fuel Wall/Floor Furnace | None | 200000+ | 100% Incandescent | Occupied | <1940 | Natural Gas | Yes | 67.9925 | 525.7695 | 19.6358 | 0 | 1183.7141 | 56.5627 | 319.7405 | 0 | 0 | 0 | 0 | 0 | 0 | 184.6348 | 0 | 1938.9582 | 21.9803 | 2067.9095 | 0 | 0 | -8218.0059 | 23.1526 | 434.0383 | 0 | 0 | 0 | 0 | 0 | 0 | 0 | 0 | 30139.1358 | 0 | 2148.504 | 0 | 0 | 679.6318 | 0 | 0 | 0 | 0 | 0 | 31593.0613 | 39811.0672 | -1373.9172 | 6843.7956 | 0 | 32967.2716 | 0 | 336.9951 | 0 | 7515.8441 | 0 | 572.2916 | 0 | 7515.8441 | 0 | 487.0489 | 0 | 7515.8441 | 0 | 428.7487 | 0 | 7515.8441 | 0 | 7852.8392 | 8088.1357 | 8002.893 | 7944.5928
75073 | 242.131 | 2631 | 3 | Standard Efficiency | Electric, 80% Usage | EnergyStar, 80% Usage | Electric, 80% Usage | 290 Rated kWh, 80% Usage | 0-100% | None | 12 | Single-Family Attached | Single-Family Attached | Single-Family Attached | 2500-2999 | 2500-3999 | 2 | Natural Gas | 20% Conditioned | Room AC | None | Natural Gas Fuel Furnace | None | 10000-14999 | 100% Incandescent | Occupied | 1950s | Natural Gas | Yes | 67.9925 | 231.8192 | 13.4813 | 0 | 561.8172 | 48.3567 | 319.7405 | 343.7724 | 0 | 0 | 0 | 0 | 0 | 231.5261 | 0 | 2746.6621 | 21.9803 | 937.5344 | 0 | 0 | 0 | 277.5383 | 434.0383 | 0 | 0 | 0 | 0 | 0 | 0 | 0 | 0 | 15901.157 | 0 | 2175.4666 | 470.9652 | 0 | 0 | 0 | 0 | 0 | 0 | 0 | 24784.1412 | 24784.1412 | 6236.2593 | 6236.2593 | 0 | 18547.8819 | 0 | 1075.7165 | 0 | 4228.521 | 0 | 2389.374 | 0 | 4228.521 | 0 | 2100.0215 | 0 | 4228.521 | 0 | 2551.6471 | 0 | 4228.521 | 0 | 5304.2375 | 6617.895 | 6328.5425 | 6780.1681
75275 | 242.131 | 853 | 2 | None | Electric, 120% Usage | EnergyStar, 120% Usage | Electric, 120% Usage | 318 Rated kWh, 120% Usage | 100-150% | 7 | None | 5 to 9 Unit | Multifamily with 5+ units, 1-3 stories | Multi-Family with 5+ Units | 750-999 | 0-1499 | 2 | Natural Gas | 100% Conditioned | Central AC | Cooling Only | Natural Gas Fuel Furnace | Fan Coil Cooling Only | 25000-29999 | 100% LED | Occupied | 1970s | Electricity | No | 0 | 636.5504 | 37.22 | 25.2041 | 1984.9704 | 164.4129 | 0 | 161.7752 | 0 | 0 | 0 | 0 | 5700.2323 | 23.7388 | 0 | 298.0533 | 16.412 | 4103.8742 | 0 | 0 | 0 | 569.4371 | 1356.0398 | 367.2181 | 0 | 0 | 0 | 0 | 0 | 0 | 0 | 7469.5024 | 0 | 0 | 0 | 0 | 0 | 0 | 0 | 0 | 0 | 0 | 22914.3478 | 22914.3478 | 15444.8454 | 15444.8454 | 0 | 7469.5024 | 0 | 2587.1562 | 0 | 1702.9051 | 0 | 5724.3965 | 0 | 1702.9051 | 0 | 5040.752 | 0 | 1702.9051 | 0 | 6134.5501 | 0 | 1702.9051 | 0 | 4290.0612 | 7427.3015 | 6743.6571 | 7837.4552
75382 | 242.131 | 2152 | 2 | Standard Efficiency | Electric, 100% Usage | EnergyStar, 100% Usage | Electric, 100% Usage | 290 Rated kWh, 100% Usage | 400%+ | None | 8 | Single-Family Attached | Single-Family Attached | Single-Family Attached | 2000-2499 | 1500-2499 | 1 | Electricity | 100% Conditioned | Heat Pump | None | Electricity ASHP | None | 200000+ | 100% LED | Occupied | 2000s | Electricity | Yes | 67.9925 | 289.8473 | 16.9981 | 467.4484 | 2703.2875 | 60.3726 | 0 | 482.9811 | 2842.2032 | 6142.1835 | 0 | 0 | 1368.0558 | 34.5824 | 0 | 570.6094 | 16.412 | 1801.5079 | 0 | 0 | 0 | 346.9961 | 434.0383 | 0 | 0 | 0 | 0 | 0 | 0 | 0 | 0 | 0 | 0 | 0 | 0 | 0 | 0 | 0 | 0 | 0 | 0 | 0 | 17645.5161 | 17645.5161 | 17645.5161 | 17645.5161 | 0 | 0 | 0 | 2953.1648 | 0 | 0 | 0 | 6816.48 | 0 | 0 | 0 | 5941.1329 | 0 | 0 | 0 | 7174.9863 | 0 | 0 | 0 | 2953.1648 | 6816.48 | 5941.1329 | 7174.9863
75400 | 242.131 | 1202 | 3 | None | Electric, 100% Usage | Standard, 100% Usage | Gas, 100% Usage | None | 400%+ | None | 12 | Single-Family Attached | Single-Family Attached | Single-Family Attached | 1000-1499 | 0-1499 | 2 | Natural Gas | 100% Conditioned | Central AC | None | Natural Gas Fuel Furnace | None | 80000-99999 | 100% CFL | Occupied | 2000s | Natural Gas | Yes | 0 | 552.439 | 20.515 | 317.1029 | 1431.9452 | 0 | 0 | 90.2659 | 0 | 0 | 0 | 0 | 0 | 40.1507 | 0 | 486.2049 | 21.9803 | 1655.5585 | 0 | 0 | 0 | 23.7388 | 434.0383 | 0 | 0 | 0 | 0 | 0 | 0 | 0 | 0 | 6084.7416 | 0 | 2212.3935 | 0 | 0 | 694.8715 | 0 | 0 | 0 | 0 | 0 | 14065.6529 | 14065.6529 | 5073.9394 | 5073.9394 | 0 | 8992.0066 | 0 | 884.1005 | 0 | 2049.9654 | 0 | 1919.7589 | 0 | 2049.9654 | 0 | 1697.7495 | 0 | 2049.9654 | 0 | 2019.4781 | 0 | 2049.9654 | 0 | 2934.0659 | 3969.7243 | 3747.7149 | 4069.4434
75436 | 242.131 | 1675 | 3 | Standard Efficiency | Electric, 80% Usage | EnergyStar, 80% Usage | Electric, 80% Usage | 318 Rated kWh, 80% Usage | 400%+ | None | 6 | Single-Family Attached | Single-Family Attached | Single-Family Attached | 1500-1999 | 1500-2499 | 3 | Electricity | 100% Conditioned | Central AC | None | Electricity Baseboard | None | 200000+ | 100% CFL | Occupied | 1980s | Electricity | Yes | 67.9925 | 231.8192 | 13.4813 | 208.3735 | 1034.5409 | 51.5805 | 0 | 0 | 0 | 4151.9378 | 0 | 0 | 876.5756 | 46.0122 | 0 | 616.0354 | 21.9803 | 864.2666 | 0 | 0 | 0 | 277.5383 | 480.0504 | 0 | 0 | 0 | 0 | 0 | 0 | 661.4614 | 0 | 0 | 0 | 0 | 0 | 0 | 0 | 0 | 0 | 0 | 0 | 0 | 9603.6459 | 9603.6459 | 8942.4776 | 8942.4776 | 0 | 661.4614 | 0 | 1563.1292 | 0 | 150.7864 | 0 | 3582.742 | 0 | 150.7864 | 0 | 3126.2298 | 0 | 150.7864 | 0 | 3762.1051 | 0 | 150.7864 | 0 | 1713.9156 | 3733.5283 | 3277.0162 | 3912.8914
75456 | 242.131 | 866 | 2 | Standard Efficiency | Electric, 120% Usage | EnergyStar, 120% Usage | Electric, 120% Usage | 318 Rated kWh, 120% Usage | 300-400% | None | 7 | Single-Family Attached | Single-Family Attached | Single-Family Attached | 750-999 | 0-1499 | 1 | Electricity | 100% Conditioned | Central AC | None | Electricity Baseboard | None | 50000-59999 | 100% Incandescent | Occupied | 1970s | Electricity | Yes | 67.9925 | 444.0027 | 25.7903 | 375.131 | 1976.4713 | 106.3848 | 0 | 0 | 0 | 3245.7621 | 0 | 0 | 3617.6693 | 143.3118 | 0 | 1231.4846 | 16.412 | 3470.2545 | 0 | 0 | 0 | 467.4484 | 434.0383 | 0 | 0 | 0 | 0 | 0 | 1317.6475 | 648.5663 | 0 | 0 | 0 | 0 | 0 | 0 | 0 | 0 | 0 | 0 | 0 | 0 | 17588.6603 | 17588.6603 | 15622.4465 | 15622.4465 | 0 | 1966.2138 | 0 | 2616.7172 | 0 | 448.2554 | 0 | 5897.3032 | 0 | 448.2554 | 0 | 5170.4604 | 0 | 448.2554 | 0 | 6279.4865 | 0 | 448.2554 | 0 | 3064.9726 | 6345.5586 | 5618.7158 | 6727.7419
75479 | 242.131 | 1220 | 3 | None | Electric, 100% Usage | EnergyStar, 100% Usage | Electric, 100% Usage | None | 200-300% | None | None | Single-Family Detached | Single-Family Detached | Single-Family Detached | 1000-1499 | 0-1499 | 1 | Fuel Oil | 100% Conditioned | Central AC | None | Fuel Oil Fuel Furnace | None | 30000-34999 | 100% LED | Occupied | <1940 | Electricity | Yes | 0 | 275.7799 | 16.1189 | 855.1814 | 2688.0479 | 0 | 0 | 197.2368 | 0 | 0 | 0 | 0 | 1194.8508 | 26.9625 | 0 | 375.131 | 21.9803 | 1918.4432 | 0 | 0 | 0 | 339.6694 | 434.0383 | 0 | 0 | 27335.6179 | 0 | 0 | 0 | 0 | 0 | 0 | 0 | 0 | 0 | 0 | 0 | 0 | 0 | 0 | 0 | 0 | 35678.7651 | 35678.7651 | 8343.4403 | 8343.4403 | 27335.6179 | 0 | 0 | 1348.1337 | 8288.0815 | 0 | 0 | 2889.9395 | 8288.0815 | 0 | 0 | 2570.5706 | 8288.0815 | 0 | 0 | 3084.894 | 8288.0815 | 0 | 0 | 9636.2152 | 11178.021 | 10858.6521 | 11372.9755
75536 | 242.131 | 853 | 2 | None | None | None | Electric, 80% Usage | 318 Rated kWh, 80% Usage | 100-150% | 12 | None | 10 to 19 Unit | Multifamily with 5+ units, 1-3 stories | Multi-Family with 5+ Units | 750-999 | 0-1499 | 3 | Electricity | None | None | Heating Only | Electricity Shared Heating | Boiler Baseboards Heating Only, Electricity | 30000-34999 | 100% Incandescent | Occupied | 1950s | Electricity | No | 0 | 0 | 0 | 0 | 0 | 109.3155 | 319.7405 | 116.9354 | 0 | 8790.0806 | 0 | 0 | 1662.2991 | 142.7256 | 0 | 1220.3479 | 16.412 | 1026.0418 | 0 | 0 | 0 | 379.527 | 434.0383 | 0 | 0 | 0 | 0 | 0 | 0 | 0 | 0 | 0 | 0 | 0 | 0 | 0 | 0 | 0 | 0 | 0 | 0 | 0 | 14217.1707 | 14217.1707 | 14217.1707 | 14217.1707 | 0 | 0 | 0 | 2412.6392 | 0 | 0 | 0 | 5677.97 | 0 | 0 | 0 | 4934.7135 | 0 | 0 | 0 | 6042.2953 | 0 | 0 | 0 | 2412.6392 | 5677.97 | 4934.7135 | 6042.2953
75563 | 242.131 | 2176 | 3 | Standard Efficiency | Electric, 80% Usage | Standard, 80% Usage | Electric, 80% Usage | None | 400%+ | None | None | Single-Family Detached | Single-Family Detached | Single-Family Detached | 2000-2499 | 1500-2499 | 1 | Electricity | None | None | None | Electricity Electric Furnace | None | 200000+ | 100% LED | Occupied | 1980s | Electricity | Yes | 67.9925 | 1179.318 | 44.2537 | 0 | 0 | 0 | 319.7405 | 312.7068 | 0 | 13415.3282 | 0 | 0 | 2461.797 | 34.8755 | 16.7051 | 575.5916 | 21.9803 | 1740.8422 | 0 | 0 | 0 | 482.6881 | 868.0765 | 545.9914 | 0 | 0 | 0 | 0 | 0 | 0 | 0 | 0 | 0 | 0 | 0 | 0 | 0 | 0 | 0 | 0 | 0 | 0 | 22087.3012 | 22087.3012 | 22087.3012 | 22087.3012 | 0 | 0 | 0 | 3905.9025 | 0 | 0 | 0 | 9150.7539 | 0 | 0 | 0 | 7935.2447 | 0 | 0 | 0 | 9670.4764 | 0 | 0 | 0 | 3905.9025 | 9150.7539 | 7935.2447 | 9670.4764
75653 | 242.131 | 2663 | 4 | Standard Efficiency | Electric, 120% Usage | Standard, 120% Usage | Electric, 120% Usage | 290 Rated kWh, 120% Usage | 400%+ | None | None | Single-Family Detached | Single-Family Detached | Single-Family Detached | 2500-2999 | 2500-3999 | 1 | Natural Gas | 100% Conditioned | Central AC | None | Natural Gas Fuel Wall/Floor Furnace | None | 200000+ | 100% Incandescent | Occupied | 1960s | Natural Gas | Yes | 67.9925 | 1484.405 | 55.6835 | 1941.8889 | 7962.1548 | 192.5477 | 319.7405 | 0 | 0 | 0 | 0 | 0 | 0 | 233.2846 | 0 | 2774.2107 | 21.9803 | 6643.335 | 0 | 0 | 0 | 644.7564 | 434.0383 | 0 | 0 | 0 | 0 | 0 | 0 | 0 | 0 | 37244.9369 | 0 | 10162.8255 | 0 | 0 | 0 | 0 | 0 | 0 | 0 | 0 | 70183.4876 | 70183.4876 | 22775.4321 | 22775.4321 | 0 | 47407.7624 | 0 | 3884.8658 | 0 | 10808.0112 | 0 | 8380.3935 | 0 | 10808.0112 | 0 | 7440.4262 | 0 | 10808.0112 | 0 | 8780.0383 | 0 | 10808.0112 | 0 | 14692.877 | 19188.4047 | 18248.4374 | 19588.0495
75707 | 242.131 | 1138 | 2 | Standard Efficiency | None | None | Gas, 80% Usage | 290 Rated kWh, 80% Usage | 150-200% | 323 | None | 50 or more Unit | Multifamily with 5+ units, 8+ stories | Multi-Family with 5+ Units | 1000-1499 | 0-1499 | 20 | Natural Gas | 100% Conditioned | Central AC | None | Natural Gas Fuel Furnace | None | 30000-34999 | 100% LED | Occupied | 2000s | Natural Gas | Yes | 67.9925 | 0 | 0 | 234.4569 | 1502.8684 | 66.2341 | 0 | 44.8399 | 0 | 0 | 0 | 0 | 0 | 26.0833 | 0 | 357.8398 | 16.412 | 888.2984 | 0 | 0 | 0 | 21.3942 | 434.0383 | 0 | 0 | 0 | 0 | 0 | 0 | 0 | 0 | 6403.896 | 0 | 2409.0442 | 0 | 0 | 624.8275 | 0 | 0 | 0 | 0 | 0 | 13097.9323 | 13097.9323 | 3660.1646 | 3660.1646 | 0 | 9437.7677 | 0 | 617.5229 | 0 | 2151.6181 | 0 | 1305.1159 | 0 | 2151.6181 | 0 | 1161.1348 | 0 | 2151.6181 | 0 | 1395.0401 | 0 | 2151.6181 | 0 | 2769.141 | 3456.734 | 3312.7529 | 3546.6582
75728 | 242.131 | 2663 | 4 | Standard Efficiency | Electric, 100% Usage | EnergyStar, 100% Usage | Electric, 100% Usage | None | 400%+ | None | None | Single-Family Detached | Single-Family Detached | Single-Family Detached | 2500-2999 | 2500-3999 | 3 | Electricity | 20% Conditioned | Room AC | None | Electricity Electric Boiler | None | 100000-119999 | 100% CFL | Occupied | <1940 | Electricity | Yes | 67.9925 | 275.7799 | 16.1189 | 0 | 1668.1605 | 0 | 319.7405 | 99.6442 | 0 | 37014.5831 | 0 | 0 | 1103.7056 | 58.3211 | 0 | 887.4192 | 21.9803 | 2377.3925 | 0 | 0 | 0 | 339.6694 | 817.9614 | 346.1169 | 0 | 0 | 0 | 0 | 0 | 760.5194 | 0 | 0 | 0 | 0 | 0 | 0 | 0 | 0 | 0 | 0 | 0 | 0 | 46174.5194 | 46174.5194 | 45413.9999 | 45413.9999 | 0 | 760.5194 | 0 | 7869.1418 | 0 | 173.3984 | 0 | 18630.7328 | 0 | 173.3984 | 0 | 16130.9921 | 0 | 173.3984 | 0 | 19688.6009 | 0 | 173.3984 | 0 | 8042.5402 | 18804.1312 | 16304.3904 | 19861.9993
75744 | 242.131 | 2176 | 3 | Standard Efficiency | Electric, 120% Usage | EnergyStar, 120% Usage | Electric, 120% Usage | 290 Rated kWh, 120% Usage | 400%+ | None | None | Single-Family Detached | Single-Family Detached | Single-Family Detached | 2000-2499 | 1500-2499 | 1 | Fuel Oil | 100% Conditioned | Central AC | None | Fuel Oil Fuel Boiler | None | 80000-99999 | 100% Incandescent | Occupied | 1960s | Electricity | Yes | 67.9925 | 330.8772 | 19.3427 | 764.6224 | 2655.2239 | 67.6994 | 0 | 173.7911 | 0 | 0 | 0 | 0 | 2132.9712 | 208.6666 | 0 | 2355.9983 | 21.9803 | 4445.0089 | 0 | 0 | 0 | 407.3688 | 834.0803 | 320.6198 | 0 | 27282.8651 | 0 | 0 | 0 | 0 | 0 | 0 | 0 | 0 | 0 | 0 | 0 | 0 | 0 | 0 | 0 | 0 | 42089.4017 | 42089.4017 | 14806.5366 | 14806.5366 | 27282.8651 | 0 | 0 | 2571.0028 | 8272.1586 | 0 | 0 | 5580.4707 | 8272.1586 | 0 | 0 | 4932.3707 | 8272.1586 | 0 | 0 | 5920.2853 | 8272.1586 | 0 | 0 | 10843.1614 | 13852.6293 | 13204.5293 | 14192.444
75797 | 242.131 | 2152 | 2 | Standard Efficiency | Electric, 100% Usage | Standard, 100% Usage | Electric, 100% Usage | None | 400%+ | None | 15 | Single-Family Attached | Single-Family Attached | Single-Family Attached | 2000-2499 | 1500-2499 | 1 | Natural Gas | 100% Conditioned | Central AC | None | Natural Gas Fuel Furnace | None | 100000-119999 | 100% CFL | Occupied | 2000s | Natural Gas | Yes | 67.9925 | 552.439 | 20.808 | 603.1403 | 3490.1834 | 0 | 319.7405 | 580.8669 | 0 | 0 | 0 | 0 | 0 | 51.8736 | 0 | 747.0382 | 16.412 | 1801.5079 | 0 | 0 | 0 | 346.9961 | 434.0383 | 0 | 0 | 0 | 0 | 0 | 0 | 0 | 0 | 23307.9422 | 0 | 2222.9441 | 0 | 0 | 0 | 0 | 0 | 0 | 0 | 0 | 34563.9228 | 34563.9228 | 9033.3296 | 9033.3296 | 0 | 25530.8863 | 0 | 1532.128 | 0 | 5820.5068 | 0 | 3288.3932 | 0 | 5820.5068 | 0 | 2920.7321 | 0 | 5820.5068 | 0 | 3469.4845 | 0 | 5820.5068 | 0 | 7352.6348 | 9108.9 | 8741.2389 | 9289.9913
75809 | 242.131 | 1220 | 3 | None | Gas, 100% Usage | EnergyStar, 100% Usage | Electric, 100% Usage | 318 Rated kWh, 100% Usage | 150-200% | None | None | Single-Family Detached | Single-Family Detached | Single-Family Detached | 1000-1499 | 0-1499 | 1 | Electricity | 100% Conditioned | Central AC | None | Electricity Electric Furnace | None | 50000-59999 | 100% LED | Occupied | 1970s | Electricity | Yes | 0 | 69.1648 | 45.1329 | 469.4999 | 3460.8763 | 208.9597 | 0 | 320.0336 | 0 | 13591.1709 | 0 | 0 | 4716.3927 | 26.9625 | 0 | 375.131 | 21.9803 | 3177.4765 | 0 | 2810.5516 | 0 | 603.1403 | 400.042 | 0 | 0 | 0 | 0 | 918.1917 | 0 | 0 | 0 | 0 | 0 | 0 | 0 | 0 | 0 | 0 | 0 | 0 | 0 | 0 | 31214.7066 | 31214.7066 | 30296.5149 | 30296.5149 | 0 | 918.1917 | 0 | 5344.2933 | 0 | 209.3392 | 0 | 11986.793 | 0 | 209.3392 | 0 | 10863.3708 | 0 | 209.3392 | 0 | 13175.4663 | 0 | 209.3392 | 0 | 5553.6326 | 12196.1322 | 11072.71 | 13384.8055
75823 | 242.131 | 1675 | 3 | None | Electric, 80% Usage | EnergyStar, 80% Usage | Propane, 80% Usage | None | 0-100% | None | 16 | Single-Family Attached | Single-Family Attached | Single-Family Attached | 1500-1999 | 1500-2499 | 2 | Electricity | None | None | Heating Only | Electricity Shared Heating | Boiler Baseboards Heating Only, Electricity | <10000 | 100% CFL | Occupied | <1940 | Electricity | Yes | 0 | 360.1843 | 21.1011 | 0 | 0 | 0 | 0 | 226.837 | 0 | 38798.7997 | 0 | 0 | 1379.1925 | 46.0122 | 0 | 616.0354 | 21.9803 | 995.2694 | 0 | 0 | 0 | 23.7388 | 480.0504 | 0 | 0 | 0 | 0 | 0 | 0 | 0 | 0 | 0 | 0 | 0 | 0 | 0 | 0 | 0 | 0 | 0 | 0 | 695.4576 | 43664.3656 | 43664.3656 | 42968.908 | 42968.908 | 0 | 0 | 695.4576 | 7335.2518 | 0 | 0 | 191.362 | 17414.9941 | 0 | 0 | 191.362 | 15086.6179 | 0 | 0 | 191.362 | 18582.0528 | 0 | 0 | 191.362 | 7526.6138 | 17606.3561 | 15277.9799 | 18773.4148
75900 | 242.131 | 2663 | 3 | Standard Efficiency | Electric, 120% Usage | EnergyStar, 120% Usage | Electric, 120% Usage | 290 Rated kWh, 120% Usage | 400%+ | None | None | Single-Family Detached | Single-Family Detached | Single-Family Detached | 2500-2999 | 2500-3999 | 2 | Natural Gas | 100% Conditioned | Central AC | None | Natural Gas Fuel Furnace | None | 200000+ | 100% CFL | Occupied | 2000s | Natural Gas | Yes | 67.9925 | 778.6898 | 45.426 | 812.393 | 2787.1059 | 192.5477 | 319.7405 | 154.1554 | 0 | 0 | 0 | 0 | 0 | 58.3211 | 24.911 | 887.4192 | 21.9803 | 6643.335 | 0 | 0 | 0 | 644.7564 | 434.0383 | 514.9259 | 0 | 0 | 0 | 0 | 0 | 0 | 0 | 12605.8659 | 0 | 10246.0577 | 0 | 0 | 0 | 0 | 0 | 0 | 0 | 0 | 37239.6617 | 37239.6617 | 14387.738 | 14387.738 | 0 | 22851.6305 | 0 | 2488.2213 | 0 | 5209.7334 | 0 | 5428.9582 | 0 | 5209.7334 | 0 | 4797.48 | 0 | 5209.7334 | 0 | 5722.5626 | 0 | 5209.7334 | 0 | 7697.9547 | 10638.6915 | 10007.2134 | 10932.296
76013 | 242.131 | 866 | 2 | Standard Efficiency | Electric, 100% Usage | EnergyStar, 100% Usage | Gas, 100% Usage | None | 400%+ | None | 8 | Single-Family Attached | Single-Family Attached | Single-Family Attached | 750-999 | 0-1499 | 2 | Natural Gas | 60% Conditioned | Central AC | None | Natural Gas Fuel Furnace | None | 100000-119999 | 100% Incandescent | Occupied | 1960s | Natural Gas | Yes | 67.9925 | 369.8557 | 21.6873 | 113.1254 | 1720.9133 | 0 | 0 | 475.3613 | 0 | 0 | 0 | 0 | 0 | 143.3118 | 0 | 1231.4846 | 16.412 | 1735.2738 | 0 | 0 | 0 | 26.6695 | 434.0383 | 0 | 0 | 0 | 0 | 0 | 0 | 0 | 0 | 22001.4314 | 0 | 3558.1759 | 0 | 0 | 781.0344 | 0 | 0 | 0 | 0 | 0 | 32697.0601 | 32697.0601 | 6356.4184 | 6356.4184 | 0 | 26340.6416 | 0 | 1096.536 | 0 | 6005.1407 | 0 | 2393.5203 | 0 | 6005.1407 | 0 | 2114.1691 | 0 | 6005.1407 | 0 | 2535.487 | 0 | 6005.1407 | 0 | 7101.6767 | 8398.661 | 8119.3098 | 8540.6277
76039 | 242.131 | 853 | 1 | None | Electric, 80% Usage | Standard, 80% Usage | Gas, 80% Usage | None | 300-400% | 6 | None | 5 to 9 Unit | Multifamily with 5+ units, 1-3 stories | Multi-Family with 5+ Units | 750-999 | 0-1499 | 3 | Natural Gas | 100% Conditioned | Central AC | None | Natural Gas Fuel Furnace | None | 40000-44999 | 100% CFL | Occupied | 1990s | Natural Gas | Yes | 0 | 441.9512 | 16.412 | 313.586 | 1606.9087 | 0 | 0 | 226.837 | 0 | 0 | 0 | 0 | 0 | 35.7547 | 0 | 390.3707 | 16.412 | 733.2638 | 0 | 0 | 0 | 19.0496 | 434.0383 | 0 | 0 | 0 | 0 | 0 | 0 | 0 | 0 | 14952.7791 | 0 | 2091.3552 | 0 | 0 | 555.9558 | 0 | 0 | 0 | 0 | 0 | 21834.3809 | 21834.3809 | 4234.2908 | 4234.2908 | 0 | 17599.797 | 0 | 708.426 | 0 | 4012.4155 | 0 | 1532.9789 | 0 | 4012.4155 | 0 | 1361.2965 | 0 | 4012.4155 | 0 | 1609.4836 | 0 | 4012.4155 | 0 | 4720.8415 | 5545.3944 | 5373.712 | 5621.8991
76067 | 242.131 | 2663 | 4 | None | Electric, 120% Usage | EnergyStar, 120% Usage | Electric, 120% Usage | 290 Rated kWh, 120% Usage | 400%+ | None | None | Single-Family Detached | Single-Family Detached | Single-Family Detached | 2500-2999 | 2500-3999 | 2 | Propane | 100% Conditioned | Central AC | None | Propane Fuel Furnace | None | 140000-159999 | 100% CFL | Occupied | 1990s | Electricity | Yes | 0 | 927.863 | 54.2181 | 1033.0755 | 3099.5196 | 234.1638 | 319.7405 | 565.6272 | 0 | 0 | 0 | 0 | 8877.1227 | 58.3211 | 24.911 | 887.4192 | 21.9803 | 7272.8517 | 0 | 0 | 0 | 723.8855 | 1160.8545 | 0 | 0 | 0 | 0 | 0 | 0 | 0 | 0 | 0 | 0 | 0 | 0 | 0 | 0 | 0 | 0 | 37702.1278 | 0 | 0 | 62963.6817 | 62963.6817 | 25261.5539 | 25261.5539 | 0 | 0 | 37702.1278 | 4208.303 | 0 | 0 | 10375.0373 | 9329.8371 | 0 | 0 | 10375.0373 | 8223.6256 | 0 | 0 | 10375.0373 | 9960.0103 | 0 | 0 | 10375.0373 | 14583.3403 | 19704.8745 | 18598.6629 | 20335.0476
76132 | 242.131 | 2663 | 4 | Standard Efficiency | Electric, 100% Usage | Standard, 100% Usage | Electric, 100% Usage | None | 400%+ | None | None | Single-Family Detached | Single-Family Detached | Single-Family Detached | 2500-2999 | 2500-3999 | 1 | Fuel Oil | None | None | None | Fuel Oil Fuel Boiler | None | 80000-99999 | 100% Incandescent | Occupied | 1950s | Electricity | Yes | 67.9925 | 762.864 | 28.4279 | 0 | 0 | 0 | 319.7405 | 242.0767 | 0 | 0 | 0 | 0 | 2232.6154 | 233.2846 | 99.9372 | 2773.9177 | 21.9803 | 2692.1508 | 0 | 0 | 0 | 405.6104 | 434.0383 | 0 | 0 | 36381.8426 | 0 | 0 | 0 | 0 | 0 | 0 | 0 | 0 | 0 | 0 | 0 | 0 | 0 | 0 | 0 | 0 | 46696.1859 | 46696.1859 | 10314.6363 | 10314.6363 | 36381.8426 | 0 | 0 | 1682.9361 | 11030.8947 | 0 | 0 | 3788.8353 | 11030.8947 | 0 | 0 | 3325.6041 | 11030.8947 | 0 | 0 | 4083.7914 | 11030.8947 | 0 | 0 | 12713.8308 | 14819.73 | 14356.4988 | 15114.6861
76135 | 242.131 | 1202 | 3 | Standard Efficiency | Electric, 100% Usage | EnergyStar, 100% Usage | Electric, 100% Usage | None | 300-400% | None | 8 | Single-Family Attached | Single-Family Attached | Single-Family Attached | 1000-1499 | 0-1499 | 1 | Electricity | 100% Conditioned | Heat Pump | None | Electricity ASHP | None | 80000-99999 | 100% Incandescent | Occupied | 1950s | Electricity | Yes | 67.9925 | 530.4586 | 31.0655 | 834.0803 | 3141.1357 | 0 | 0 | 412.351 | 1010.509 | 4865.859 | 0 | 0 | 2939.5028 | 160.0168 | 0 | 1519.8666 | 21.9803 | 2048.8599 | 0 | 0 | 0 | 474.4821 | 960.1008 | 0 | 0 | 0 | 0 | 0 | 0 | 0 | 0 | 0 | 0 | 0 | 0 | 0 | 0 | 0 | 0 | 0 | 0 | 0 | 19017.9679 | 19017.9679 | 19017.9679 | 19017.9679 | 0 | 0 | 0 | 3327.863 | 0 | 0 | 0 | 7495.9323 | 0 | 0 | 0 | 6567.9595 | 0 | 0 | 0 | 7892.2319 | 0 | 0 | 0 | 3327.863 | 7495.9323 | 6567.9595 | 7892.2319
76142 | 242.131 | 885 | 2 | Standard Efficiency | Electric, 120% Usage | Standard, 120% Usage | Electric, 120% Usage | 318 Rated kWh, 120% Usage | 200-300% | None | None | Single-Family Detached | Single-Family Detached | Single-Family Detached | 750-999 | 0-1499 | 1 | Electricity | 100% Conditioned | Central AC | None | Electricity Baseboard | None | 35000-39999 | 100% Incandescent | Occupied | 1970s | Natural Gas | Yes | 67.9925 | 915.261 | 34.2893 | 837.5971 | 2689.2201 | 117.2284 | 319.7405 | 0 | 0 | 6298.0973 | 0 | 0 | 0 | 144.191 | 0 | 1247.8966 | 16.412 | 4253.3404 | 0 | 0 | 0 | 486.498 | 400.042 | 0 | 0 | 0 | 0 | 0 | 0 | 0 | 0 | 0 | 0 | 6504.4193 | 0 | 0 | 0 | 0 | 0 | 0 | 0 | 0 | 24332.5187 | 24332.5187 | 17828.0993 | 17828.0993 | 0 | 6504.4193 | 0 | 3192.9075 | 0 | 1482.871 | 0 | 7235.8869 | 0 | 1482.871 | 0 | 6333.5515 | 0 | 1482.871 | 0 | 7553.1612 | 0 | 1482.871 | 0 | 4675.7785 | 8718.7579 | 7816.4226 | 9036.0322
76182 | 242.131 | 2152 | 2 | None | Electric, 120% Usage | Standard, 120% Usage | Propane, 120% Usage | None | 400%+ | None | 24 | Single-Family Attached | Single-Family Attached | Single-Family Attached | 2000-2499 | 1500-2499 | 2 | Electricity | 60% Conditioned | Central AC | None | Electricity Electric Furnace | None | 100000-119999 | 100% CFL | Occupied | 1970s | Electricity | Yes | 0 | 846.3893 | 31.6517 | 160.0168 | 1460.0801 | 0 | 0 | 181.7041 | 0 | 7743.2307 | 0 | 0 | 3627.0476 | 51.8736 | 0 | 747.0382 | 16.412 | 3865.3143 | 0 | 0 | 0 | 31.9447 | 868.0765 | 0 | 0 | 0 | 0 | 0 | 0 | 0 | 0 | 0 | 0 | 0 | 0 | 0 | 0 | 0 | 0 | 0 | 0 | 937.2413 | 20568.3138 | 20568.3138 | 19631.0726 | 19631.0726 | 0 | 0 | 937.2413 | 3399.8907 | 0 | 0 | 257.9144 | 7800.6793 | 0 | 0 | 257.9144 | 6805.4405 | 0 | 0 | 257.9144 | 8255.7916 | 0 | 0 | 257.9144 | 3657.8052 | 8058.5937 | 7063.3549 | 8513.7061
76201 | 242.131 | 3301 | 5 | Standard Efficiency | Electric, 120% Usage | EnergyStar, 120% Usage | Gas, 120% Usage | None | 0-100% | None | None | Single-Family Detached | Single-Family Detached | Single-Family Detached | 3000-3999 | 2500-3999 | 2 | Natural Gas | 40% Conditioned | Room AC | None | Natural Gas Fuel Wall/Floor Furnace | None | 25000-29999 | 100% LED | Occupied | 1940s | Natural Gas | Yes | 67.9925 | 927.863 | 54.2181 | 0 | 2870.3381 | 0 | 319.7405 | 0 | 0 | 0 | 0 | 0 | 0 | 44.2537 | 0 | 811.5138 | 27.2556 | 7678.462 | 0 | 0 | 0 | 49.8221 | 480.0504 | 0 | 0 | 0 | 0 | 0 | 0 | 0 | 0 | 72298.8745 | 0 | 11295.5452 | 0 | 0 | 1457.7355 | 0 | 0 | 0 | 0 | 0 | 98383.9582 | 98383.9582 | 13331.803 | 13331.803 | 0 | 85052.1552 | 0 | 2299.6702 | 0 | 19390.1322 | 0 | 5060.8457 | 0 | 19390.1322 | 0 | 4470.2054 | 0 | 19390.1322 | 0 | 5304.8871 | 0 | 19390.1322 | 0 | 21689.8024 | 24450.9779 | 23860.3376 | 24695.0192
76267 | 242.131 | 1675 | 5 | None | Electric, 100% Usage | Standard, 100% Usage | Electric, 100% Usage | 290 Rated kWh, 100% Usage | 400%+ | None | 12 | Single-Family Attached | Single-Family Attached | Single-Family Attached | 1500-1999 | 1500-2499 | 3 | Electricity | None | None | None | Electricity Baseboard | None | 120000-139999 | 100% CFL | Occupied | 1990s | Electricity | Yes | 0 | 1011.0952 | 37.8062 | 0 | 0 | 127.4859 | 0 | 0 | 0 | 4571.3225 | 0 | 0 | 3058.1966 | 46.0122 | 0 | 616.0354 | 27.2556 | 2121.5415 | 0 | 0 | 0 | 474.4821 | 434.0383 | 0 | 0 | 0 | 0 | 0 | 0 | 0 | 0 | 0 | 0 | 0 | 0 | 0 | 0 | 0 | 0 | 0 | 0 | 0 | 12525.5645 | 12525.5645 | 12525.5645 | 12525.5645 | 0 | 0 | 0 | 2138.0893 | 0 | 0 | 0 | 4983.9981 | 0 | 0 | 0 | 4337.4317 | 0 | 0 | 0 | 5268.0984 | 0 | 0 | 0 | 2138.0893 | 4983.9981 | 4337.4317 | 5268.0984
76292 | 242.131 | 3301 | 3 | Standard Efficiency | Electric, 120% Usage | EnergyStar, 120% Usage | Electric, 120% Usage | None | 400%+ | None | None | Single-Family Detached | Single-Family Detached | Single-Family Detached | 3000-3999 | 2500-3999 | 2 | Natural Gas | 100% Conditioned | Central AC | None | Natural Gas Fuel Furnace | None | 200000+ | 100% CFL | Occupied | 2010s | Natural Gas | Yes | 67.9925 | 927.863 | 54.2181 | 557.1281 | 2785.0544 | 0 | 0 | 839.6486 | 0 | 0 | 0 | 0 | 0 | 66.2341 | 24.911 | 1062.6757 | 21.9803 | 7678.462 | 0 | 0 | 0 | 723.8855 | 434.0383 | 0 | 0 | 0 | 0 | 0 | 0 | 0 | 0 | 35457.4965 | 0 | 11906.3053 | 0 | 0 | 0 | 0 | 0 | 0 | 0 | 0 | 62608.1865 | 62608.1865 | 15244.3848 | 15244.3848 | 0 | 47363.8018 | 0 | 2555.5176 | 0 | 10797.9982 | 0 | 5655.1279 | 0 | 10797.9982 | 0 | 4990.4523 | 0 | 10797.9982 | 0 | 5986.1034 | 0 | 10797.9982 | 0 | 13353.5158 | 16453.1261 | 15788.4504 | 16784.1016
76293 | 242.131 | 2152 | 2 | Standard Efficiency | Electric, 120% Usage | Standard, 120% Usage | Electric, 120% Usage | None | 400%+ | None | 15 | Single-Family Attached | Single-Family Attached | Single-Family Attached | 2000-2499 | 1500-2499 | 2 | Electricity | 100% Conditioned | Central AC | None | Electricity Electric Furnace | None | 120000-139999 | 100% Incandescent | Occupied | 2000s | Electricity | Yes | 81.7668 | 1029.8517 | 38.6854 | 1172.5774 | 5774.9654 | 0 | 0 | 222.1479 | 0 | 13230.1073 | 0 | 0 | 4311.0754 | 207.4943 | 0 | 2335.4834 | 16.412 | 4127.6129 | 0 | 0 | 0 | 518.4427 | 1790.0781 | 0 | 0 | 0 | 0 | 0 | 0 | 0 | 0 | 0 | 0 | 0 | 0 | 0 | 0 | 0 | 0 | 0 | 0 | 0 | 34856.4077 | 34856.4077 | 34856.4077 | 34856.4077 | 0 | 0 | 0 | 6133.9224 | 0 | 0 | 0 | 14137.4858 | 0 | 0 | 0 | 12348.5424 | 0 | 0 | 0 | 14679.2824 | 0 | 0 | 0 | 6133.9224 | 14137.4858 | 12348.5424 | 14679.2824
76435 | 242.131 | 1202 | 4 | None | Electric, 100% Usage | EnergyStar, 100% Usage | Gas, 100% Usage | 318 Rated kWh, 100% Usage | 0-100% | None | 90 | Single-Family Attached | Single-Family Attached | Single-Family Attached | 1000-1499 | 0-1499 | 2 | Natural Gas | 100% Conditioned | Central AC | None | Natural Gas Fuel Furnace | None | <10000 | 100% LED | Occupied | 1980s | Natural Gas | Yes | 0 | 289.8473 | 16.9981 | 238.2668 | 1226.7955 | 64.7687 | 0 | 179.6526 | 0 | 0 | 0 | 0 | 0 | 26.6695 | 0 | 371.321 | 21.9803 | 1655.5585 | 0 | 0 | 0 | 23.7388 | 434.0383 | 0 | 0 | 0 | 0 | 0 | 0 | 0 | 0 | 15482.3585 | 0 | 2544.443 | 0 | 0 | 694.8715 | 0 | 0 | 0 | 0 | 0 | 23270.7222 | 23270.7222 | 4549.3422 | 4549.3422 | 0 | 18721.38 | 0 | 760.9035 | 0 | 4268.0901 | 0 | 1661.59 | 0 | 4268.0901 | 0 | 1470.2979 | 0 | 4268.0901 | 0 | 1757.6487 | 0 | 4268.0901 | 0 | 5028.9936 | 5929.6802 | 5738.388 | 6025.7388
76458 | 242.131 | 8194 | 3 | None | Electric, 100% Usage | EnergyStar, 100% Usage | Electric, 100% Usage | 290 Rated kWh, 100% Usage | 400%+ | None | None | Single-Family Detached | Single-Family Detached | Single-Family Detached | 4000+ | 4000+ | 2 | Electricity | 100% Conditioned | Central AC | None | Electricity Electric Furnace | None | 200000+ | 100% LED | Occupied | 1990s | Natural Gas | Yes | 0 | 648.8593 | 37.8062 | 955.9978 | 4410.1335 | 160.6029 | 0 | 300.3978 | 0 | 41261.4759 | 0 | 0 | 0 | 84.9906 | 16.7051 | 1837.8487 | 21.9803 | 5080.387 | 0 | 0 | 0 | 537.1993 | 1756.0819 | 0 | 0 | 0 | 0 | 0 | 0 | 0 | 0 | 0 | 0 | 5923.2594 | 0 | 0 | 0 | 0 | 0 | 0 | 0 | 0 | 63033.4327 | 63033.4327 | 57110.1733 | 57110.1733 | 0 | 5923.2594 | 0 | 10219.8788 | 0 | 1350.3821 | 0 | 23765.5168 | 0 | 1350.3821 | 0 | 20642.0943 | 0 | 1350.3821 | 0 | 25010.3711 | 0 | 1350.3821 | 0 | 11570.2609 | 25115.899 | 21992.4764 | 26360.7533
76483 | 242.131 | 1220 | 3 | Standard Efficiency | Electric, 120% Usage | EnergyStar, 120% Usage | Electric, 120% Usage | None | 400%+ | None | None | Single-Family Detached | Single-Family Detached | Single-Family Detached | 1000-1499 | 0-1499 | 1 | Electricity | 100% Conditioned | Heat Pump | None | Electricity ASHP | None | 160000-179999 | 100% LED | Occupied | 1970s | Natural Gas | Yes | 67.9925 | 330.8772 | 19.3427 | 483.5673 | 2872.3896 | 0 | 319.7405 | 505.5476 | 1463.5969 | 6983.8836 | 0 | 0 | 0 | 26.9625 | 16.7051 | 375.131 | 21.9803 | 3836.8864 | 0 | 1534.2271 | 0 | 407.3688 | 434.0383 | 0 | 0 | 0 | 0 | 0 | 0 | 0 | 0 | 0 | 0 | 3364.4559 | 0 | 0 | 0 | 0 | 0 | 0 | 0 | 0 | 23064.9863 | 23064.9863 | 19700.5304 | 19700.5304 | 0 | 3364.4559 | 0 | 3377.1648 | 0 | 767.0238 | 0 | 7757.6429 | 0 | 767.0238 | 0 | 6779.6986 | 0 | 767.0238 | 0 | 8129.5043 | 0 | 767.0238 | 0 | 4144.1886 | 8524.6667 | 7546.7224 | 8896.5281
76575 | 242.131 | 2176 | 3 | None | Electric, 80% Usage | EnergyStar, 80% Usage | Electric, 80% Usage | None | 400%+ | None | None | Single-Family Detached | Single-Family Detached | Single-Family Detached | 2000-2499 | 1500-2499 | 2 | Natural Gas | 20% Conditioned | Room AC | None | Natural Gas Fuel Wall/Floor Furnace | None | 80000-99999 | 100% CFL | Vacant | 1960s | Natural Gas | Yes | 0 | 0 | 0 | 0 | 1435.7552 | 0 | 0 | 0 | 0 | 0 | 0 | 0 | 0 | 0 | 0 | 0 | 21.9803 | 0 | 0 | 0 | 0 | 0 | 434.0383 | 0 | 0 | 0 | 0 | 0 | 0 | 0 | 0 | 21827.0541 | 0 | 1663.4714 | 0 | 0 | 0 | 0 | 0 | 0 | 0 | 0 | 25382.2992 | 25382.2992 | 1891.4807 | 1891.4807 | 0 | 23490.5255 | 0 | 325.5355 | 0 | 5355.3746 | 0 | 678.7869 | 0 | 5355.3746 | 0 | 608.7523 | 0 | 5355.3746 | 0 | 698.2537 | 0 | 5355.3746 | 0 | 5680.9101 | 6034.1615 | 5964.1269 | 6053.6283
76587 | 242.131 | 1690 | 5 | Standard Efficiency | Electric, 120% Usage | EnergyStar, 120% Usage | Electric, 120% Usage | 318 Rated kWh, 120% Usage | 300-400% | None | None | Single-Family Detached | Single-Family Detached | Single-Family Detached | 1500-1999 | 1500-2499 | 2 | Fuel Oil | 100% Conditioned | Central AC | None | Fuel Oil Fuel Furnace | None | 100000-119999 | 100% LED | Occupied | 1970s | Electricity | Yes | 67.9925 | 778.6898 | 45.426 | 1359.8498 | 5947.5843 | 206.322 | 319.7405 | 406.4896 | 0 | 0 | 0 | 0 | 7261.4219 | 30.7725 | 16.7051 | 473.6028 | 27.2556 | 6024.3689 | 0 | 0 | 0 | 644.7564 | 480.0504 | 0 | 0 | 28733.86 | 0 | 0 | 0 | 0 | 0 | 0 | 0 | 0 | 0 | 0 | 0 | 0 | 0 | 0 | 0 | 0 | 52824.8881 | 52824.8881 | 24091.3212 | 24091.3212 | 28733.86 | 0 | 0 | 4031.3589 | 8712.0425 | 0 | 0 | 8795.411 | 8712.0425 | 0 | 0 | 7782.1555 | 8712.0425 | 0 | 0 | 9343.5256 | 8712.0425 | 0 | 0 | 12743.4014 | 17507.4535 | 16494.198 | 18055.5682
76666 | 242.131 | 853 | 1 | Standard Efficiency | Gas, 80% Usage | EnergyStar, 80% Usage | Electric, 80% Usage | None | 150-200% | 20 | None | 20 to 49 Unit | Multifamily with 5+ units, 1-3 stories | Multi-Family with 5+ Units | 750-999 | 0-1499 | 2 | Natural Gas | 100% Conditioned | Central AC | None | Natural Gas Fuel Furnace | None | 35000-39999 | 100% Incandescent | Occupied | 1960s | Natural Gas | No | 67.9925 | 32.2378 | 21.1011 | 312.4138 | 2183.0864 | 0 | 0 | 454.5532 | 0 | 0 | 0 | 0 | 0 | 142.7256 | 0 | 1220.3479 | 16.412 | 928.4491 | 0 | 0 | 0 | 345.5308 | 434.0383 | 0 | 0 | 0 | 0 | 427.5907 | 0 | 0 | 0 | 18235.4681 | 0 | 2146.7456 | 0 | 0 | 0 | 0 | 0 | 0 | 0 | 0 | 26968.986 | 26968.986 | 6158.8885 | 6158.8885 | 0 | 20810.0975 | 0 | 1040.6552 | 0 | 4744.2814 | 0 | 2271.4541 | 0 | 4744.2814 | 0 | 2010.5541 | 0 | 4744.2814 | 0 | 2390.4005 | 0 | 4744.2814 | 0 | 5784.9366 | 7015.7354 | 6754.8354 | 7134.6818
76685 | 242.131 | 853 | 2 | None | Electric, 100% Usage | Standard, 100% Usage | Propane, 100% Usage | 290 Rated kWh, 100% Usage | 300-400% | 6 | None | 5 to 9 Unit | Multifamily with 5+ units, 1-3 stories | Multi-Family with 5+ Units | 750-999 | 0-1499 | 1 | Propane | 100% Conditioned | Central AC | None | Propane Fuel Furnace | None | 60000-69999 | 100% Incandescent | Occupied | 1980s | Electricity | Yes | 0 | 705.129 | 26.3764 | 301.5701 | 1826.4189 | 82.646 | 0 | 254.9718 | 0 | 0 | 0 | 0 | 2140.5911 | 142.7256 | 0 | 1220.3479 | 16.412 | 1661.713 | 0 | 0 | 0 | 26.6695 | 434.0383 | 0 | 0 | 0 | 0 | 0 | 0 | 0 | 0 | 0 | 0 | 0 | 0 | 0 | 0 | 0 | 0 | 10221.1466 | 0 | 781.0344 | 19842.0837 | 19842.0837 | 8839.9027 | 8839.9027 | 0 | 0 | 11002.181 | 1490.6701 | 0 | 0 | 3027.6597 | 3307.713 | 0 | 0 | 3027.6597 | 2916.5699 | 0 | 0 | 3027.6597 | 3495.8972 | 0 | 0 | 3027.6597 | 4518.3298 | 6335.3727 | 5944.2296 | 6523.5568
76692 | 242.131 | 1202 | 3 | None | Gas, 100% Usage | Standard, 100% Usage | Electric, 100% Usage | None | 200-300% | None | 8 | Single-Family Attached | Single-Family Attached | Single-Family Attached | 1000-1499 | 0-1499 | 2 | Natural Gas | 100% Conditioned | Central AC | None | Natural Gas Fuel Furnace | None | 50000-59999 | 100% CFL | Vacant | 2000s | Natural Gas | Yes | 0 | 0 | 0 | 104.0402 | 601.6749 | 0 | 0 | 7.6198 | 0 | 0 | 0 | 0 | 0 | 0 | 0 | 0 | 21.9803 | 0 | 0 | 0 | 0 | 0 | 434.0383 | 0 | 0 | 0 | 0 | 0 | 0 | 0 | 0 | 653.8416 | 0 | 1558.552 | 0 | 0 | 0 | 0 | 0 | 0 | 0 | 0 | 3381.7471 | 3381.7471 | 1169.3536 | 1169.3536 | 0 | 2212.3935 | 0 | 210.7467 | 0 | 504.3652 | 0 | 452.7346 | 0 | 504.3652 | 0 | 401.8565 | 0 | 504.3652 | 0 | 464.7181 | 0 | 504.3652 | 0 | 715.112 | 957.0999 | 906.2218 | 969.0833
76746 | 242.131 | 1138 | 2 | None | None | None | Electric, 100% Usage | 318 Rated kWh, 100% Usage | 400%+ | 116 | None | 50 or more Unit | Multifamily with 5+ units, 4-7 stories | Multi-Family with 5+ Units | 1000-1499 | 0-1499 | 4 | Electricity | 100% Conditioned | Central AC | None | Electricity Electric Furnace | None | 80000-99999 | 100% CFL | Occupied | 2000s | Electricity | Yes | 0 | 0 | 0 | 213.0627 | 1317.9406 | 88.5075 | 0 | 4.6891 | 0 | 738.246 | 0 | 0 | 1862.7597 | 39.2715 | 0 | 468.6206 | 16.412 | 1776.3038 | 0 | 0 | 0 | 389.4915 | 434.0383 | 309.19 | 0 | 0 | 0 | 0 | 0 | 0 | 0 | 0 | 0 | 0 | 0 | 0 | 0 | 0 | 0 | 0 | 0 | 0 | 7658.8263 | 7658.8263 | 7658.8263 | 7658.8263 | 0 | 0 | 0 | 1324.2412 | 0 | 0 | 0 | 2951.9184 | 0 | 0 | 0 | 2592.7163 | 0 | 0 | 0 | 3133.1589 | 0 | 0 | 0 | 1324.2412 | 2951.9184 | 2592.7163 | 3133.1589
76829 | 242.131 | 1220 | 3 | Standard Efficiency | Electric, 100% Usage | EnergyStar, 100% Usage | Electric, 100% Usage | None | 200-300% | None | None | Single-Family Detached | Single-Family Detached | Single-Family Detached | 1000-1499 | 0-1499 | 1 | Electricity | None | None | None | Electricity Electric Furnace | None | 35000-39999 | 100% LED | Occupied | <1940 | Electricity | Yes | 67.9925 | 400.042 | 23.4457 | 0 | 0 | 0 | 319.7405 | 269.6254 | 0 | 11448.5283 | 0 | 0 | 2117.7316 | 26.9625 | 0 | 375.131 | 21.9803 | 2233.2016 | 0 | 0 | 0 | 405.6104 | 868.0765 | 0 | 0 | 0 | 0 | 0 | 0 | 0 | 0 | 0 | 0 | 0 | 0 | 0 | 0 | 0 | 0 | 0 | 0 | 0 | 18577.7751 | 18577.7751 | 18577.7751 | 18577.7751 | 0 | 0 | 0 | 3533.4356 | 0 | 0 | 0 | 7868.4074 | 0 | 0 | 0 | 7026.9963 | 0 | 0 | 0 | 8645.1803 | 0 | 0 | 0 | 3533.4356 | 7868.4074 | 7026.9963 | 8645.1803
76945 | 242.131 | 2176 | 2 | Standard Efficiency | Electric, 120% Usage | EnergyStar, 120% Usage | Electric, 120% Usage | 290 Rated kWh, 120% Usage | 400%+ | None | None | Single-Family Detached | Single-Family Detached | Single-Family Detached | 2000-2499 | 1500-2499 | 2 | Electricity | 100% Conditioned | Central AC | None | Electricity Electric Furnace | None | 140000-159999 | 100% LED | Occupied | 1970s | Electricity | Yes | 67.9925 | 480.0504 | 28.1348 | 659.4099 | 6189.3679 | 109.3155 | 0 | 492.6525 | 0 | 21087.0496 | 0 | 0 | 4027.0896 | 34.8755 | 16.7051 | 575.5916 | 16.412 | 5074.5256 | 0 | 0 | 0 | 486.498 | 1160.8545 | 376.8894 | 0 | 0 | 0 | 0 | 0 | 0 | 0 | 0 | 0 | 0 | 0 | 0 | 0 | 0 | 0 | 0 | 0 | 0 | 40883.7073 | 40883.7073 | 40883.7073 | 40883.7073 | 0 | 0 | 0 | 7253.7498 | 0 | 0 | 0 | 16664.3114 | 0 | 0 | 0 | 14532.6133 | 0 | 0 | 0 | 17456.0964 | 0 | 0 | 0 | 7253.7498 | 16664.3114 | 14532.6133 | 17456.0964
77173 | 242.131 | 3301 | 4 | Standard Efficiency, No usage | Electric, 100% Usage | EnergyStar, 100% Usage | Electric, 100% Usage | 318 Rated kWh, 100% Usage | 150-200% | None | None | Single-Family Detached | Single-Family Detached | Single-Family Detached | 3000-3999 | 2500-3999 | 2 | Electricity | 100% Conditioned | Central AC | None | Electricity Electric Furnace | None | 60000-69999 | 100% Incandescent | Vacant | 2000s | Electricity | Yes | 0 | 0 | 0 | 491.7733 | 3103.6226 | 0 | 0 | 146.5355 | 0 | 7043.084 | 0 | 0 | 334.101 | 0 | 0 | 0 | 21.9803 | 0 | 0 | 0 | 0 | 0 | 434.0383 | 0 | 0 | 0 | 0 | 0 | 0 | 0 | 0 | 0 | 0 | 0 | 0 | 0 | 0 | 0 | 0 | 0 | 0 | 0 | 11574.8419 | 11574.8419 | 11574.8419 | 11574.8419 | 0 | 0 | 0 | 2133.7879 | 0 | 0 | 0 | 4910.3542 | 0 | 0 | 0 | 4272.0182 | 0 | 0 | 0 | 5030.5694 | 0 | 0 | 0 | 2133.7879 | 4910.3542 | 4272.0182 | 5030.5694
77179 | 242.131 | 1202 | 2 | Standard Efficiency | None | EnergyStar, 120% Usage | Electric, 120% Usage | 290 Rated kWh, 120% Usage | 200-300% | None | 6 | Single-Family Attached | Single-Family Attached | Single-Family Attached | 1000-1499 | 0-1499 | 2 | Natural Gas | None | None | None | Natural Gas Fuel Boiler | None | 35000-39999 | 100% LED | Occupied | 1960s | Natural Gas | Yes | 67.9925 | 0 | 25.7903 | 0 | 0 | 99.3511 | 319.7405 | 67.1133 | 0 | 0 | 0 | 0 | 0 | 26.6695 | 0 | 371.321 | 16.412 | 3573.7086 | 0 | 0 | 0 | 467.4484 | 434.0383 | 0 | 0 | 0 | 0 | 0 | 0 | 0 | 0 | 8527.1959 | 0 | 5569.8157 | 0 | 0 | 0 | 0 | 0 | 0 | 0 | 0 | 19566.5969 | 19566.5969 | 5469.5854 | 5469.5854 | 0 | 14097.0115 | 0 | 921.7909 | 0 | 3213.8285 | 0 | 2066.8449 | 0 | 3213.8285 | 0 | 1815.8105 | 0 | 3213.8285 | 0 | 2203.2719 | 0 | 3213.8285 | 0 | 4135.6194 | 5280.6734 | 5029.639 | 5417.1004
77216 | 242.131 | 1690 | 3 | Standard Efficiency | Electric, 100% Usage | Standard, 100% Usage | Electric, 100% Usage | 290 Rated kWh, 100% Usage | 400%+ | None | None | Single-Family Detached | Single-Family Detached | Single-Family Detached | 1500-1999 | 1500-2499 | 1 | Electricity | 80% Conditioned | Room AC | None | Electricity Baseboard | None | 160000-179999 | 100% Incandescent | Occupied | 1960s | Electricity | Yes | 67.9925 | 999.9585 | 37.5131 | 0 | 2612.4355 | 125.7275 | 319.7405 | 0 | 0 | 6998.8302 | 0 | 0 | 3193.5954 | 184.6348 | 99.9372 | 1938.9582 | 21.9803 | 2697.4261 | 0 | 0 | 0 | 471.2583 | 960.1008 | 0 | 0 | 0 | 0 | 0 | 0 | 0 | 0 | 0 | 0 | 0 | 0 | 0 | 0 | 0 | 0 | 0 | 0 | 0 | 20729.796 | 20729.796 | 20729.796 | 20729.796 | 0 | 0 | 0 | 3595.9306 | 0 | 0 | 0 | 8137.3051 | 0 | 0 | 0 | 7109.3269 | 0 | 0 | 0 | 8632.9024 | 0 | 0 | 0 | 3595.9306 | 8137.3051 | 7109.3269 | 8632.9024
77227 | 242.131 | 1675 | 3 | Standard Efficiency | Electric, 80% Usage | EnergyStar, 80% Usage | Electric, 80% Usage | 290 Rated kWh, 80% Usage | 150-200% | None | 8 | Single-Family Attached | Single-Family Attached | Single-Family Attached | 1500-1999 | 1500-2499 | 2 | Natural Gas | 100% Conditioned | Central AC | None | Natural Gas Fuel Boiler | None | 20000-24999 | 100% LED | Occupied | 1950s | Natural Gas | Yes | 67.9925 | 231.8192 | 13.4813 | 651.2039 | 3396.9868 | 48.3567 | 0 | 112.2462 | 0 | 0 | 0 | 0 | 0 | 30.4794 | 0 | 470.6721 | 21.9803 | 864.2666 | 0 | 0 | 0 | 277.5383 | 400.042 | 0 | 0 | 0 | 0 | 0 | 0 | 0 | 0 | 41491.2437 | 0 | 2207.4113 | 0 | 0 | 0 | 0 | 0 | 0 | 0 | 0 | 50285.7203 | 50285.7203 | 6587.0654 | 6587.0654 | 0 | 43698.655 | 0 | 1140.3566 | 0 | 9962.3907 | 0 | 2351.9726 | 0 | 9962.3907 | 0 | 2101.635 | 0 | 9962.3907 | 0 | 2495.9909 | 0 | 9962.3907 | 0 | 11102.7474 | 12314.3633 | 12064.0257 | 12458.3816
77378 | 242.131 | 1202 | 2 | Standard Efficiency | Electric, 120% Usage | Standard, 120% Usage | Gas, 120% Usage | None | 400%+ | None | 6 | Single-Family Attached | Single-Family Attached | Single-Family Attached | 1000-1499 | 0-1499 | 1 | Natural Gas | 100% Conditioned | Central AC | None | Natural Gas Fuel Furnace | None | 100000-119999 | 100% Incandescent | Occupied | 1990s | Natural Gas | Yes | 67.9925 | 846.3893 | 31.6517 | 279.5898 | 1448.3572 | 0 | 0 | 56.8558 | 0 | 0 | 0 | 0 | 0 | 160.0168 | 0 | 1519.8666 | 16.412 | 3573.4156 | 0 | 0 | 0 | 31.9447 | 480.0504 | 0 | 0 | 0 | 0 | 0 | 0 | 0 | 0 | 3159.5992 | 0 | 5680.5965 | 0 | 0 | 937.2413 | 0 | 0 | 0 | 0 | 0 | 18290.2724 | 18290.2724 | 8512.8354 | 8512.8354 | 0 | 9777.437 | 0 | 1493.1277 | 0 | 2229.0513 | 0 | 3272.131 | 0 | 2229.0513 | 0 | 2882.0747 | 0 | 2229.0513 | 0 | 3468.4753 | 0 | 2229.0513 | 0 | 3722.179 | 5501.1823 | 5111.126 | 5697.5266
77447 | 242.131 | 885 | 3 | None | Electric, 100% Usage | EnergyStar, 100% Usage | Electric, 100% Usage | 318 Rated kWh, 100% Usage | 300-400% | None | None | Single-Family Detached | Single-Family Detached | Single-Family Detached | 750-999 | 0-1499 | 1 | Propane | 40% Conditioned | Room AC | None | Propane Fuel Wall/Floor Furnace | None | 50000-59999 | 100% Incandescent | Occupied | <1940 | Electricity | Yes | 0 | 400.042 | 23.4457 | 0 | 895.9183 | 97.5927 | 0 | 0 | 0 | 0 | 0 | 0 | 2368.6004 | 144.191 | 0 | 1247.8966 | 21.9803 | 2126.8168 | 0 | 1754.6165 | 0 | 405.6104 | 434.0383 | 0 | 0 | 0 | 0 | 0 | 0 | 0 | 0 | 0 | 0 | 0 | 0 | 0 | 0 | 0 | 0 | 23434.2558 | 0 | 0 | 33354.7115 | 33354.7115 | 9920.4557 | 9920.4557 | 0 | 0 | 23434.2558 | 1572.7612 | 0 | 0 | 6448.7663 | 3539.0492 | 0 | 0 | 6448.7663 | 3116.224 | 0 | 0 | 6448.7663 | 3802.0738 | 0 | 0 | 6448.7663 | 8021.5275 | 9987.8155 | 9564.9903 | 10250.8401
77460 | 242.131 | 1220 | 3 | Standard Efficiency | Electric, 100% Usage | EnergyStar, 100% Usage | Electric, 100% Usage | None | 200-300% | None | None | Single-Family Detached | Single-Family Detached | Single-Family Detached | 1000-1499 | 0-1499 | 2 | Fuel Oil | 80% Conditioned | Central AC | None | Fuel Oil Fuel Boiler | None | 45000-49999 | 100% CFL | Occupied | 1990s | Electricity | Yes | 67.9925 | 400.042 | 23.4457 | 277.8314 | 1225.9163 | 0 | 319.7405 | 153.5692 | 0 | 0 | 0 | 0 | 2266.6117 | 40.1507 | 0 | 491.1871 | 21.9803 | 2233.2016 | 0 | 0 | 0 | 405.6104 | 434.0383 | 327.0673 | 0 | 10326.3592 | 0 | 0 | 0 | 0 | 0 | 0 | 0 | 0 | 0 | 0 | 0 | 0 | 0 | 0 | 0 | 0 | 19014.7441 | 19014.7441 | 8688.3849 | 8688.3849 | 10326.3592 | 0 | 0 | 1445.2179 | 3130.9191 | 0 | 0 | 3201.9852 | 3130.9191 | 0 | 0 | 2824.0226 | 3130.9191 | 0 | 0 | 3405.6128 | 3130.9191 | 0 | 0 | 4576.1369 | 6332.9043 | 5954.9416 | 6536.5319
77487 | 242.131 | 3301 | 4 | Standard Efficiency | Electric, 100% Usage | EnergyStar, 100% Usage | Electric, 100% Usage | None | 400%+ | None | None | Single-Family Detached | Single-Family Detached | Single-Family Detached | 3000-3999 | 2500-3999 | 2 | Natural Gas | 100% Conditioned | Central AC | None | Natural Gas Fuel Furnace | None | 200000+ | 100% Incandescent | Occupied | 1950s | Natural Gas | Yes | 67.9925 | 897.6767 | 52.4597 | 728.2816 | 4342.7271 | 0 | 0 | 1210.3835 | 0 | 0 | 0 | 0 | 0 | 264.9362 | 0 | 3321.6675 | 21.9803 | 4153.9893 | 0 | 0 | 0 | 669.0813 | 727.1093 | 0 | 0 | 0 | 0 | 0 | 0 | 0 | 0 | 48550.7396 | 0 | 7598.1606 | 0 | 0 | 0 | 0 | 0 | 0 | 0 | 0 | 72607.4784 | 72607.4784 | 16458.5782 | 16458.5782 | 0 | 56149.1932 | 0 | 2881.5512 | 0 | 12800.8389 | 0 | 6187.8749 | 0 | 12800.8389 | 0 | 5474.8708 | 0 | 12800.8389 | 0 | 6563.9243 | 0 | 12800.8389 | 0 | 15682.3901 | 18988.7138 | 18275.7097 | 19364.7632
77554 | 242.131 | 2176 | 3 | Standard Efficiency | Electric, 100% Usage | Standard, 100% Usage | Electric, 100% Usage | 290 Rated kWh, 100% Usage | 400%+ | None | None | Single-Family Detached | Single-Family Detached | Single-Family Detached | 2000-2499 | 1500-2499 | 1 | Other Fuel | 100% Conditioned | Central AC | None | None | None | 100000-119999 | 100% Incandescent | Occupied | 2000s | Electricity | Yes | 67.9925 | 999.9585 | 37.5131 | 503.7892 | 2006.0715 | 125.7275 | 319.7405 | 0 | 0 | 0 | 0 | 0 | 3316.9784 | 208.6666 | 99.9372 | 2355.9983 | 21.9803 | 2851.8746 | 0 | 0 | 0 | 471.2583 | 868.0765 | 0 | 0 | 0 | 0 | 0 | 0 | 0 | 0 | 0 | 0 | 0 | 0 | 0 | 0 | 0 | 0 | 0 | 0 | 0 | 14255.8561 | 14255.8561 | 14255.8561 | 14255.8561 | 0 | 0 | 0 | 2443.2853 | 0 | 0 | 0 | 5370.3159 | 0 | 0 | 0 | 4734.7459 | 0 | 0 | 0 | 5700.1937 | 0 | 0 | 0 | 2443.2853 | 5370.3159 | 4734.7459 | 5700.1937
77558 | 242.131 | 1690 | 3 | Standard Efficiency | None | None | Propane, 100% Usage | None | 300-400% | None | None | Single-Family Detached | Single-Family Detached | Single-Family Detached | 1500-1999 | 1500-2499 | 1 | Fuel Oil | 80% Conditioned | Central AC | None | Fuel Oil Fuel Furnace | None | 80000-99999 | 100% LED | Occupied | 1970s | Propane | Yes | 67.9925 | 0 | 0 | 245.0074 | 2827.2566 | 0 | 319.7405 | 821.4782 | 0 | 0 | 0 | 0 | 0 | 30.7725 | 16.7051 | 473.6028 | 21.9803 | 3012.1845 | 0 | 0 | 0 | 36.927 | 817.9614 | 0 | 0 | 33015.9214 | 0 | 0 | 0 | 0 | 0 | 0 | 0 | 0 | 0 | 0 | 0 | 0 | 0 | 0 | 4451.7496 | 1080.8461 | 47240.4188 | 47240.4188 | 8691.6087 | 8691.6087 | 33015.9214 | 0 | 5532.8887 | 1524.1888 | 10010.399 | 0 | 1522.53 | 3326.934 | 10010.399 | 0 | 1522.53 | 2943.8902 | 10010.399 | 0 | 1522.53 | 3450.2717 | 10010.399 | 0 | 1522.53 | 13057.1177 | 14859.8629 | 14476.8192 | 14983.2006
77671 | 242.131 | 1220 | 3 | None | Gas, 100% Usage | EnergyStar, 100% Usage | Electric, 100% Usage | None | 400%+ | None | None | Single-Family Detached | Single-Family Detached | Single-Family Detached | 1000-1499 | 0-1499 | 1 | Natural Gas | 100% Conditioned | Central AC | None | Natural Gas Fuel Furnace | None | 200000+ | 100% CFL | Occupied | 1940s | Natural Gas | Yes | 0 | 35.7547 | 23.4457 | 811.8069 | 2845.7201 | 0 | 0 | 349.0476 | 0 | 0 | 0 | 0 | 0 | 40.1507 | 0 | 491.1871 | 21.9803 | 2233.2016 | 0 | 0 | -6233.0355 | 405.6104 | 400.042 | 0 | 0 | 0 | 0 | 475.0682 | 0 | 0 | 0 | 29460.3832 | 0 | 3683.0241 | 0 | 0 | 0 | 0 | 0 | 0 | 0 | 0 | 35043.3871 | 41276.4226 | 1424.6185 | 7657.654 | 0 | 33618.7686 | 0 | 689.8782 | 0 | 7664.3802 | 0 | 1248.1855 | 0 | 7664.3802 | 0 | 1107.2045 | 0 | 7664.3802 | 0 | 1202.7333 | 0 | 7664.3802 | 0 | 8354.2584 | 8912.5657 | 8771.5847 | 8867.1135
77695 | 242.131 | 3301 | 3 | Standard Efficiency | Electric, 120% Usage | Standard, 120% Usage | Electric, 120% Usage | 318 Rated kWh, 120% Usage | 400%+ | None | None | Single-Family Detached | Single-Family Detached | Single-Family Detached | 3000-3999 | 2500-3999 | 2 | Natural Gas | 100% Conditioned | Central AC | None | Natural Gas Fuel Furnace | None | 200000+ | 100% CFL | Occupied | 1980s | Natural Gas | Yes | 67.9925 | 1484.405 | 55.6835 | 1617.1662 | 8540.9702 | 206.322 | 319.7405 | 1134.185 | 0 | 0 | 0 | 0 | 0 | 66.2341 | 24.911 | 1062.6757 | 21.9803 | 7048.9454 | 0 | 0 | 0 | 644.7564 | 914.0887 | 0 | 0 | 0 | 0 | 0 | 0 | 0 | 0 | 45615.3398 | 0 | 10257.7805 | 0 | 0 | 0 | 0 | 0 | 0 | 0 | 0 | 79083.1767 | 79083.1767 | 23210.0565 | 23210.0565 | 0 | 55873.1203 | 0 | 3928.6697 | 0 | 12737.912 | 0 | 8512.8207 | 0 | 12737.912 | 0 | 7556.6733 | 0 | 12737.912 | 0 | 8904.2967 | 0 | 12737.912 | 0 | 16666.5817 | 21250.7327 | 20294.5854 | 21642.2088
77871 | 242.131 | 853 | 1 | Standard Efficiency | Electric, 80% Usage | Standard, 80% Usage | Electric, 80% Usage | 318 Rated kWh, 80% Usage | 100-150% | 116 | None | 50 or more Unit | Multifamily with 5+ units, 4-7 stories | Multi-Family with 5+ Units | 750-999 | 0-1499 | 4 | Electricity | 100% Conditioned | Heat Pump | None | Electricity ASHP | None | 10000-14999 | 100% Incandescent | Occupied | 2000s | Electricity | Yes | 67.9925 | 441.9512 | 16.412 | 208.6666 | 870.128 | 51.5805 | 0 | 183.1694 | 436.0898 | 1936.6136 | 0 | 0 | 845.51 | 142.7256 | 0 | 1220.3479 | 16.412 | 733.2638 | 0 | 0 | 0 | 277.5383 | 434.0383 | 0 | 0 | 0 | 0 | 0 | 0 | 0 | 0 | 0 | 0 | 0 | 0 | 0 | 0 | 0 | 0 | 0 | 0 | 0 | 7883.0256 | 7883.0256 | 7883.0256 | 7883.0256 | 0 | 0 | 0 | 1387.579 | 0 | 0 | 0 | 3128.2261 | 0 | 0 | 0 | 2735.8156 | 0 | 0 | 0 | 3319.1894 | 0 | 0 | 0 | 1387.579 | 3128.2261 | 2735.8156 | 3319.1894
77895 | 242.131 | 1220 | 3 | None | Electric, 120% Usage | Standard, 120% Usage | Electric, 120% Usage | None | 400%+ | None | None | Single-Family Detached | Single-Family Detached | Single-Family Detached | 1000-1499 | 0-1499 | 3 | Fuel Oil | 40% Conditioned | Room AC | None | Fuel Oil Fuel Furnace | None | 160000-179999 | 100% LED | Occupied | 1960s | Electricity | Yes | 0 | 915.261 | 34.2893 | 0 | 1475.0267 | 0 | 319.7405 | 414.1094 | 0 | 0 | 0 | 0 | 4088.6345 | 26.9625 | 0 | 375.131 | 21.9803 | 4466.4031 | 0 | 0 | 0 | 486.498 | 434.0383 | 0 | 0 | 16610.9752 | 0 | 0 | 0 | 0 | 0 | 0 | 0 | 0 | 0 | 0 | 0 | 0 | 0 | 0 | 0 | 0 | 29669.0498 | 29669.0498 | 13058.0746 | 13058.0746 | 16610.9752 | 0 | 0 | 2153.5559 | 5036.4561 | 0 | 0 | 4829.4705 | 5036.4561 | 0 | 0 | 4247.971 | 5036.4561 | 0 | 0 | 5152.0201 | 5036.4561 | 0 | 0 | 7190.012 | 9865.9266 | 9284.4271 | 10188.4761
77901 | 242.131 | 1202 | 2 | Standard Efficiency | None | EnergyStar, 100% Usage | Electric, 100% Usage | None | 400%+ | None | 20 | Single-Family Attached | Single-Family Attached | Single-Family Attached | 1000-1499 | 0-1499 | 2 | Natural Gas | 20% Conditioned | Room AC | None | Natural Gas Fuel Wall/Floor Furnace | None | 80000-99999 | 100% LED | Occupied | 1960s | Natural Gas | Yes | 67.9925 | 0 | 16.9981 | 0 | 639.188 | 0 | 0 | 0 | 0 | 0 | 0 | 0 | 0 | 26.6695 | 0 | 371.321 | 16.412 | 1655.5585 | 0 | 0 | 0 | 346.9961 | 434.0383 | 0 | 0 | 0 | 0 | 0 | 0 | 0 | 0 | 34785.7776 | 0 | 2681.8934 | 0 | 0 | 0 | 0 | 0 | 0 | 0 | 0 | 41043.138 | 41043.138 | 3575.4671 | 3575.4671 | 0 | 37467.6709 | 0 | 614.3487 | 0 | 8541.8864 | 0 | 1351.1369 | 0 | 8541.8864 | 0 | 1192.0172 | 0 | 8541.8864 | 0 | 1426.2264 | 0 | 8541.8864 | 0 | 9156.2351 | 9893.0233 | 9733.9036 | 9968.1128
77955 | 242.131 | 2152 | 2 | None | Gas, 120% Usage | Standard, 120% Usage | Electric, 120% Usage | 290 Rated kWh, 120% Usage | 400%+ | None | 12 | Single-Family Attached | Single-Family Attached | Single-Family Attached | 2000-2499 | 1500-2499 | 1 | Electricity | 100% Conditioned | Heat Pump | None | Electricity ASHP | None | 160000-179999 | 100% Incandescent | Occupied | 1970s | Electricity | Yes | 0 | 59.2004 | 24.911 | 1797.6979 | 5384.3017 | 72.3886 | 319.7405 | 129.5374 | 211.8904 | 2129.1613 | 0 | 0 | 2382.9609 | 207.4943 | 0 | 2335.4834 | 16.412 | 3603.3088 | 0 | 0 | 0 | 416.454 | 1356.0398 | 0 | 0 | 0 | 0 | 787.1889 | 0 | 0 | 0 | 0 | 0 | 0 | 0 | 0 | 0 | 0 | 0 | 0 | 0 | 0 | 21234.1713 | 21234.1713 | 20447.2755 | 20447.2755 | 0 | 787.1889 | 0 | 3469.758 | 0 | 179.4334 | 0 | 7671.1183 | 0 | 179.4334 | 0 | 6764.2575 | 0 | 179.4334 | 0 | 8081.9805 | 0 | 179.4334 | 0 | 3649.1914 | 7850.5518 | 6943.6909 | 8261.4139
77973 | 242.131 | 2631 | 3 | None | None | Standard, 120% Usage | Gas, 120% Usage | 318 Rated kWh, 120% Usage | 0-100% | None | 5 | Single-Family Attached | Single-Family Attached | Single-Family Attached | 2500-2999 | 2500-3999 | 2 | Natural Gas | 100% Conditioned | Central AC | None | Natural Gas Fuel Furnace | None | <10000 | 100% LED | Occupied | 1950s | Natural Gas | Yes | 0 | 0 | 24.911 | 787.775 | 6467.4924 | 77.6638 | 0 | 1239.9837 | 0 | 0 | 0 | 0 | 0 | 38.6854 | 0 | 671.1328 | 21.9803 | 3750.4305 | 0 | 0 | 0 | 28.4279 | 914.0887 | 0 | 0 | 0 | 0 | 0 | 0 | 0 | 0 | 49720.9724 | 0 | 2880.8886 | 0 | 0 | 833.7872 | 0 | 0 | 0 | 0 | 0 | 67457.3405 | 67457.3405 | 14021.6923 | 14021.6923 | 0 | 53435.3551 | 0 | 2617.4421 | 0 | 12182.1702 | 0 | 5546.8704 | 0 | 12182.1702 | 0 | 4925.8957 | 0 | 12182.1702 | 0 | 5735.2886 | 0 | 12182.1702 | 0 | 14799.6123 | 17729.0406 | 17108.0659 | 17917.4588
78030 | 242.131 | 1220 | 2 | Standard Efficiency | Electric, 120% Usage | EnergyStar, 120% Usage | Electric, 120% Usage | None | 400%+ | None | None | Single-Family Detached | Single-Family Detached | Single-Family Detached | 1000-1499 | 0-1499 | 1 | Natural Gas | 100% Conditioned | Central AC | None | Natural Gas Fuel Boiler | None | 200000+ | 100% Incandescent | Occupied | 1960s | Natural Gas | Yes | 67.9925 | 480.0504 | 28.1348 | 1186.6448 | 3824.8705 | 0 | 0 | 85.5768 | 0 | 0 | 0 | 0 | 0 | 160.896 | 0 | 1535.3993 | 16.412 | 4466.4031 | 0 | 0 | 0 | 486.498 | 1756.0819 | 0 | 0 | 0 | 0 | 0 | 0 | 0 | 0 | 16574.6344 | 0 | 6056.6067 | 0 | 0 | 0 | 0 | 0 | 0 | 0 | 0 | 36726.4942 | 36726.4942 | 14095.2531 | 14095.2531 | 0 | 22631.2411 | 0 | 2424.8209 | 0 | 5159.4241 | 0 | 5232.3708 | 0 | 5159.4241 | 0 | 4637.8001 | 0 | 5159.4241 | 0 | 5514.644 | 0 | 5159.4241 | 0 | 7584.245 | 10391.7948 | 9797.2242 | 10674.0681
78043 | 242.131 | 2176 | 4 | Standard Efficiency | Electric, 100% Usage | EnergyStar, 100% Usage | Gas, 100% Usage | None | 400%+ | None | None | Single-Family Detached | Single-Family Detached | Single-Family Detached | 2000-2499 | 1500-2499 | 1 | Natural Gas | 100% Conditioned | Central AC | None | Natural Gas Fuel Boiler | None | 200000+ | 100% CFL | Occupied | 2010s | Natural Gas | Yes | 67.9925 | 648.8593 | 37.8062 | 457.4839 | 1892.0668 | 0 | 0 | 68.2856 | 0 | 0 | 1249.655 | 1234.4153 | 0 | 52.1667 | 24.911 | 753.7788 | 21.9803 | 3166.6329 | 0 | 0 | 0 | 36.927 | 400.042 | 0 | 0 | 0 | 0 | 0 | 0 | 0 | 0 | 6667.3668 | 0 | 5764.1218 | 0 | 0 | 1080.8461 | 0 | 0 | 0 | 0 | 0 | 23625.6312 | 23625.6312 | 10113.2965 | 10113.2965 | 0 | 13512.6278 | 0 | 1740.7233 | 0 | 3080.569 | 0 | 3812.7038 | 0 | 3080.569 | 0 | 3369.4891 | 0 | 3080.569 | 0 | 4011.3686 | 0 | 3080.569 | 0 | 4821.2923 | 6893.2727 | 6450.0581 | 7091.9376
78046 | 242.131 | 617 | 1 | None | None | None | Gas, 100% Usage | None | 100-150% | 67 | None | 50 or more Unit | Multifamily with 5+ units, 4-7 stories | Multi-Family with 5+ Units | 500-749 | 0-1499 | 5 | Natural Gas | 100% Conditioned | Central AC | None | Natural Gas Fuel Furnace | None | 10000-14999 | 100% CFL | Occupied | 1990s | Electricity | Yes | 0 | 0 | 0 | 114.0046 | 703.6636 | 0 | 0 | 94.662 | 0 | 0 | 0 | 0 | 522.8388 | 32.824 | 0 | 325.602 | 16.412 | 1371.2795 | 0 | 0 | 0 | 23.7388 | 434.0383 | 0 | 0 | 0 | 0 | 0 | 0 | 0 | 0 | 3769.7732 | 0 | 0 | 0 | 0 | 694.8715 | 0 | 0 | 0 | 0 | 0 | 8103.4151 | 8103.4151 | 3638.7704 | 3638.7704 | 0 | 4464.6447 | 0 | 603.1096 | 0 | 1017.8545 | 0 | 1348.219 | 0 | 1017.8545 | 0 | 1189.4675 | 0 | 1017.8545 | 0 | 1426.5684 | 0 | 1017.8545 | 0 | 1620.964 | 2366.0734 | 2207.322 | 2444.4229
78067 | 242.131 | 1690 | 3 | Standard Efficiency | Electric, 80% Usage | EnergyStar, 80% Usage | Electric, 80% Usage | None | 400%+ | None | None | Single-Family Detached | Single-Family Detached | Single-Family Detached | 1500-1999 | 1500-2499 | 2 | Electricity | 100% Conditioned | Heat Pump | None | Electricity ASHP | None | 100000-119999 | 100% LED | Occupied | 1980s | Natural Gas | Yes | 67.9925 | 519.0289 | 30.1863 | 654.1346 | 2137.3673 | 0 | 319.7405 | 287.5027 | 1130.082 | 5012.3945 | 0 | 0 | 0 | 30.7725 | 16.7051 | 473.6028 | 21.9803 | 1506.0922 | 0 | 0 | 0 | 429.9353 | 400.042 | 0 | 0 | 0 | 0 | 0 | 0 | 0 | 0 | 0 | 0 | 3564.3304 | 0 | 0 | 0 | 0 | 0 | 0 | 0 | 0 | 16602.4761 | 16602.4761 | 13037.8527 | 13037.8527 | 0 | 3564.3304 | 0 | 2327.6092 | 0 | 812.6221 | 0 | 5261.9863 | 0 | 812.6221 | 0 | 4600.0794 | 0 | 812.6221 | 0 | 5501.2935 | 0 | 812.6221 | 0 | 3140.2313 | 6074.6084 | 5412.7014 | 6313.9155
78082 | 242.131 | 1138 | 2 | Standard Efficiency | Electric, 80% Usage | Standard, 80% Usage | Electric, 80% Usage | 318 Rated kWh, 80% Usage | 400%+ | 16 | None | 10 to 19 Unit | Multifamily with 5+ units, 1-3 stories | Multi-Family with 5+ Units | 1000-1499 | 0-1499 | 2 | Natural Gas | 20% Conditioned | Room AC | None | Natural Gas Fuel Boiler | None | 80000-99999 | 100% CFL | Occupied | 1970s | Natural Gas | No | 67.9925 | 564.1618 | 21.1011 | 0 | 270.7977 | 70.9232 | 0 | 78.25 | 0 | 0 | 0 | 0 | 0 | 39.2715 | 0 | 468.6206 | 16.412 | 888.2984 | 0 | 0 | 0 | 311.5345 | 434.0383 | 0 | 0 | 0 | 0 | 0 | 0 | 0 | 0 | 4177.7281 | 0 | 2732.5947 | 0 | 0 | 0 | 0 | 0 | 0 | 0 | 0 | 10141.7244 | 10141.7244 | 3231.4016 | 3231.4016 | 0 | 6910.6158 | 0 | 544.9255 | 0 | 1575.4538 | 0 | 1210.6027 | 0 | 1575.4538 | 0 | 1065.4077 | 0 | 1575.4538 | 0 | 1291.5009 | 0 | 1575.4538 | 0 | 2120.3792 | 2786.0564 | 2640.8615 | 2866.9546
78095 | 242.131 | 1675 | 4 | Standard Efficiency | Gas, 120% Usage | EnergyStar, 120% Usage | Electric, 120% Usage | None | 200-300% | None | 8 | Single-Family Attached | Single-Family Attached | Single-Family Attached | 1500-1999 | 1500-2499 | 2 | Natural Gas | 40% Conditioned | Room AC | None | Natural Gas Fuel Furnace | None | 40000-44999 | 100% Incandescent | Occupied | 2000s | Natural Gas | Yes | 67.9925 | 39.5646 | 25.7903 | 0 | 1122.7553 | 0 | 0 | 683.7348 | 0 | 0 | 0 | 0 | 0 | 183.7556 | 0 | 1926.0631 | 21.9803 | 3718.7788 | 0 | 0 | 0 | 467.4484 | 434.0383 | 0 | 0 | 0 | 0 | 527.2349 | 0 | 0 | 0 | 27414.161 | 0 | 5452.8803 | 0 | 0 | 0 | 0 | 0 | 0 | 0 | 0 | 42086.1779 | 42086.1779 | 8691.9018 | 8691.9018 | 0 | 33394.2761 | 0 | 1501.8838 | 0 | 7613.1796 | 0 | 3332.413 | 0 | 7613.1796 | 0 | 2931.5248 | 0 | 7613.1796 | 0 | 3531.8045 | 0 | 7613.1796 | 0 | 9115.0634 | 10945.5926 | 10544.7045 | 11144.9841
78408 | 242.131 | 3301 | 4 | Standard Efficiency | Electric, 120% Usage | Standard, 120% Usage | Electric, 120% Usage | 290 Rated kWh, 120% Usage | 400%+ | None | None | Single-Family Detached | Single-Family Detached | Single-Family Detached | 3000-3999 | 2500-3999 | 1 | Electricity | 100% Conditioned | Heat Pump | None | Electricity ASHP | None | 140000-159999 | 100% CFL | Occupied | 1950s | Electricity | Yes | 67.9925 | 630.6889 | 23.7388 | 878.9201 | 2898.766 | 67.6994 | 0 | 815.9099 | 6245.3445 | 13973.0425 | 0 | 0 | 2169.6051 | 66.2341 | 0 | 1062.6757 | 21.9803 | 5160.3954 | 0 | 0 | 0 | 407.3688 | 868.0765 | 0 | 0 | 0 | 0 | 0 | 0 | 0 | 0 | 0 | 0 | 0 | 0 | 0 | 0 | 0 | 0 | 0 | 0 | 0 | 35358.4385 | 35358.4385 | 35358.4385 | 35358.4385 | 0 | 0 | 0 | 6299.3697 | 0 | 0 | 0 | 14525.7654 | 0 | 0 | 0 | 12650.9634 | 0 | 0 | 0 | 15273.4743 | 0 | 0 | 0 | 6299.3697 | 14525.7654 | 12650.9634 | 15273.4743
78429 | 242.131 | 1202 | 2 | Standard Efficiency | Electric, 120% Usage | EnergyStar, 120% Usage | Gas, 120% Usage | 318 Rated kWh, 120% Usage | 200-300% | None | 30 | Single-Family Attached | Single-Family Attached | Single-Family Attached | 1000-1499 | 0-1499 | 1 | Natural Gas | 100% Conditioned | Central AC | None | Natural Gas Fuel Furnace | None | 60000-69999 | 100% Incandescent | Occupied | 1960s | Natural Gas | Yes | 67.9925 | 540.13 | 31.6517 | 642.1187 | 3250.7443 | 135.1058 | 0 | 69.7509 | 0 | 0 | 0 | 0 | 0 | 160.0168 | 0 | 1519.8666 | 16.412 | 3835.7142 | 0 | 0 | 0 | 35.4616 | 434.0383 | 0 | 0 | 0 | 0 | 0 | 0 | 0 | 0 | 4088.3414 | 0 | 6805.1102 | 0 | 0 | 1040.6954 | 0 | 0 | 0 | 0 | 0 | 22673.1503 | 22673.1503 | 10739.0032 | 10739.0032 | 0 | 11933.854 | 0 | 1868.2245 | 0 | 2720.7055 | 0 | 4037.7078 | 0 | 2720.7055 | 0 | 3575.9435 | 0 | 2720.7055 | 0 | 4242.9248 | 0 | 2720.7055 | 0 | 4588.9301 | 6758.4134 | 6296.6491 | 6963.6304
78445 | 242.131 | 2176 | 3 | Standard Efficiency | Propane, 100% Usage | EnergyStar, 100% Usage | Electric, 100% Usage | 318 Rated kWh, 100% Usage | 400%+ | None | None | Single-Family Detached | Single-Family Detached | Single-Family Detached | 2000-2499 | 1500-2499 | 2 | Fuel Oil | 20% Conditioned | Room AC | None | Fuel Oil Fuel Furnace | None | 140000-159999 | 100% CFL | Occupied | 1960s | Propane | Yes | 67.9925 | 35.7547 | 23.4457 | 0 | 873.0587 | 97.5927 | 0 | 739.4183 | 0 | 0 | 0 | 0 | 0 | 52.1667 | 24.911 | 753.7788 | 21.9803 | 2537.1163 | 0 | 0 | 0 | 405.6104 | 890.9361 | 0 | 0 | 29656.7408 | 0 | 0 | 0 | 0 | 0 | 0 | 0 | 0 | 0 | 0 | 0 | 475.0682 | 0 | 0 | 3908.6889 | 0 | 40564.5529 | 40564.5529 | 6524.0551 | 6524.0551 | 29656.7408 | 0 | 4383.7571 | 1121.8061 | 8991.9172 | 0 | 1206.3498 | 2487.8448 | 8991.9172 | 0 | 1206.3498 | 2188.1695 | 8991.9172 | 0 | 1206.3498 | 2641.7959 | 8991.9172 | 0 | 1206.3498 | 11320.073 | 12686.1118 | 12386.4364 | 12840.0628
78486 | 242.131 | 2176 | 4 | Standard Efficiency | Electric, 120% Usage | Standard, 120% Usage | Electric, 120% Usage | None | 400%+ | None | None | Single-Family Detached | Single-Family Detached | Single-Family Detached | 2000-2499 | 1500-2499 | 1 | Fuel Oil | 100% Conditioned | Central AC | None | Fuel Oil Fuel Furnace | None | 70000-79999 | 100% CFL | Occupied | 2000s | Electricity | Yes | 67.9925 | 915.261 | 34.2893 | 384.5092 | 2169.019 | 0 | 319.7405 | 464.8107 | 0 | 0 | 0 | 0 | 4044.3808 | 52.1667 | 24.911 | 753.7788 | 21.9803 | 5074.5256 | 0 | 0 | 0 | 486.498 | 480.0504 | 376.8894 | 0 | 18636.6824 | 0 | 0 | 0 | 0 | 0 | 0 | 0 | 0 | 0 | 0 | 0 | 0 | 0 | 0 | 0 | 0 | 34307.4856 | 34307.4856 | 15670.8032 | 15670.8032 | 18636.6824 | 0 | 0 | 2666.7144 | 5650.5916 | 0 | 0 | 5908.0624 | 5650.5916 | 0 | 0 | 5204.9938 | 5650.5916 | 0 | 0 | 6277.1442 | 5650.5916 | 0 | 0 | 8317.306 | 11558.654 | 10855.5853 | 11927.7357
78543 | 242.131 | 1202 | 2 | Standard Efficiency, No usage | Electric, 100% Usage | EnergyStar, 100% Usage | Electric, 100% Usage | 318 Rated kWh, 100% Usage | 100-150% | None | 30 | Single-Family Attached | Single-Family Attached | Single-Family Attached | 1000-1499 | 0-1499 | 1 | Natural Gas | 60% Conditioned | Room AC | None | Natural Gas Fuel Boiler | None | 20000-24999 | 100% Incandescent | Vacant | 1950s | Electricity | Yes | 0 | 0 | 0 | 0 | 669.9605 | 0 | 319.7405 | 37.5131 | 0 | 0 | 0 | 0 | 348.7546 | 0 | 0 | 0 | 16.412 | 0 | 0 | 0 | 0 | 0 | 480.0504 | 0 | 0 | 0 | 0 | 0 | 0 | 0 | 0 | 4649.5725 | 0 | 0 | 0 | 0 | 0 | 0 | 0 | 0 | 0 | 0 | 6522.0036 | 6522.0036 | 1872.4311 | 1872.4311 | 0 | 4649.5725 | 0 | 352.6436 | 0 | 1060.0032 | 0 | 747.3347 | 0 | 1060.0032 | 0 | 663.1693 | 0 | 1060.0032 | 0 | 773.5197 | 0 | 1060.0032 | 0 | 1412.6468 | 1807.3379 | 1723.1725 | 1833.5229
78634 | 242.131 | 2663 | 3 | Standard Efficiency | Electric, 100% Usage | EnergyStar, 100% Usage | Propane, 100% Usage | 318 Rated kWh, 100% Usage | 400%+ | None | None | Single-Family Detached | Single-Family Detached | Single-Family Detached | 2500-2999 | 2500-3999 | 2 | Propane | 100% Conditioned | Central AC | None | Propane Fuel Furnace | None | 120000-139999 | 100% CFL | Occupied | 2000s | Electricity | Yes | 81.7668 | 524.5972 | 30.7725 | 834.9595 | 3504.8369 | 134.8127 | 319.7405 | 320.3267 | 0 | 0 | 0 | 0 | 2904.6274 | 58.3211 | 24.911 | 887.4192 | 21.9803 | 3006.9092 | 0 | 0 | 0 | 32.2378 | 834.0803 | 0 | 0 | 0 | 0 | 0 | 0 | 0 | 0 | 0 | 0 | 0 | 0 | 0 | 0 | 0 | 0 | 16071.4313 | 0 | 947.2057 | 30540.6431 | 30540.6431 | 13522.0061 | 13522.0061 | 0 | 0 | 17018.637 | 2294.0189 | 0 | 0 | 4683.2845 | 4993.4864 | 0 | 0 | 4683.2845 | 4417.5642 | 0 | 0 | 4683.2845 | 5275.5283 | 0 | 0 | 4683.2845 | 6977.3034 | 9676.7709 | 9100.8487 | 9958.8128
78660 | 242.131 | 1202 | 3 | Standard Efficiency | Gas, 80% Usage | EnergyStar, 80% Usage | Electric, 80% Usage | 290 Rated kWh, 80% Usage | 0-100% | None | 8 | Single-Family Attached | Single-Family Attached | Single-Family Attached | 1000-1499 | 0-1499 | 1 | Natural Gas | 100% Conditioned | Central AC | None | Natural Gas Fuel Furnace | None | <10000 | 100% CFL | Occupied | 1950s | Natural Gas | No | 67.9925 | 20.808 | 13.4813 | 374.2518 | 2251.372 | 48.3567 | 319.7405 | 225.9578 | 0 | 0 | 0 | 0 | 0 | 40.1507 | 0 | 486.2049 | 21.9803 | 827.9258 | 0 | 0 | 0 | 277.5383 | 400.042 | 0 | 0 | 0 | 0 | 275.1937 | 0 | 0 | 0 | 11348.298 | 0 | 2124.1791 | 0 | 0 | 0 | 0 | 0 | 0 | 0 | 0 | 19123.1804 | 19123.1804 | 5375.5096 | 5375.5096 | 0 | 13747.6708 | 0 | 960.3725 | 0 | 3134.175 | 0 | 2094.7871 | 0 | 3134.175 | 0 | 1937.2939 | 0 | 3134.175 | 0 | 2259.8239 | 0 | 3134.175 | 0 | 4094.5475 | 5228.962 | 5071.4689 | 5393.9989
78753 | 242.131 | 8194 | 5 | Standard Efficiency | Electric, 80% Usage | EnergyStar, 80% Usage | Electric, 80% Usage | None | 400%+ | None | None | Single-Family Detached | Single-Family Detached | Single-Family Detached | 4000+ | 4000+ | 2 | Electricity | 100% Conditioned | Heat Pump | None | Electricity ASHP | None | 80000-99999 | 100% CFL | Occupied | 2000s | Electricity | Yes | 67.9925 | 320.0336 | 18.7565 | 1140.6326 | 3640.5288 | 0 | 0 | 1122.7553 | 14347.2942 | 16270.4266 | 0 | 0 | 1269.8769 | 127.4859 | 24.911 | 2406.1135 | 27.2556 | 2225.5817 | 0 | 0 | -8784.5123 | 324.4297 | 727.1093 | 0 | 0 | 0 | 0 | 0 | 0 | 0 | 0 | 0 | 0 | 0 | 0 | 0 | 0 | 0 | 0 | 0 | 0 | 0 | 35276.9647 | 44061.4769 | 35276.9647 | 44061.4769 | 0 | 0 | 0 | 7494.1456 | 0 | 0 | 0 | 16774.6292 | 0 | 0 | 0 | 14700.1014 | 0 | 0 | 0 | 18047.091 | 0 | 0 | 0 | 7494.1456 | 16774.6292 | 14700.1014 | 18047.091
78796 | 242.131 | 1690 | 2 | None | Electric, 100% Usage | EnergyStar, 100% Usage | Gas, 100% Usage | None | 150-200% | None | None | Single-Family Detached | Single-Family Detached | Single-Family Detached | 1500-1999 | 1500-2499 | 2 | Natural Gas | 100% Conditioned | Central AC | None | Natural Gas Fuel Furnace | None | 30000-34999 | 100% LED | Occupied | 1970s | Electricity | Yes | 0 | 400.042 | 23.4457 | 162.0683 | 1154.9931 | 0 | 0 | 1022.818 | 0 | 0 | 0 | 0 | 2197.74 | 30.7725 | 0 | 473.6028 | 16.412 | 2382.6678 | 0 | 0 | 0 | 27.8418 | 914.0887 | 0 | 0 | 0 | 0 | 0 | 0 | 0 | 0 | 39566.939 | 0 | 0 | 0 | 0 | 813.5653 | 0 | 0 | 0 | 0 | 0 | 49186.9969 | 49186.9969 | 8806.4926 | 8806.4926 | 0 | 40380.5043 | 0 | 1561.6863 | 0 | 9205.8885 | 0 | 3435.119 | 0 | 9205.8885 | 0 | 3132.8337 | 0 | 9205.8885 | 0 | 3792.7466 | 0 | 9205.8885 | 0 | 10767.5748 | 12641.0075 | 12338.7222 | 12998.6351
78881 | 242.131 | 853 | 2 | Standard Efficiency, No usage | Electric, 80% Usage | EnergyStar, 80% Usage | Electric, 80% Usage | None | 300-400% | 116 | None | 50 or more Unit | Multifamily with 5+ units, 1-3 stories | Multi-Family with 5+ Units | 750-999 | 0-1499 | 3 | Electricity | 100% Conditioned | Heat Pump | Heating Only | Electricity Shared Heating | Boiler Baseboards Heating Only, Electricity | 60000-69999 | 100% Incandescent | Vacant | 1980s | Electricity | Yes | 0 | 0 | 0 | 0 | 0 | 0 | 0 | 30.7725 | 0 | 1241.4491 | 0 | 0 | 315.9306 | 0 | 0 | 0 | 16.412 | 0 | 0 | 0 | 0 | 0 | 434.0383 | 0 | 0 | 0 | 0 | 0 | 0 | 0 | 0 | 0 | 0 | 0 | 0 | 0 | 0 | 0 | 0 | 0 | 0 | 0 | 2038.8954 | 2038.8954 | 2038.8954 | 2038.8954 | 0 | 0 | 0 | 378.1051 | 0 | 0 | 0 | 892.0089 | 0 | 0 | 0 | 771.8967 | 0 | 0 | 0 | 922.865 | 0 | 0 | 0 | 378.1051 | 892.0089 | 771.8967 | 922.865
78914 | 242.131 | 885 | 3 | Standard Efficiency, No usage | Electric, 120% Usage | EnergyStar, 120% Usage | Electric, 120% Usage | 290 Rated kWh, 120% Usage | 200-300% | None | None | Single-Family Detached | Single-Family Detached | Single-Family Detached | 750-999 | 0-1499 | 1 | Fuel Oil | 100% Conditioned | Central AC | None | Fuel Oil Fuel Furnace | None | 25000-29999 | 100% Incandescent | Vacant | 1950s | Electricity | Yes | 0 | 0 | 0 | 264.3501 | 1148.5455 | 0 | 319.7405 | 159.7237 | 0 | 0 | 0 | 0 | 332.6357 | 0 | 0 | 0 | 21.9803 | 0 | 0 | 0 | 0 | 0 | 434.0383 | 0 | 0 | 6293.7012 | 0 | 0 | 0 | 0 | 0 | 0 | 0 | 0 | 0 | 0 | 0 | 0 | 0 | 0 | 0 | 0 | 8974.4223 | 8974.4223 | 2680.7211 | 2680.7211 | 6293.7012 | 0 | 0 | 486.2329 | 1908.2409 | 0 | 0 | 1046.8277 | 1908.2409 | 0 | 0 | 970.0526 | 1908.2409 | 0 | 0 | 1130.5572 | 1908.2409 | 0 | 0 | 2394.4738 | 2955.0686 | 2878.2935 | 3038.7981
78932 | 242.131 | 2663 | 4 | Standard Efficiency | Electric, 100% Usage | EnergyStar, 100% Usage | Electric, 100% Usage | 290 Rated kWh, 100% Usage | 400%+ | None | None | Single-Family Detached | Single-Family Detached | Single-Family Detached | 2500-2999 | 2500-3999 | 2 | Natural Gas | 100% Conditioned | Central AC | None | Natural Gas Fuel Wall/Floor Furnace | None | 140000-159999 | 100% Incandescent | Occupied | 1990s | Natural Gas | Yes | 67.9925 | 524.5972 | 30.7725 | 1979.1089 | 10090.1439 | 125.7275 | 0 | 0 | 0 | 0 | 0 | 0 | 0 | 233.2846 | 99.9372 | 2773.9177 | 21.9803 | 3006.9092 | 0 | 0 | 0 | 471.2583 | 400.042 | 458.6562 | 0 | 0 | 0 | 0 | 0 | 0 | 0 | 31418.9771 | 0 | 4063.4304 | 0 | 0 | 0 | 0 | 0 | 0 | 0 | 0 | 55766.7355 | 55766.7355 | 20284.328 | 20284.328 | 0 | 35482.4075 | 0 | 3181.5826 | 0 | 8089.2434 | 0 | 6699.7625 | 0 | 8089.2434 | 0 | 5987.2592 | 0 | 8089.2434 | 0 | 7216.4106 | 0 | 8089.2434 | 0 | 11270.826 | 14789.0059 | 14076.5026 | 15305.654
79074 | 242.131 | 1690 | 2 | Standard Efficiency | Gas, 80% Usage | EnergyStar, 80% Usage | Electric, 80% Usage | 318 Rated kWh, 80% Usage | 200-300% | None | None | Single-Family Detached | Single-Family Detached | Single-Family Detached | 1500-1999 | 1500-2499 | 2 | Natural Gas | 100% Conditioned | Central AC | None | Natural Gas Fuel Furnace | None | 45000-49999 | 100% Incandescent | Occupied | 1960s | Natural Gas | Yes | 67.9925 | 28.721 | 18.7565 | 552.1459 | 2148.2109 | 77.9569 | 0 | 1153.5277 | 0 | 0 | 0 | 0 | 0 | 184.6348 | 99.9372 | 1938.9582 | 16.412 | 1191.3339 | 0 | 0 | 0 | 324.4297 | 727.1093 | 0 | 0 | 0 | 0 | 380.1132 | 0 | 0 | 0 | 46262.4407 | 0 | 2661.6715 | 0 | 0 | 0 | 0 | 0 | 0 | 0 | 0 | 57834.0588 | 57834.0588 | 8529.5404 | 8529.5404 | 0 | 49304.5184 | 0 | 1490.7295 | 0 | 11240.409 | 0 | 3216.4797 | 0 | 11240.409 | 0 | 2842.618 | 0 | 11240.409 | 0 | 3415.0806 | 0 | 11240.409 | 0 | 12731.1385 | 14456.8888 | 14083.027 | 14655.4896
79152 | 242.131 | 2176 | 4 | Standard Efficiency | Electric, 120% Usage | Standard, 120% Usage | Gas, 120% Usage | 318 Rated kWh, 120% Usage | 400%+ | None | None | Single-Family Detached | Single-Family Detached | Single-Family Detached | 2000-2499 | 1500-2499 | 1 | Natural Gas | 100% Conditioned | Central AC | None | Natural Gas Fuel Furnace | None | 100000-119999 | 100% CFL | Occupied | 2000s | Natural Gas | Yes | 67.9925 | 1484.405 | 55.6835 | 885.3677 | 3455.601 | 206.322 | 0 | 141.8464 | 0 | 0 | 0 | 0 | 0 | 52.1667 | 24.911 | 753.7788 | 21.9803 | 6333.5589 | 0 | 0 | 0 | 44.2537 | 868.0765 | 0 | 0 | 0 | 0 | 0 | 0 | 0 | 0 | 5879.0057 | 0 | 10785.3084 | 0 | 0 | 1297.1326 | 0 | 0 | 0 | 0 | 0 | 32357.0976 | 32357.0976 | 14395.651 | 14395.651 | 0 | 17961.4467 | 0 | 2415.8543 | 0 | 4094.8292 | 0 | 5347.9756 | 0 | 4094.8292 | 0 | 4724.8671 | 0 | 4094.8292 | 0 | 5628.4095 | 0 | 4094.8292 | 0 | 6510.6834 | 9442.8048 | 8819.6963 | 9723.2387
79156 | 242.131 | 1220 | 3 | None | Electric, 100% Usage | Standard, 100% Usage | Electric, 100% Usage | None | 400%+ | None | None | Single-Family Detached | Single-Family Detached | Single-Family Detached | 1000-1499 | 0-1499 | 1 | Electricity | 100% Conditioned | Central AC | None | Electricity Electric Furnace | None | 120000-139999 | 100% LED | Occupied | 1980s | Natural Gas | Yes | 0 | 1237.053 | 46.3052 | 409.1272 | 3110.3633 | 0 | 0 | 81.7668 | 0 | 4385.5155 | 0 | 0 | 0 | 26.9625 | 0 | 375.131 | 21.9803 | 2862.7182 | 0 | 0 | 0 | 537.1993 | 914.0887 | 439.8997 | 0 | 0 | 0 | 0 | 0 | 0 | 0 | 0 | 0 | 5980.1152 | 0 | 0 | 0 | 0 | 0 | 0 | 0 | 0 | 20427.9328 | 20427.9328 | 14447.8176 | 14447.8176 | 0 | 5980.1152 | 0 | 2450.2788 | 0 | 1363.3408 | 0 | 5579.725 | 0 | 1363.3408 | 0 | 4889.9317 | 0 | 1363.3408 | 0 | 5857.1262 | 0 | 1363.3408 | 0 | 3813.6196 | 6943.0658 | 6253.2725 | 7220.4671
79174 | 242.131 | 2176 | 3 | Standard Efficiency | Electric, 120% Usage | Standard, 120% Usage | Electric, 120% Usage | 290 Rated kWh, 120% Usage | 400%+ | None | None | Single-Family Detached | Single-Family Detached | Single-Family Detached | 2000-2499 | 1500-2499 | 2 | Electricity | 100% Conditioned | Heat Pump | None | Electricity ASHP | None | 200000+ | 100% Incandescent | Occupied | 2000s | Electricity | Yes | 67.9925 | 915.261 | 34.2893 | 1130.3751 | 3511.5776 | 109.3155 | 319.7405 | 115.47 | 732.9707 | 2058.5312 | 0 | 0 | 3952.0634 | 208.6666 | 0 | 2355.9983 | 21.9803 | 5074.5256 | 0 | 0 | 0 | 486.498 | 400.042 | 0 | 0 | 0 | 0 | 0 | 0 | 0 | 0 | 0 | 0 | 0 | 0 | 0 | 0 | 0 | 0 | 0 | 0 | 0 | 21495.5907 | 21495.5907 | 21495.5907 | 21495.5907 | 0 | 0 | 0 | 3764.5785 | 0 | 0 | 0 | 8355.792 | 0 | 0 | 0 | 7344.2787 | 0 | 0 | 0 | 8832.1833 | 0 | 0 | 0 | 3764.5785 | 8355.792 | 7344.2787 | 8832.1833
79215 | 242.131 | 1690 | 4 | Standard Efficiency | Electric, 100% Usage | EnergyStar, 100% Usage | Electric, 100% Usage | 318 Rated kWh, 100% Usage | 400%+ | None | None | Single-Family Detached | Single-Family Detached | Single-Family Detached | 1500-1999 | 1500-2499 | 2 | Electricity | 60% Conditioned | Room AC | None | Electricity Electric Wall Furnace | None | 80000-99999 | 100% Incandescent | Occupied | <1940 | Natural Gas | Yes | 81.7668 | 400.042 | 23.4457 | 0 | 3139.3773 | 97.5927 | 319.7405 | 0 | 0 | 16213.5708 | 0 | 0 | 0 | 184.6348 | 0 | 1938.9582 | 21.9803 | 2382.6678 | 0 | 0 | 0 | 405.6104 | 1126.8583 | 0 | 0 | 0 | 0 | 0 | 0 | 0 | 0 | 0 | 0 | 3789.702 | 0 | 0 | 0 | 0 | 0 | 0 | 0 | 0 | 30125.6545 | 30125.6545 | 26335.6594 | 26335.6594 | 0 | 3789.702 | 0 | 4706.484 | 0 | 864.0059 | 0 | 10922.077 | 0 | 864.0059 | 0 | 9499.9125 | 0 | 864.0059 | 0 | 11424.8329 | 0 | 864.0059 | 0 | 5570.4899 | 11786.0829 | 10363.9184 | 12288.8388
79234 | 242.131 | 853 | 2 | Standard Efficiency | None | None | Electric, 80% Usage | None | 300-400% | 10 | None | 10 to 19 Unit | Multifamily with 5+ units, 1-3 stories | Multi-Family with 5+ Units | 750-999 | 0-1499 | 2 | Natural Gas | 100% Conditioned | Room AC | None | Natural Gas Fuel Wall/Floor Furnace | None | 60000-69999 | 100% Incandescent | Occupied | 1950s | Natural Gas | Yes | 67.9925 | 0 | 0 | 0 | 1240.8629 | 0 | 0 | 0 | 0 | 0 | 0 | 0 | 0 | 142.7256 | 0 | 1220.3479 | 16.412 | 830.8565 | 0 | 0 | 0 | 311.5345 | 434.0383 | 0 | 0 | 0 | 0 | 0 | 0 | 0 | 0 | 21841.4146 | 0 | 2382.3747 | 0 | 0 | 0 | 0 | 0 | 0 | 0 | 0 | 28488.5595 | 28488.5595 | 4264.7702 | 4264.7702 | 0 | 24223.4962 | 0 | 742.4981 | 0 | 5522.4907 | 0 | 1568.1155 | 0 | 5522.4907 | 0 | 1390.2062 | 0 | 5522.4907 | 0 | 1682.3659 | 0 | 5522.4907 | 0 | 6264.9888 | 7090.6063 | 6912.6969 | 7204.8567
79246 | 242.131 | 853 | 2 | Standard Efficiency | Electric, 100% Usage | EnergyStar, 100% Usage | Electric, 100% Usage | None | 150-200% | 2 | None | 2 Unit | Multifamily with 2-4 Units | Multi-Family with 2 - 4 Units | 750-999 | 0-1499 | 2 | Electricity | 100% Conditioned | Central AC | None | Electricity Electric Furnace | None | 20000-24999 | 100% Incandescent | Occupied | 2000s | Electricity | Yes | 67.9925 | 289.8473 | 16.9981 | 410.2995 | 2032.7409 | 0 | 0 | 9.6713 | 0 | 1576.4293 | 0 | 0 | 1261.0848 | 142.7256 | 0 | 1220.3479 | 16.412 | 1134.4781 | 0 | 0 | 0 | 346.9961 | 434.0383 | 0 | 0 | 0 | 0 | 0 | 0 | 0 | 0 | 0 | 0 | 0 | 0 | 0 | 0 | 0 | 0 | 0 | 0 | 0 | 8960.0618 | 8960.0618 | 8960.0618 | 8960.0618 | 0 | 0 | 0 | 1590.2876 | 0 | 0 | 0 | 3537.0357 | 0 | 0 | 0 | 3105.6884 | 0 | 0 | 0 | 3708.1485 | 0 | 0 | 0 | 1590.2876 | 3537.0357 | 3105.6884 | 3708.1485
79277 | 242.131 | 333 | 2 | None | None | None | Electric, 100% Usage | 290 Rated kWh, 100% Usage | 0-100% | 6 | None | 5 to 9 Unit | Multifamily with 5+ units, 1-3 stories | Multi-Family with 5+ Units | 0-499 | 0-1499 | 3 | Electricity | 100% Conditioned | Heat Pump | None | Electricity ASHP | None | 10000-14999 | 100% LED | Occupied | 1940s | Electricity | No | 0 | 0 | 0 | 196.9438 | 797.4464 | 82.646 | 0 | 206.322 | 283.9859 | 2261.0433 | 0 | 0 | 1945.6988 | 19.3427 | 0 | 189.0308 | 16.412 | 1452.1672 | 0 | 0 | 0 | 389.4915 | 480.0504 | 0 | 0 | 0 | 0 | 0 | 0 | 0 | 0 | 0 | 0 | 0 | 0 | 0 | 0 | 0 | 0 | 0 | 0 | 0 | 8320.5807 | 8320.5807 | 8320.5807 | 8320.5807 | 0 | 0 | 0 | 1466.8202 | 0 | 0 | 0 | 3346.4185 | 0 | 0 | 0 | 2925.3655 | 0 | 0 | 0 | 3506.8972 | 0 | 0 | 0 | 1466.8202 | 3346.4185 | 2925.3655 | 3506.8972
79320 | 242.131 | 1675 | 3 | Standard Efficiency | Gas, 120% Usage | EnergyStar, 120% Usage | Gas, 120% Usage | 318 Rated kWh, 120% Usage | 400%+ | None | 8 | Single-Family Attached | Single-Family Attached | Single-Family Attached | 1500-1999 | 1500-2499 | 1 | Natural Gas | 60% Conditioned | Room AC | None | Natural Gas Fuel Boiler | None | 60000-69999 | 100% LED | Occupied | 1970s | Natural Gas | Yes | 67.9925 | 31.0655 | 20.2219 | 0 | 1687.5032 | 77.6638 | 0 | 115.1769 | 0 | 0 | 0 | 0 | 0 | 30.4794 | 0 | 470.6721 | 21.9803 | 3456.7733 | 0 | 0 | 0 | 28.4279 | 434.0383 | 0 | 0 | 0 | 0 | 412.9371 | 0 | 0 | 0 | 19977.4826 | 0 | 4019.4697 | 0 | 0 | 833.7872 | 0 | 0 | 0 | 0 | 0 | 31685.3787 | 31685.3787 | 6441.9952 | 6441.9952 | 0 | 25243.3835 | 0 | 1098.9822 | 0 | 5754.9786 | 0 | 2421.3917 | 0 | 5754.9786 | 0 | 2139.5635 | 0 | 5754.9786 | 0 | 2535.6861 | 0 | 5754.9786 | 0 | 6853.9608 | 8176.3703 | 7894.5421 | 8290.6647
79322 | 242.131 | 2176 | 3 | Standard Efficiency | Electric, 80% Usage | EnergyStar, 80% Usage | Electric, 80% Usage | None | 400%+ | None | None | Single-Family Detached | Single-Family Detached | Single-Family Detached | 2000-2499 | 1500-2499 | 1 | Fuel Oil | 40% Conditioned | Room AC | None | Fuel Oil Fuel Boiler | None | 200000+ | 100% CFL | Occupied | 1940s | Electricity | Yes | 67.9925 | 419.6778 | 24.618 | 0 | 2145.2802 | 0 | 0 | 246.7658 | 0 | 0 | 0 | 0 | 1651.7486 | 52.1667 | 24.911 | 753.7788 | 21.9803 | 1426.0838 | 0 | 0 | 0 | 377.1825 | 914.0887 | 0 | 0 | 41222.2044 | 0 | 0 | 0 | 0 | 0 | 0 | 0 | 0 | 0 | 0 | 0 | 0 | 0 | 0 | 0 | 0 | 49347.8929 | 49347.8929 | 8125.6885 | 8125.6885 | 41222.2044 | 0 | 0 | 1366.9401 | 12498.5355 | 0 | 0 | 2982.73 | 12498.5355 | 0 | 0 | 2637.3525 | 12498.5355 | 0 | 0 | 3165.0641 | 12498.5355 | 0 | 0 | 13865.4755 | 15481.2654 | 15135.888 | 15663.5996
79354 | 242.131 | 617 | 1 | Standard Efficiency | Electric, 120% Usage | Standard, 120% Usage | Electric, 120% Usage | 290 Rated kWh, 120% Usage | 0-100% | 67 | None | 50 or more Unit | Multifamily with 5+ units, 4-7 stories | Multi-Family with 5+ Units | 500-749 | 0-1499 | 5 | Natural Gas | 100% Conditioned | Central AC | None | Natural Gas Fuel Furnace | None | 10000-14999 | 100% Incandescent | Occupied | 1990s | Natural Gas | Yes | 67.9925 | 662.9268 | 24.911 | 647.9801 | 1950.388 | 72.3886 | 0 | 15.8258 | 0 | 0 | 0 | 0 | 0 | 130.7097 | 0 | 1017.8358 | 16.412 | 2742.8521 | 0 | 0 | 0 | 416.454 | 434.0383 | 0 | 0 | 0 | 0 | 0 | 0 | 0 | 0 | 5517.649 | 0 | 4003.3508 | 0 | 0 | 0 | 0 | 0 | 0 | 0 | 0 | 17721.7145 | 17721.7145 | 8201.0078 | 8201.0078 | 0 | 9520.9999 | 0 | 1315.2156 | 0 | 2170.5633 | 0 | 2922.9143 | 0 | 2170.5633 | 0 | 2584.2083 | 0 | 2170.5633 | 0 | 3107.0411 | 0 | 2170.5633 | 0 | 3485.7789 | 5093.4776 | 4754.7716 | 5277.6044
79368 | 242.131 | 885 | 3 | Standard Efficiency | Gas, 100% Usage | Standard, 100% Usage | Gas, 100% Usage | 318 Rated kWh, 100% Usage | 150-200% | None | None | Single-Family Detached | Single-Family Detached | Single-Family Detached | 750-999 | 0-1499 | 1 | Natural Gas | 80% Conditioned | Room AC | None | Natural Gas Fuel Boiler | None | 45000-49999 | 100% Incandescent | Occupied | 1950s | Natural Gas | Yes | 67.9925 | 110.4878 | 46.3052 | 0 | 1612.477 | 171.7396 | 319.7405 | 108.7294 | 0 | 0 | 0 | 0 | 0 | 144.191 | 0 | 1247.8966 | 21.9803 | 2756.3334 | 0 | 0 | 0 | 36.927 | 1790.0781 | 0 | 0 | 0 | 0 | 1468.8722 | 0 | 0 | 0 | 18733.982 | 0 | 6199.3323 | 0 | 0 | 1080.8461 | 0 | 0 | 0 | 0 | 0 | 35917.9111 | 35917.9111 | 8434.8785 | 8434.8785 | 0 | 27483.0327 | 0 | 1450.3852 | 0 | 6265.5807 | 0 | 3169.3969 | 0 | 6265.5807 | 0 | 2799.8996 | 0 | 6265.5807 | 0 | 3350.4278 | 0 | 6265.5807 | 0 | 7715.9659 | 9434.9776 | 9065.4803 | 9616.0086
79382 | 242.131 | 8194 | 4 | Standard Efficiency | Electric, 80% Usage | EnergyStar, 80% Usage | Gas, 80% Usage | None | 400%+ | None | None | Single-Family Detached | Single-Family Detached | Single-Family Detached | 4000+ | 4000+ | 2 | Natural Gas | 100% Conditioned | Central AC | None | Natural Gas Fuel Furnace | None | 200000+ | 100% CFL | Occupied | 2010s | Natural Gas | Yes | 67.9925 | 320.0336 | 18.7565 | 329.1188 | 2254.5957 | 0 | 0 | 732.3846 | 0 | 0 | 0 | 0 | 0 | 127.4859 | 0 | 2406.1135 | 21.9803 | 2225.5817 | 0 | 0 | 0 | 22.2734 | 400.042 | 0 | 0 | 0 | 0 | 0 | 0 | 0 | 0 | 33873.7404 | 0 | 2538.8747 | 0 | 0 | 650.9108 | 0 | 0 | 0 | 0 | 0 | 45989.5915 | 45989.5915 | 8926.3587 | 8926.3587 | 0 | 37063.2329 | 0 | 1595.332 | 0 | 8449.6534 | 0 | 3437.5833 | 0 | 8449.6534 | 0 | 3036.1364 | 0 | 8449.6534 | 0 | 3624.3981 | 0 | 8449.6534 | 0 | 10044.9854 | 11887.2367 | 11485.7898 | 12074.0515
79482 | 242.131 | 1675 | 2 | Standard Efficiency | Gas, 100% Usage | EnergyStar, 100% Usage | Gas, 100% Usage | 290 Rated kWh, 100% Usage | 400%+ | None | 24 | Single-Family Attached | Single-Family Attached | Single-Family Attached | 1500-1999 | 1500-2499 | 2 | Natural Gas | 40% Conditioned | Room AC | Heating Only | Natural Gas Shared Heating | Boiler Baseboards Heating Only, Natural Gas | 70000-79999 | 100% Incandescent | Occupied | <1940 | Natural Gas | Yes | 67.9925 | 25.7903 | 16.9981 | 0 | 1145.6148 | 60.3726 | 319.7405 | 124.2621 | 0 | 0 | 0 | 0 | 0 | 183.7556 | 0 | 1926.0631 | 16.412 | 1728.2401 | 0 | 0 | 0 | 23.7388 | 400.042 | 0 | 0 | 0 | 0 | 344.0654 | 0 | 0 | 0 | 26978.9504 | 0 | 2861.839 | 0 | 0 | 694.8715 | 0 | 0 | 0 | 0 | 0 | 36918.7488 | 36918.7488 | 6039.3155 | 6039.3155 | 0 | 30879.4333 | 0 | 1060.9095 | 0 | 7039.8951 | 0 | 2303.3266 | 0 | 7039.8951 | 0 | 2032.6794 | 0 | 7039.8951 | 0 | 2452.2156 | 0 | 7039.8951 | 0 | 8100.8046 | 9343.2217 | 9072.5745 | 9492.1107
79487 | 242.131 | 1138 | 2 | Standard Efficiency | None | None | Electric, 100% Usage | 318 Rated kWh, 100% Usage | 300-400% | 10 | None | 10 to 19 Unit | Multifamily with 5+ units, 1-3 stories | Multi-Family with 5+ Units | 1000-1499 | 0-1499 | 2 | Natural Gas | 100% Conditioned | Room AC | None | Natural Gas Fuel Furnace | None | 45000-49999 | 100% Incandescent | Occupied | 1980s | Natural Gas | Yes | 67.9925 | 0 | 0 | 0 | 1614.2355 | 64.7687 | 0 | 196.0645 | 0 | 0 | 0 | 0 | 0 | 156.793 | 0 | 1465.0623 | 16.412 | 1581.4115 | 0 | 0 | 0 | 346.9961 | 434.0383 | 0 | 0 | 0 | 0 | 0 | 0 | 0 | 0 | 7859.2869 | 0 | 2657.8615 | 0 | 0 | 0 | 0 | 0 | 0 | 0 | 0 | 16460.6297 | 16460.6297 | 5943.4813 | 5943.4813 | 0 | 10517.1484 | 0 | 992.3118 | 0 | 2397.702 | 0 | 2170.2835 | 0 | 2397.702 | 0 | 1917.3136 | 0 | 2397.702 | 0 | 2312.9854 | 0 | 2397.702 | 0 | 3390.0137 | 4567.9854 | 4315.0156 | 4710.6874
79539 | 242.131 | 2663 | 3 | Standard Efficiency | Electric, 120% Usage | Standard, 120% Usage | Electric, 120% Usage | 290 Rated kWh, 120% Usage | 400%+ | None | None | Single-Family Detached | Single-Family Detached | Single-Family Detached | 2500-2999 | 2500-3999 | 2 | Electricity | 100% Conditioned | Heat Pump | None | Electricity ASHP | None | 200000+ | 100% Incandescent | Occupied | 1980s | Electricity | Yes | 67.9925 | 915.261 | 34.2893 | 1913.461 | 10015.7038 | 109.3155 | 0 | 809.4623 | 1870.0865 | 10116.5203 | 0 | 0 | 4105.3395 | 233.2846 | 99.9372 | 2774.2107 | 21.9803 | 5384.3017 | 0 | 0 | 0 | 486.498 | 434.0383 | 402.3866 | 0 | 0 | 0 | 0 | 0 | 0 | 0 | 0 | 0 | 0 | 0 | 0 | 0 | 0 | 0 | 0 | 0 | 0 | 39794.0691 | 39794.0691 | 39794.0691 | 39794.0691 | 0 | 0 | 0 | 6873.3328 | 0 | 0 | 0 | 15345.2331 | 0 | 0 | 0 | 13468.6784 | 0 | 0 | 0 | 16222.9724 | 0 | 0 | 0 | 6873.3328 | 15345.2331 | 13468.6784 | 16222.9724
79591 | 242.131 | 617 | 1 | Standard Efficiency | Electric, 80% Usage | EnergyStar, 80% Usage | Electric, 80% Usage | None | 200-300% | 6 | None | 5 to 9 Unit | Multifamily with 5+ units, 1-3 stories | Multi-Family with 5+ Units | 500-749 | 0-1499 | 3 | Electricity | 60% Conditioned | Room AC | Heating Only | Electricity Shared Heating | Boiler Baseboards Heating Only, Electricity | 40000-44999 | 100% LED | Occupied | <1940 | Electricity | No | 67.9925 | 296.0018 | 17.2912 | 0 | 981.7881 | 0 | 0 | 72.6816 | 0 | 4238.98 | 0 | 0 | 1016.9566 | 21.6873 | 0 | 248.8173 | 16.412 | 783.379 | 0 | 0 | 0 | 311.5345 | 434.0383 | 0 | 0 | 0 | 0 | 0 | 0 | 0 | 0 | 0 | 0 | 0 | 0 | 0 | 0 | 0 | 0 | 0 | 0 | 0 | 8507.8532 | 8507.8532 | 8507.8532 | 8507.8532 | 0 | 0 | 0 | 1477.4588 | 0 | 0 | 0 | 3419.5326 | 0 | 0 | 0 | 2981.0717 | 0 | 0 | 0 | 3593.5656 | 0 | 0 | 0 | 1477.4588 | 3419.5326 | 2981.0717 | 3593.5656
79604 | 242.131 | 13414 | 3 | Standard Efficiency | None | None | Electric, 100% Usage | 318 Rated kWh, 100% Usage | 200-300% | None | 30 | Single-Family Attached | Single-Family Attached | Single-Family Attached | 4000+ | 4000+ | 3 | Electricity | 100% Conditioned | Heat Pump | None | Electricity ASHP | None | 30000-34999 | 100% CFL | Occupied | <1940 | Electricity | Yes | 67.9925 | 0 | 0 | 2394.6837 | 10594.5192 | 64.7687 | 0 | 3915.4295 | 32654.8578 | 37392.3517 | 0 | 0 | 1356.0398 | 192.5477 | 0 | 3839.5241 | 21.9803 | 3531.5064 | 0 | 0 | 0 | 346.9961 | 434.0383 | 0 | 0 | 0 | 0 | 0 | 0 | 0 | 0 | 0 | 0 | 0 | 0 | 0 | 0 | 0 | 0 | 0 | 0 | 0 | 96806.9428 | 96806.9428 | 96806.9428 | 96806.9428 | 0 | 0 | 0 | 17720.03 | 0 | 0 | 0 | 41293.5575 | 0 | 0 | 0 | 35823.6027 | 0 | 0 | 0 | 42957.3352 | 0 | 0 | 0 | 17720.03 | 41293.5575 | 35823.6027 | 42957.3352
79661 | 242.131 | 1220 | 3 | Standard Efficiency | Electric, 80% Usage | EnergyStar, 80% Usage | Gas, 80% Usage | None | 400%+ | None | None | Single-Family Detached | Single-Family Detached | Single-Family Detached | 1000-1499 | 0-1499 | 1 | Electricity | 100% Conditioned | Central AC | None | Electricity Baseboard | None | 80000-99999 | 100% Incandescent | Occupied | 1950s | Electricity | Yes | 67.9925 | 320.0336 | 18.7565 | 982.9604 | 3881.1402 | 0 | 0 | 0 | 0 | 12129.9185 | 0 | 0 | 1190.1616 | 160.896 | 99.9372 | 1535.3993 | 21.9803 | 1116.6008 | 0 | 0 | 0 | 22.2734 | 480.0504 | 0 | 0 | 0 | 0 | 0 | 0 | 0 | 0 | 0 | 0 | 0 | 0 | 0 | 650.9108 | 0 | 0 | 0 | 0 | 0 | 22678.4255 | 22678.4255 | 22027.8078 | 22027.8078 | 0 | 650.9108 | 0 | 3864.8311 | 0 | 148.3646 | 0 | 8867.9372 | 0 | 148.3646 | 0 | 7743.1815 | 0 | 148.3646 | 0 | 9294.6615 | 0 | 148.3646 | 0 | 4013.1957 | 9016.3018 | 7891.5461 | 9443.0261
79795 | 242.131 | 853 | 2 | None | None | None | Electric, 80% Usage | None | 400%+ | 116 | None | 50 or more Unit | Multifamily with 5+ units, 1-3 stories | Multi-Family with 5+ Units | 750-999 | 0-1499 | 3 | Electricity | 100% Conditioned | Central AC | None | Electricity Electric Furnace | None | 100000-119999 | 100% CFL | Occupied | 1940s | Electricity | No | 0 | 0 | 0 | 348.4615 | 1806.7831 | 0 | 0 | 51.2874 | 0 | 2289.4712 | 0 | 0 | 1310.0277 | 35.7547 | 0 | 390.3707 | 16.412 | 928.4491 | 0 | 0 | 0 | 345.5308 | 480.0504 | 0 | 0 | 0 | 0 | 0 | 0 | 0 | 0 | 0 | 0 | 0 | 0 | 0 | 0 | 0 | 0 | 0 | 0 | 0 | 8002.3056 | 8002.3056 | 8002.3056 | 8002.3056 | 0 | 0 | 0 | 1348.4607 | 0 | 0 | 0 | 3064.8914 | 0 | 0 | 0 | 2689.5097 | 0 | 0 | 0 | 3228.162 | 0 | 0 | 0 | 1348.4607 | 3064.8914 | 2689.5097 | 3228.162
79878 | 242.131 | 1220 | 3 | None | Electric, 100% Usage | EnergyStar, 100% Usage | Electric, 100% Usage | 318 Rated kWh, 100% Usage | 200-300% | None | None | Single-Family Detached | Single-Family Detached | Single-Family Detached | 1000-1499 | 0-1499 | 2 | Propane | 100% Conditioned | Central AC | None | Propane Fuel Furnace | None | 45000-49999 | 100% CFL | Occupied | 2000s | Electricity | Yes | 0 | 400.042 | 23.4457 | 786.3097 | 3005.7369 | 97.5927 | 0 | 347.8754 | 0 | 0 | 0 | 0 | 2255.768 | 40.1507 | 24.911 | 491.1871 | 21.9803 | 2233.2016 | 0 | 0 | 0 | 405.6104 | 868.0765 | 0 | 0 | 0 | 0 | 0 | 0 | 0 | 0 | 0 | 0 | 0 | 0 | 0 | 0 | 0 | 0 | 25335.4079 | 0 | 0 | 36337.2958 | 36337.2958 | 11001.888 | 11001.888 | 0 | 0 | 25335.4079 | 1771.2787 | 0 | 0 | 6971.9202 | 3875.1376 | 0 | 0 | 6971.9202 | 3432.5702 | 0 | 0 | 6971.9202 | 4125.1051 | 0 | 0 | 6971.9202 | 8743.1989 | 10847.0578 | 10404.4904 | 11097.0253
80040 | 242.131 | 3301 | 4 | Standard Efficiency | Electric, 100% Usage | Standard, 100% Usage | Electric, 100% Usage | None | 400%+ | None | None | Single-Family Detached | Single-Family Detached | Single-Family Detached | 3000-3999 | 2500-3999 | 1 | Natural Gas | 100% Conditioned | Central AC | None | Natural Gas Fuel Furnace | None | 160000-179999 | 100% LED | Occupied | 1990s | Natural Gas | Yes | 67.9925 | 1237.053 | 46.3052 | 1041.8677 | 3614.7386 | 0 | 319.7405 | 253.7995 | 0 | 0 | 0 | 0 | 0 | 44.2537 | 16.7051 | 811.5138 | 21.9803 | 3524.4727 | 0 | 0 | 0 | 537.1993 | 480.0504 | 0 | 0 | 0 | 0 | 0 | 0 | 0 | 0 | 23860.0881 | 0 | 5752.399 | 0 | 0 | 0 | 0 | 0 | 0 | 0 | 0 | 41630.1594 | 41630.1594 | 12017.6723 | 12017.6723 | 0 | 29612.4871 | 0 | 2063.3132 | 0 | 6751.0448 | 0 | 4447.1588 | 0 | 6751.0448 | 0 | 3946.9054 | 0 | 6751.0448 | 0 | 4664.069 | 0 | 6751.0448 | 0 | 8814.358 | 11198.2036 | 10697.9502 | 11415.1137
80123 | 242.131 | 1690 | 4 | Standard Efficiency, No usage | Electric, 120% Usage | EnergyStar, 120% Usage | Electric, 120% Usage | 290 Rated kWh, 120% Usage | 200-300% | None | None | Single-Family Detached | Single-Family Detached | Single-Family Detached | 1500-1999 | 1500-2499 | 1 | Natural Gas | 100% Conditioned | Central AC | None | Natural Gas Fuel Wall/Floor Furnace | None | 50000-59999 | 100% CFL | Vacant | 2000s | Natural Gas | Yes | 0 | 0 | 0 | 558.5935 | 2249.6135 | 0 | 319.7405 | 0 | 0 | 0 | 0 | 0 | 0 | 0 | 0 | 0 | 21.9803 | 0 | 0 | 0 | 0 | 0 | 480.0504 | 0 | 0 | 0 | 0 | 0 | 0 | 0 | 0 | 7924.3487 | 0 | 1626.2514 | 0 | 0 | 0 | 0 | 0 | 0 | 0 | 0 | 13180.5783 | 13180.5783 | 3629.9783 | 3629.9783 | 0 | 9550.6 | 0 | 620.5334 | 0 | 2177.3287 | 0 | 1334.8307 | 0 | 2177.3287 | 0 | 1257.119 | 0 | 2177.3287 | 0 | 1446.0366 | 0 | 2177.3287 | 0 | 2797.8621 | 3512.1594 | 3434.4477 | 3623.3653
80206 | 242.131 | 1220 | 3 | None | Electric, 120% Usage | EnergyStar, 120% Usage | Electric, 120% Usage | None | 400%+ | None | None | Single-Family Detached | Single-Family Detached | Single-Family Detached | 1000-1499 | 0-1499 | 1 | Natural Gas | 20% Conditioned | Room AC | None | Natural Gas Fuel Wall/Floor Furnace | None | 140000-159999 | 100% Incandescent | Occupied | 1960s | Natural Gas | Yes | 0 | 778.6898 | 45.426 | 0 | 828.2188 | 0 | 319.7405 | 0 | 0 | 0 | 0 | 0 | 0 | 160.896 | 0 | 1535.3993 | 21.9803 | 5725.4364 | 0 | 0 | 0 | 644.7564 | 1160.8545 | 439.8997 | 0 | 0 | 0 | 0 | 0 | 0 | 0 | 11839.7782 | 0 | 10018.3415 | 0 | 0 | 0 | 0 | 0 | 0 | 0 | 0 | 33520.0036 | 33520.0036 | 11661.5909 | 11661.5909 | 0 | 21858.1196 | 0 | 1972.9912 | 0 | 4983.2293 | 0 | 4390.5755 | 0 | 4983.2293 | 0 | 3864.1815 | 0 | 4983.2293 | 0 | 4669.1574 | 0 | 4983.2293 | 0 | 6956.2205 | 9373.8047 | 8847.4108 | 9652.3867
80207 | 242.131 | 2663 | 3 | None | Electric, 100% Usage | Standard, 100% Usage | Gas, 100% Usage | 318 Rated kWh, 100% Usage | 400%+ | None | None | Single-Family Detached | Single-Family Detached | Single-Family Detached | 2500-2999 | 2500-3999 | 2 | Natural Gas | 40% Conditioned | Room AC | None | Natural Gas Fuel Wall/Floor Furnace | None | 120000-139999 | 100% CFL | Occupied | 1960s | Natural Gas | Yes | 0 | 999.9585 | 37.5131 | 0 | 3497.5101 | 134.8127 | 0 | 0 | 0 | 0 | 0 | 0 | 0 | 58.3211 | 24.911 | 887.4192 | 21.9803 | 3006.9092 | 0 | 0 | 0 | 32.2378 | 817.9614 | 0 | 0 | 0 | 0 | 0 | 0 | 0 | 0 | 40853.8141 | 0 | 5298.4319 | 0 | 0 | 947.2057 | 0 | 0 | 0 | 0 | 0 | 56618.6931 | 56618.6931 | 9519.5345 | 9519.5345 | 0 | 47099.4517 | 0 | 1607.1957 | 0 | 10737.6912 | 0 | 3475.6647 | 0 | 10737.6912 | 0 | 3083.3259 | 0 | 10737.6912 | 0 | 3660.9222 | 0 | 10737.6912 | 0 | 12344.8869 | 14213.3559 | 13821.0171 | 14398.6135
80224 | 242.131 | 2631 | 4 | Standard Efficiency | Gas, 80% Usage | EnergyStar, 80% Usage | Gas, 80% Usage | 318 Rated kWh, 80% Usage | 400%+ | None | 6 | Single-Family Attached | Single-Family Attached | Single-Family Attached | 2500-2999 | 2500-3999 | 2 | Natural Gas | 100% Conditioned | Central AC | None | Natural Gas Fuel Furnace | None | 180000-199999 | 100% Incandescent | Occupied | 2000s | Natural Gas | Yes | 67.9925 | 32.2378 | 21.1011 | 833.4941 | 2854.8053 | 89.9728 | 0 | 70.044 | 0 | 0 | 0 | 0 | 0 | 231.5261 | 0 | 2746.6621 | 21.9803 | 1068.5371 | 0 | 0 | 0 | 23.7388 | 727.1093 | 0 | 0 | 0 | 0 | 427.5907 | 0 | 0 | 0 | 14511.121 | 0 | 2981.9981 | 0 | 0 | 693.6992 | 0 | 0 | 0 | 0 | 0 | 27403.6104 | 27403.6104 | 8789.2014 | 8789.2014 | 0 | 18614.409 | 0 | 1415.7262 | 0 | 4243.7268 | 0 | 3111.9072 | 0 | 4243.7268 | 0 | 2761.4799 | 0 | 4243.7268 | 0 | 3278.5752 | 0 | 4243.7268 | 0 | 5659.4529 | 7355.6339 | 7005.2066 | 7522.3019
80269 | 242.131 | 1138 | 1 | None | Electric, 100% Usage | EnergyStar, 100% Usage | Electric, 100% Usage | 290 Rated kWh, 100% Usage | 150-200% | 323 | None | 50 or more Unit | Multifamily with 5+ units, 8+ stories | Multi-Family with 5+ Units | 1000-1499 | 0-1499 | 20 | Electricity | 100% Conditioned | Central AC | Heating and Cooling | Electricity Shared Heating | Fan Coil Heating and Cooling, Electricity | 20000-24999 | 100% CFL | Occupied | 1980s | Electricity | Yes | 0 | 289.8473 | 16.9981 | 13.4813 | 1180.4903 | 60.3726 | 0 | 158.8445 | 0 | 2234.0808 | 0 | 0 | 1388.2777 | 39.2715 | 0 | 468.6206 | 16.412 | 1581.4115 | 0 | 0 | 0 | 346.9961 | 434.0383 | 0 | 0 | 0 | 0 | 0 | 0 | 0 | 0 | 0 | 0 | 0 | 0 | 0 | 0 | 0 | 0 | 0 | 0 | 0 | 8229.1426 | 8229.1426 | 8229.1426 | 8229.1426 | 0 | 0 | 0 | 1428.5878 | 0 | 0 | 0 | 3227.5306 | 0 | 0 | 0 | 2825.7394 | 0 | 0 | 0 | 3416.8124 | 0 | 0 | 0 | 1428.5878 | 3227.5306 | 2825.7394 | 3416.8124
80419 | 242.131 | 853 | 1 | None | Electric, 100% Usage | EnergyStar, 100% Usage | Electric, 100% Usage | None | 0-100% | 67 | None | 50 or more Unit | Multifamily with 5+ units, 1-3 stories | Multi-Family with 5+ Units | 750-999 | 0-1499 | 2 | Electricity | 40% Conditioned | Room AC | Heating Only | Electricity Shared Heating | Boiler Baseboards Heating Only, Electricity | <10000 | 100% Incandescent | Occupied | 1990s | Electricity | Yes | 0 | 289.8473 | 16.9981 | 0 | 543.6468 | 0 | 0 | 89.3867 | 0 | 2292.4019 | 0 | 0 | 1140.9257 | 142.7256 | 0 | 1220.3479 | 16.412 | 1466.5276 | 0 | 0 | 0 | 346.9961 | 434.0383 | 0 | 0 | 0 | 0 | 0 | 0 | 0 | 0 | 0 | 0 | 0 | 0 | 0 | 0 | 0 | 0 | 0 | 0 | 0 | 7999.961 | 7999.961 | 7999.961 | 7999.961 | 0 | 0 | 0 | 1350.4901 | 0 | 0 | 0 | 3112.5472 | 0 | 0 | 0 | 2722.602 | 0 | 0 | 0 | 3289.2668 | 0 | 0 | 0 | 1350.4901 | 3112.5472 | 2722.602 | 3289.2668
80433 | 242.131 | 2176 | 3 | Standard Efficiency | Electric, 100% Usage | Standard, 100% Usage | Electric, 100% Usage | 318 Rated kWh, 100% Usage | 400%+ | None | None | Single-Family Detached | Single-Family Detached | Single-Family Detached | 2000-2499 | 1500-2499 | 1 | Natural Gas | 20% Conditioned | Room AC | None | Natural Gas Fuel Boiler | None | 120000-139999 | 100% Incandescent | Occupied | 1970s | Electricity | Yes | 67.9925 | 762.864 | 28.4279 | 0 | 750.8481 | 97.5927 | 319.7405 | 70.9232 | 0 | 0 | 0 | 0 | 2309.6931 | 208.6666 | 99.9372 | 2355.9983 | 21.9803 | 2537.1163 | 0 | 0 | 0 | 405.6104 | 1836.0903 | 376.8894 | 0 | 0 | 0 | 0 | 0 | 0 | 0 | 13371.3676 | 0 | 0 | 0 | 0 | 0 | 0 | 0 | 0 | 0 | 0 | 25621.7383 | 25621.7383 | 12250.3707 | 12250.3707 | 0 | 13371.3676 | 0 | 2075.9435 | 0 | 3048.3816 | 0 | 4606.8229 | 0 | 3048.3816 | 0 | 4051.3977 | 0 | 3048.3816 | 0 | 4933.3677 | 0 | 3048.3816 | 0 | 5124.3251 | 7655.2045 | 7099.7793 | 7981.7493
80549 | 242.131 | 1220 | 3 | Standard Efficiency | Electric, 100% Usage | EnergyStar, 100% Usage | Electric, 100% Usage | None | 300-400% | None | None | Single-Family Detached | Single-Family Detached | Single-Family Detached | 1000-1499 | 0-1499 | 1 | Natural Gas | 100% Conditioned | Central AC | None | Natural Gas Fuel Furnace | None | 60000-69999 | 100% LED | Occupied | 1980s | Natural Gas | Yes | 67.9925 | 400.042 | 23.4457 | 475.3613 | 2266.0255 | 0 | 0 | 112.2462 | 0 | 0 | 0 | 0 | 0 | 26.9625 | 0 | 375.131 | 21.9803 | 2233.2016 | 0 | 0 | 0 | 405.6104 | 434.0383 | 0 | 0 | 0 | 0 | 0 | 0 | 0 | 0 | 23203.3158 | 0 | 3603.0157 | 0 | 0 | 0 | 0 | 0 | 0 | 0 | 0 | 33648.0757 | 33648.0757 | 6842.0372 | 6842.0372 | 0 | 26806.3316 | 0 | 1139.4671 | 0 | 6111.2627 | 0 | 2445.8172 | 0 | 6111.2627 | 0 | 2170.6908 | 0 | 6111.2627 | 0 | 2609.5881 | 0 | 6111.2627 | 0 | 7250.7298 | 8557.0799 | 8281.9535 | 8720.8508
80613 | 242.131 | 333 | 1 | Standard Efficiency | Electric, 120% Usage | EnergyStar, 120% Usage | Electric, 120% Usage | None | 300-400% | 5 | None | 5 to 9 Unit | Multifamily with 5+ units, 1-3 stories | Multi-Family with 5+ Units | 0-499 | 0-1499 | 1 | Natural Gas | 100% Conditioned | Central AC | None | Natural Gas Fuel Furnace | None | 40000-44999 | 100% Incandescent | Occupied | 1960s | Natural Gas | Yes | 67.9925 | 347.5823 | 20.2219 | 415.2817 | 1571.7401 | 0 | 0 | 9.0852 | 0 | 0 | 0 | 0 | 0 | 116.6423 | 0 | 774.0007 | 16.412 | 2513.9636 | 0 | 0 | 0 | 416.454 | 1356.0398 | 0 | 0 | 0 | 0 | 0 | 0 | 0 | 0 | 1436.3413 | 0 | 3299.6872 | 0 | 0 | 0 | 0 | 0 | 0 | 0 | 0 | 12361.4447 | 12361.4447 | 7625.4162 | 7625.4162 | 0 | 4736.0285 | 0 | 1268.7078 | 0 | 1079.6846 | 0 | 2810.2873 | 0 | 1079.6846 | 0 | 2480.9325 | 0 | 1079.6846 | 0 | 2981.8908 | 0 | 1079.6846 | 0 | 2348.3924 | 3889.9719 | 3560.6171 | 4061.5754
80795 | 242.131 | 1202 | 2 | None | Electric, 100% Usage | EnergyStar, 100% Usage | Electric, 100% Usage | None | 150-200% | None | 50 | Single-Family Attached | Single-Family Attached | Single-Family Attached | 1000-1499 | 0-1499 | 2 | Electricity | 100% Conditioned | Central AC | None | Electricity Electric Furnace | None | 20000-24999 | 100% Incandescent | Occupied | 1970s | Electricity | No | 0 | 289.8473 | 16.9981 | 301.8632 | 1967.9722 | 0 | 0 | 197.5299 | 0 | 8474.4431 | 0 | 0 | 1241.4491 | 160.0168 | 0 | 1519.8666 | 16.412 | 1655.5585 | 0 | 0 | 0 | 346.9961 | 434.0383 | 276.366 | 0 | 0 | 0 | 0 | 0 | 0 | 0 | 0 | 0 | 0 | 0 | 0 | 0 | 0 | 0 | 0 | 0 | 0 | 16899.3571 | 16899.3571 | 16899.3571 | 16899.3571 | 0 | 0 | 0 | 2940.213 | 0 | 0 | 0 | 6775.4625 | 0 | 0 | 0 | 5907.2414 | 0 | 0 | 0 | 7113.0001 | 0 | 0 | 0 | 2940.213 | 6775.4625 | 5907.2414 | 7113.0001
80827 | 242.131 | 1675 | 4 | None | Electric, 120% Usage | EnergyStar, 120% Usage | Electric, 120% Usage | 290 Rated kWh, 120% Usage | 400%+ | None | 6 | Single-Family Attached | Single-Family Attached | Single-Family Attached | 1500-1999 | 1500-2499 | 2 | Electricity | 100% Conditioned | Central AC | None | Electricity Electric Furnace | None | 160000-179999 | 100% CFL | Occupied | 1990s | Electricity | Yes | 0 | 444.0027 | 25.7903 | 361.0636 | 1722.9648 | 99.3511 | 0 | 24.618 | 0 | 4353.2777 | 0 | 0 | 3417.5017 | 46.0122 | 0 | 616.0354 | 21.9803 | 3718.7788 | 0 | 0 | 0 | 467.4484 | 434.0383 | 0 | 0 | 0 | 0 | 0 | 0 | 0 | 0 | 0 | 0 | 0 | 0 | 0 | 0 | 0 | 0 | 0 | 0 | 0 | 15752.8631 | 15752.8631 | 15752.8631 | 15752.8631 | 0 | 0 | 0 | 2671.855 | 0 | 0 | 0 | 6078.776 | 0 | 0 | 0 | 5321.6972 | 0 | 0 | 0 | 6438.2543 | 0 | 0 | 0 | 2671.855 | 6078.776 | 5321.6972 | 6438.2543
80873 | 242.131 | 1675 | 3 | Standard Efficiency | Electric, 120% Usage | EnergyStar, 120% Usage | Propane, 120% Usage | 290 Rated kWh, 120% Usage | 400%+ | None | 5 | Single-Family Attached | Single-Family Attached | Single-Family Attached | 1500-1999 | 1500-2499 | 3 | Fuel Oil | 100% Conditioned | Central AC | None | Fuel Oil Fuel Boiler | None | 100000-119999 | 100% CFL | Occupied | 1940s | Electricity | Yes | 67.9925 | 540.13 | 31.6517 | 609.5878 | 2773.0385 | 125.7275 | 0 | 247.352 | 0 | 0 | 0 | 0 | 4670.6736 | 46.0122 | 0 | 616.0354 | 21.9803 | 3981.0774 | 0 | 0 | 0 | 35.4616 | 434.0383 | 373.6656 | 0 | 37464.1541 | 0 | 0 | 0 | 0 | 0 | 0 | 0 | 0 | 0 | 0 | 0 | 0 | 0 | 0 | 0 | 1040.6954 | 53079.2738 | 53079.2738 | 14574.4243 | 14574.4243 | 37464.1541 | 0 | 1040.6954 | 2420.3625 | 11359.0583 | 0 | 286.3964 | 5292.6001 | 11359.0583 | 0 | 286.3964 | 4676.5192 | 11359.0583 | 0 | 286.3964 | 5662.2239 | 11359.0583 | 0 | 286.3964 | 14065.8173 | 16938.0549 | 16321.9739 | 17307.6787
80895 | 242.131 | 853 | 2 | Standard Efficiency | Electric, 100% Usage | EnergyStar, 100% Usage | Electric, 100% Usage | None | 400%+ | 2 | None | 2 Unit | Multifamily with 2-4 Units | Multi-Family with 2 - 4 Units | 750-999 | 0-1499 | 2 | Natural Gas | 100% Conditioned | Central AC | None | Natural Gas Fuel Furnace | None | 80000-99999 | 100% Incandescent | Occupied | 1960s | Electricity | Yes | 67.9925 | 369.8557 | 21.6873 | 533.9755 | 1714.4658 | 0 | 0 | 81.1807 | 0 | 0 | 0 | 0 | 1904.962 | 142.7256 | 0 | 1220.3479 | 16.412 | 1285.4097 | 0 | 0 | 0 | 389.4915 | 434.0383 | 0 | 0 | 0 | 0 | 0 | 0 | 0 | 0 | 11887.2557 | 0 | 0 | 0 | 0 | 0 | 0 | 0 | 0 | 0 | 0 | 20069.7999 | 20069.7999 | 8182.5443 | 8182.5443 | 0 | 11887.2557 | 0 | 1362.6201 | 0 | 2710.0298 | 0 | 2969.0147 | 0 | 2710.0298 | 0 | 2624.5567 | 0 | 2710.0298 | 0 | 3178.2319 | 0 | 2710.0298 | 0 | 4072.6499 | 5679.0445 | 5334.5865 | 5888.2617
81006 | 242.131 | 3301 | 4 | Standard Efficiency | Electric, 100% Usage | Standard, 100% Usage | Electric, 100% Usage | None | 400%+ | None | None | Single-Family Detached | Single-Family Detached | Single-Family Detached | 3000-3999 | 2500-3999 | 1 | Fuel Oil | 20% Conditioned | Room AC | None | Fuel Oil Fuel Boiler | None | 200000+ | 100% CFL | Occupied | 1970s | Electricity | Yes | 67.9925 | 999.9585 | 37.5131 | 0 | 1219.7618 | 0 | 319.7405 | 212.7696 | 0 | 0 | 0 | 0 | 2820.2229 | 66.2341 | 24.911 | 1062.6757 | 21.9803 | 3209.7144 | 0 | 0 | 0 | 471.2583 | 1160.8545 | 0 | 0 | 25765.9293 | 0 | 0 | 0 | 0 | 0 | 0 | 0 | 0 | 0 | 0 | 0 | 0 | 0 | 0 | 0 | 0 | 37461.8095 | 37461.8095 | 11695.8803 | 11695.8803 | 25765.9293 | 0 | 0 | 1996.9359 | 7812.211 | 0 | 0 | 4428.5897 | 7812.211 | 0 | 0 | 3898.3075 | 7812.211 | 0 | 0 | 4714.4699 | 7812.211 | 0 | 0 | 9809.1468 | 12240.8006 | 11710.5185 | 12526.6809
81106 | 242.131 | 2176 | 5 | Standard Efficiency | Electric, 100% Usage | EnergyStar, 100% Usage | Gas, 100% Usage | None | 200-300% | None | None | Single-Family Detached | Single-Family Detached | Single-Family Detached | 2000-2499 | 1500-2499 | 2 | Natural Gas | 100% Conditioned | Central AC | None | Natural Gas Fuel Furnace | None | 70000-79999 | 100% CFL | Occupied | 1990s | Natural Gas | Yes | 67.9925 | 773.1215 | 45.1329 | 939.5859 | 5177.3935 | 0 | 0 | 78.25 | 0 | 0 | 1393.5529 | 1376.5548 | 0 | 52.1667 | 24.911 | 753.7788 | 27.2556 | 3481.3912 | 0 | 0 | 0 | 41.323 | 434.0383 | 0 | 0 | 0 | 0 | 0 | 0 | 0 | 0 | 9514.2592 | 0 | 6513.2115 | 0 | 0 | 1214.7796 | 0 | 0 | 0 | 0 | 0 | 31908.992 | 31908.992 | 14667.0348 | 14667.0348 | 0 | 17242.2503 | 0 | 2553.071 | 0 | 3930.8605 | 0 | 5496.0921 | 0 | 3930.8605 | 0 | 4875.521 | 0 | 3930.8605 | 0 | 5757.4307 | 0 | 3930.8605 | 0 | 6483.9315 | 9426.9526 | 8806.3816 | 9688.2912
81177 | 242.131 | 1690 | 4 | Standard Efficiency | Electric, 100% Usage | EnergyStar, 100% Usage | Electric, 100% Usage | 318 Rated kWh, 100% Usage | 400%+ | None | None | Single-Family Detached | Single-Family Detached | Single-Family Detached | 1500-1999 | 1500-2499 | 1 | Electricity | 100% Conditioned | Heat Pump | None | Electricity ASHP | None | 160000-179999 | 100% Incandescent | Occupied | 2000s | Propane | Yes | 67.9925 | 897.6767 | 52.4597 | 711.2835 | 2772.4523 | 246.1797 | 319.7405 | 312.9999 | 591.1243 | 3765.6702 | 0 | 0 | 0 | 184.6348 | 99.9372 | 1938.9582 | 21.9803 | 3641.7011 | 0 | 0 | 0 | 669.0813 | 400.042 | 0 | 0 | 0 | 0 | 0 | 0 | 0 | 0 | 0 | 0 | 0 | 0 | 0 | 0 | 0 | 0 | 0 | 7776.0547 | 0 | 24469.6759 | 24469.6759 | 16693.6212 | 16693.6212 | 0 | 0 | 7776.0547 | 2916.7132 | 0 | 0 | 2139.8479 | 6549.9582 | 0 | 0 | 2139.8479 | 5746.6162 | 0 | 0 | 2139.8479 | 6880.2406 | 0 | 0 | 2139.8479 | 5056.5611 | 8689.8061 | 7886.464 | 9020.0884
81248 | 242.131 | 2152 | 4 | Standard Efficiency | Gas, 80% Usage | EnergyStar, 80% Usage | Gas, 80% Usage | None | 400%+ | None | 5 | Single-Family Attached | Single-Family Attached | Single-Family Attached | 2000-2499 | 1500-2499 | 2 | Natural Gas | 40% Conditioned | Room AC | None | Natural Gas Fuel Boiler | None | 100000-119999 | 100% Incandescent | Occupied | 1950s | Natural Gas | Yes | 67.9925 | 37.8062 | 24.911 | 0 | 1689.2616 | 0 | 319.7405 | 105.2125 | 0 | 0 | 0 | 0 | 0 | 207.4943 | 0 | 2335.4834 | 21.9803 | 1097.5512 | 0 | 0 | 0 | 26.0833 | 434.0383 | 0 | 0 | 0 | 0 | 503.7892 | 0 | 0 | 0 | 23298.2709 | 0 | 3216.7481 | 0 | 0 | 762.864 | 0 | 0 | 0 | 0 | 0 | 34148.9341 | 34148.9341 | 6367.2621 | 6367.2621 | 0 | 27781.6721 | 0 | 1114.2492 | 0 | 6333.6595 | 0 | 2401.8655 | 0 | 6333.6595 | 0 | 2122.439 | 0 | 6333.6595 | 0 | 2557.181 | 0 | 6333.6595 | 0 | 7447.9087 | 8735.525 | 8456.0985 | 8890.8405
81252 | 242.131 | 2663 | 4 | Standard Efficiency | Propane, 100% Usage | EnergyStar, 100% Usage | Electric, 100% Usage | None | 400%+ | None | None | Single-Family Detached | Single-Family Detached | Single-Family Detached | 2500-2999 | 2500-3999 | 1 | Propane | 20% Conditioned | Room AC | None | Propane Fuel Wall/Floor Furnace | None | 100000-119999 | 100% LED | Occupied | 1960s | Propane | Yes | 67.9925 | 58.0281 | 37.8062 | 0 | 1450.4087 | 0 | 0 | 0 | 0 | 0 | 0 | 0 | 0 | 38.9785 | 16.7051 | 677.8734 | 21.9803 | 3321.6675 | 0 | 0 | 0 | 537.1993 | 434.0383 | 0 | 0 | 0 | 0 | 0 | 0 | 0 | 0 | 0 | 0 | 0 | 0 | 0 | 0 | 770.4838 | 0 | 37760.742 | 5671.8044 | 0 | 50865.708 | 50865.708 | 6662.6777 | 6662.6777 | 0 | 0 | 44203.0303 | 1121.0408 | 0 | 0 | 12164.0143 | 2472.3102 | 0 | 0 | 12164.0143 | 2183.8758 | 0 | 0 | 12164.0143 | 2611.1054 | 0 | 0 | 12164.0143 | 13285.0551 | 14636.3245 | 14347.8901 | 14775.1196
81259 | 242.131 | 1623 | 3 | Standard Efficiency | Electric, 100% Usage | EnergyStar, 100% Usage | None | 290 Rated kWh, 100% Usage | 400%+ | 12 | None | 10 to 19 Unit | Multifamily with 5+ units, 4-7 stories | Multi-Family with 5+ Units | 1500-1999 | 1500-2499 | 4 | Natural Gas | 40% Conditioned | Room AC | Heating Only | Natural Gas Shared Heating | Boiler Baseboards Heating Only, Natural Gas | 70000-79999 | 100% Incandescent | Occupied | 1960s | Natural Gas | No | 67.9925 | 289.8473 | 16.9981 | 0 | 558.0073 | 60.3726 | 0 | 159.1376 | 0 | 0 | 0 | 0 | 0 | 181.1179 | 0 | 1881.2232 | 21.9803 | 1776.5968 | 0 | 0 | 0 | 0 | 434.0383 | 298.0533 | 0 | 0 | 0 | 0 | 0 | 0 | 0 | 11479.3007 | 0 | 2667.826 | 0 | 0 | 0 | 0 | 0 | 0 | 0 | 0 | 19892.1989 | 19892.1989 | 5745.3653 | 5745.3653 | 0 | 14146.8336 | 0 | 979.0492 | 0 | 3225.1914 | 0 | 2165.5212 | 0 | 3225.1914 | 0 | 1905.8681 | 0 | 3225.1914 | 0 | 2316.0916 | 0 | 3225.1914 | 0 | 4204.2406 | 5390.7126 | 5131.0596 | 5541.2831
81365 | 242.131 | 2176 | 4 | None | Electric, 80% Usage | EnergyStar, 80% Usage | Gas, 80% Usage | 290 Rated kWh, 80% Usage | 400%+ | None | None | Single-Family Detached | Single-Family Detached | Single-Family Detached | 2000-2499 | 1500-2499 | 1 | Natural Gas | 20% Conditioned | Room AC | None | Natural Gas Fuel Furnace | None | 160000-179999 | 100% CFL | Occupied | 1960s | Natural Gas | Yes | 0 | 519.0289 | 30.1863 | 0 | 781.0344 | 128.3651 | 319.7405 | 409.7134 | 0 | 0 | 0 | 0 | 0 | 52.1667 | 24.911 | 753.7788 | 21.9803 | 1583.463 | 0 | 0 | 0 | 29.6002 | 434.0383 | 0 | 0 | 0 | 0 | 0 | 0 | 0 | 0 | 18952.613 | 0 | 3861.5044 | 0 | 0 | 864.8527 | 0 | 0 | 0 | 0 | 0 | 28766.977 | 28766.977 | 5088.0068 | 5088.0068 | 0 | 23678.9702 | 0 | 865.5236 | 0 | 5398.2903 | 0 | 1912.975 | 0 | 5398.2903 | 0 | 1685.2848 | 0 | 5398.2903 | 0 | 2031.6874 | 0 | 5398.2903 | 0 | 6263.814 | 7311.2654 | 7083.5751 | 7429.9777
81407 | 242.131 | 1675 | 4 | None | Electric, 100% Usage | EnergyStar, 100% Usage | Gas, 100% Usage | 290 Rated kWh, 100% Usage | 400%+ | None | 144 | Single-Family Attached | Single-Family Attached | Single-Family Attached | 1500-1999 | 1500-2499 | 1 | Natural Gas | 100% Conditioned | Central AC | None | Natural Gas Fuel Furnace | None | 120000-139999 | 100% Incandescent | Occupied | 2010s | Natural Gas | Yes | 0 | 448.3987 | 26.3764 | 304.5008 | 1776.5968 | 105.2125 | 0 | 20.515 | 0 | 0 | 0 | 0 | 0 | 183.7556 | 0 | 1926.0631 | 21.9803 | 1990.5387 | 0 | 0 | 0 | 29.6002 | 480.0504 | 0 | 0 | 0 | 0 | 0 | 0 | 0 | 0 | 1992.2971 | 0 | 4376.1372 | 0 | 0 | 867.1973 | 0 | 0 | 0 | 0 | 0 | 14548.6341 | 14548.6341 | 7313.0024 | 7313.0024 | 0 | 7235.6316 | 0 | 1267.5104 | 0 | 1649.5939 | 0 | 2777.7666 | 0 | 1649.5939 | 0 | 2554.5533 | 0 | 1649.5939 | 0 | 3067.4483 | 0 | 1649.5939 | 0 | 2917.1042 | 4427.3604 | 4204.1472 | 4717.0422
81530 | 242.131 | 885 | 4 | Standard Efficiency | Electric, 120% Usage | EnergyStar, 120% Usage | Electric, 120% Usage | 318 Rated kWh, 120% Usage | 0-100% | None | None | Single-Family Detached | Single-Family Detached | Single-Family Detached | 750-999 | 0-1499 | 2 | Fuel Oil | 40% Conditioned | Room AC | None | Fuel Oil Fuel Boiler | None | 10000-14999 | 100% CFL | Occupied | <1940 | Propane | Yes | 67.9925 | 1077.0362 | 63.0103 | 0 | 1422.86 | 295.4156 | 319.7405 | 179.0664 | 0 | 0 | 0 | 0 | 0 | 36.0477 | 0 | 399.1628 | 21.9803 | 6771.4071 | 0 | 0 | 0 | 803.0147 | 434.0383 | 0 | 0 | 25613.8254 | 0 | 0 | 0 | 0 | 0 | 0 | 0 | 0 | 0 | 0 | 0 | 0 | 0 | 0 | 14288.0939 | 0 | 51792.6918 | 51792.6918 | 11890.4795 | 11890.4795 | 25613.8254 | 0 | 14288.0939 | 1995.6944 | 7766.1142 | 0 | 3931.906 | 4437.8602 | 7766.1142 | 0 | 3931.906 | 3909.7558 | 7766.1142 | 0 | 3931.906 | 4710.5835 | 7766.1142 | 0 | 3931.906 | 13693.7146 | 16135.8804 | 15607.776 | 16408.6037
81535 | 242.131 | 1623 | 3 | None | None | None | Electric, 80% Usage | 318 Rated kWh, 80% Usage | 150-200% | 12 | None | 10 to 19 Unit | Multifamily with 5+ units, 1-3 stories | Multi-Family with 5+ Units | 1500-1999 | 1500-2499 | 3 | Electricity | 100% Conditioned | Central AC | None | Electricity Electric Furnace | None | 45000-49999 | 100% LED | Occupied | 1980s | Electricity | Yes | 0 | 0 | 0 | 562.9895 | 3308.4793 | 109.3155 | 0 | 105.5056 | 0 | 12044.6348 | 0 | 0 | 1720.3272 | 30.1863 | 0 | 459.5354 | 21.9803 | 1181.0764 | 0 | 0 | 0 | 379.527 | 480.0504 | 0 | 0 | 0 | 0 | 0 | 0 | 0 | 0 | 0 | 0 | 0 | 0 | 0 | 0 | 0 | 0 | 0 | 0 | 0 | 20403.6079 | 20403.6079 | 20403.6079 | 20403.6079 | 0 | 0 | 0 | 3583.372 | 0 | 0 | 0 | 8180.6373 | 0 | 0 | 0 | 7136.3864 | 0 | 0 | 0 | 8741.5051 | 0 | 0 | 0 | 3583.372 | 8180.6373 | 7136.3864 | 8741.5051
81544 | 242.131 | 3301 | 4 | Standard Efficiency | Electric, 80% Usage | EnergyStar, 80% Usage | Electric, 80% Usage | None | 400%+ | None | None | Single-Family Detached | Single-Family Detached | Single-Family Detached | 3000-3999 | 2500-3999 | 2 | Fuel Oil | 20% Conditioned | Room AC | None | Fuel Oil Fuel Boiler | None | 160000-179999 | 100% CFL | Occupied | <1940 | Electricity | Yes | 81.7668 | 320.0336 | 18.7565 | 0 | 670.5466 | 0 | 319.7405 | 269.3323 | 0 | 0 | 0 | 0 | 1147.0802 | 66.2341 | 0 | 1062.6757 | 21.9803 | 1447.478 | 0 | 2467.3653 | 0 | 324.4297 | 480.0504 | 0 | 0 | 52083.7113 | 0 | 0 | 0 | 0 | 0 | 0 | 0 | 0 | 0 | 0 | 0 | 0 | 0 | 0 | 0 | 0 | 60780.8884 | 60780.8884 | 8697.1771 | 8697.1771 | 52083.7113 | 0 | 0 | 1322.9974 | 15791.753 | 0 | 0 | 3039.2267 | 15791.753 | 0 | 0 | 2674.5099 | 15791.753 | 0 | 0 | 3257.6328 | 15791.753 | 0 | 0 | 17114.7504 | 18830.9798 | 18466.2629 | 19049.3859
81595 | 242.131 | 1138 | 2 | None | None | None | Electric, 120% Usage | None | 400%+ | 5 | None | 5 to 9 Unit | Multifamily with 5+ units, 1-3 stories | Multi-Family with 5+ Units | 1000-1499 | 0-1499 | 2 | Electricity | 100% Conditioned | Heat Pump | None | Electricity ASHP | None | 200000+ | 100% Incandescent | Occupied | 2000s | Electricity | Yes | 0 | 0 | 0 | 554.1974 | 2253.7165 | 0 | 319.7405 | 171.7396 | 299.2256 | 1791.2504 | 0 | 0 | 4487.5042 | 156.793 | 0 | 1465.0623 | 16.412 | 3943.2712 | 0 | 0 | 0 | 518.4427 | 434.0383 | 0 | 0 | 0 | 0 | 0 | 0 | 0 | 0 | 0 | 0 | 0 | 0 | 0 | 0 | 0 | 0 | 0 | 0 | 0 | 16411.3938 | 16411.3938 | 16411.3938 | 16411.3938 | 0 | 0 | 0 | 2779.2856 | 0 | 0 | 0 | 6236.0632 | 0 | 0 | 0 | 5477.3129 | 0 | 0 | 0 | 6608.947 | 0 | 0 | 0 | 2779.2856 | 6236.0632 | 5477.3129 | 6608.947
81602 | 242.131 | 1690 | 4 | Standard Efficiency | Electric, 80% Usage | Standard, 80% Usage | Electric, 80% Usage | None | 400%+ | None | None | Single-Family Detached | Single-Family Detached | Single-Family Detached | 1500-1999 | 1500-2499 | 2 | Natural Gas | 100% Conditioned | Central AC | None | Natural Gas Fuel Furnace | None | 200000+ | 100% Incandescent | Occupied | 1970s | Natural Gas | Yes | 67.9925 | 989.701 | 36.927 | 248.2312 | 1831.4011 | 0 | 0 | 517.2704 | 0 | 0 | 0 | 0 | 0 | 184.6348 | 0 | 1938.9582 | 21.9803 | 1506.0922 | 0 | 2630.3129 | 0 | 429.9353 | 434.0383 | 0 | 0 | 0 | 0 | 0 | 0 | 0 | 0 | 20660.9243 | 0 | 3889.6392 | 0 | 0 | 0 | 0 | 0 | 0 | 0 | 0 | 35387.7456 | 35387.7456 | 10837.182 | 10837.182 | 0 | 24550.5635 | 0 | 1687.0216 | 0 | 5597.03 | 0 | 3805.0694 | 0 | 5597.03 | 0 | 3357.6644 | 0 | 5597.03 | 0 | 4055.8497 | 0 | 5597.03 | 0 | 7284.0516 | 9402.0994 | 8954.6945 | 9652.8797
81641 | 242.131 | 1220 | 2 | Standard Efficiency | Electric, 100% Usage | EnergyStar, 100% Usage | Electric, 100% Usage | 318 Rated kWh, 100% Usage | 400%+ | None | None | Single-Family Detached | Single-Family Detached | Single-Family Detached | 1000-1499 | 0-1499 | 1 | Fuel Oil | 100% Conditioned | Central AC | None | Fuel Oil Fuel Boiler | None | 80000-99999 | 100% Incandescent | Occupied | 1940s | Propane | Yes | 67.9925 | 400.042 | 23.4457 | 807.4108 | 4188.2787 | 97.5927 | 0 | 121.3314 | 0 | 0 | 0 | 0 | 0 | 160.896 | 0 | 1535.3993 | 16.412 | 2233.2016 | 0 | 0 | 0 | 405.6104 | 1790.0781 | 0 | 0 | 10175.1345 | 0 | 0 | 0 | 0 | 0 | 0 | 0 | 0 | 0 | 0 | 0 | 0 | 0 | 0 | 3916.6018 | 0 | 25939.1343 | 25939.1343 | 11847.6911 | 11847.6911 | 10175.1345 | 0 | 3916.6018 | 2121.2823 | 3085.069 | 0 | 1077.76 | 4489.1379 | 3085.069 | 0 | 1077.76 | 3987.0039 | 3085.069 | 0 | 1077.76 | 4706.6999 | 3085.069 | 0 | 1077.76 | 6284.1113 | 8651.9669 | 8149.8329 | 8869.5289
81664 | 242.131 | 1202 | 2 | Standard Efficiency, No usage | Electric, 80% Usage | EnergyStar, 80% Usage | Electric, 80% Usage | 318 Rated kWh, 80% Usage | 400%+ | None | 8 | Single-Family Attached | Single-Family Attached | Single-Family Attached | 1000-1499 | 0-1499 | 2 | Natural Gas | 100% Conditioned | Central AC | None | Natural Gas Fuel Furnace | None | 80000-99999 | 100% Incandescent | Vacant | 2010s | Natural Gas | Yes | 0 | 0 | 0 | 564.748 | 2482.0189 | 0 | 0 | 80.5945 | 0 | 0 | 0 | 0 | 0 | 0 | 0 | 0 | 16.412 | 0 | 0 | 0 | 0 | 0 | 480.0504 | 0 | 0 | 0 | 0 | 0 | 0 | 0 | 0 | 4610.0079 | 0 | 1693.6577 | 0 | 0 | 0 | 0 | 0 | 0 | 0 | 0 | 9927.4894 | 9927.4894 | 3624.1169 | 3624.1169 | 0 | 6303.6656 | 0 | 703.8461 | 0 | 1437.0986 | 0 | 1459.4688 | 0 | 1437.0986 | 0 | 1305.0492 | 0 | 1437.0986 | 0 | 1474.5934 | 0 | 1437.0986 | 0 | 2140.9446 | 2896.5674 | 2742.1478 | 2911.692
81713 | 242.131 | 853 | 2 | Standard Efficiency | Electric, 100% Usage | EnergyStar, 100% Usage | Electric, 100% Usage | None | 400%+ | 116 | None | 50 or more Unit | Multifamily with 5+ units, 4-7 stories | Multi-Family with 5+ Units | 750-999 | 0-1499 | 5 | Electricity | None | None | Heating Only | Electricity Shared Heating | Boiler Baseboards Heating Only, Electricity | 100000-119999 | 100% CFL | Occupied | <1940 | Electricity | No | 67.9925 | 369.8557 | 21.6873 | 0 | 0 | 0 | 0 | 76.1985 | 0 | 3771.5316 | 0 | 0 | 1755.7888 | 35.7547 | 0 | 390.3707 | 16.412 | 1661.713 | 0 | 0 | 0 | 389.4915 | 434.0383 | 0 | 0 | 0 | 0 | 0 | 0 | 0 | 0 | 0 | 0 | 0 | 0 | 0 | 0 | 0 | 0 | 0 | 0 | 0 | 8991.1274 | 8991.1274 | 8991.1274 | 8991.1274 | 0 | 0 | 0 | 1471.9345 | 0 | 0 | 0 | 3427.8828 | 0 | 0 | 0 | 2980.8716 | 0 | 0 | 0 | 3678.6196 | 0 | 0 | 0 | 1471.9345 | 3427.8828 | 2980.8716 | 3678.6196
81765 | 242.131 | 1202 | 3 | Standard Efficiency | Electric, 80% Usage | EnergyStar, 80% Usage | Gas, 80% Usage | 318 Rated kWh, 80% Usage | 150-200% | None | 12 | Single-Family Attached | Single-Family Attached | Single-Family Attached | 1000-1499 | 0-1499 | 1 | Natural Gas | 100% Conditioned | Central AC | None | Natural Gas Fuel Furnace | None | 35000-39999 | 100% CFL | Occupied | 1940s | Natural Gas | Yes | 67.9925 | 360.1843 | 21.1011 | 276.6591 | 1075.5708 | 89.9728 | 0 | 64.7687 | 0 | 0 | 0 | 0 | 0 | 40.1507 | 0 | 486.2049 | 21.9803 | 958.9285 | 0 | 0 | 0 | 23.7388 | 434.0383 | 0 | 0 | 0 | 0 | 0 | 0 | 0 | 0 | 3595.689 | 0 | 2941.8474 | 0 | 0 | 693.6992 | 0 | 0 | 0 | 0 | 0 | 11151.9404 | 11151.9404 | 3920.7048 | 3920.7048 | 0 | 7231.2356 | 0 | 678.0308 | 0 | 1648.5547 | 0 | 1473.0657 | 0 | 1648.5547 | 0 | 1303.1028 | 0 | 1648.5547 | 0 | 1553.7176 | 0 | 1648.5547 | 0 | 2326.5855 | 3121.6204 | 2951.6575 | 3202.2723
81769 | 242.131 | 853 | 2 | None | None | None | Electric, 80% Usage | None | 400%+ | 4 | None | 3 or 4 Unit | Multifamily with 2-4 Units | Multi-Family with 2 - 4 Units | 750-999 | 0-1499 | 2 | Natural Gas | None | None | None | Natural Gas Fuel Wall/Floor Furnace | None | 100000-119999 | 100% Incandescent | Occupied | 1940s | Electricity | Yes | 0 | 0 | 0 | 0 | 0 | 0 | 0 | 0 | 0 | 0 | 0 | 0 | 1255.5165 | 142.7256 | 0 | 1220.3479 | 16.412 | 718.3172 | 0 | 0 | 0 | 345.5308 | 434.0383 | 0 | 0 | 0 | 0 | 0 | 0 | 0 | 0 | 8656.4402 | 0 | 0 | 0 | 0 | 0 | 0 | 0 | 0 | 0 | 0 | 12789.3284 | 12789.3284 | 4132.5952 | 4132.5952 | 0 | 8656.4402 | 0 | 686.8645 | 0 | 1973.5142 | 0 | 1540.7961 | 0 | 1973.5142 | 0 | 1352.3979 | 0 | 1973.5142 | 0 | 1660.2719 | 0 | 1973.5142 | 0 | 2660.3787 | 3514.3103 | 3325.9121 | 3633.7861
81781 | 242.131 | 885 | 2 | Standard Efficiency | Electric, 120% Usage | Standard, 120% Usage | Electric, 120% Usage | 318 Rated kWh, 120% Usage | 300-400% | None | None | Single-Family Detached | Single-Family Detached | Single-Family Detached | 750-999 | 0-1499 | 1 | Fuel Oil | 100% Conditioned | Central AC | None | Fuel Oil Fuel Furnace | None | 80000-99999 | 100% LED | Occupied | 1950s | Electricity | Yes | 67.9925 | 1768.977 | 66.2341 | 423.1946 | 2584.0076 | 250.8688 | 0 | 288.3819 | 0 | 0 | 0 | 0 | 9052.9654 | 24.0318 | 0 | 304.7939 | 16.412 | 6141.8904 | 0 | 0 | 0 | 723.8855 | 914.0887 | 478.8781 | 0 | 11567.2221 | 0 | 0 | 0 | 0 | 0 | 0 | 0 | 0 | 0 | 0 | 0 | 0 | 0 | 0 | 0 | 0 | 34673.5314 | 34673.5314 | 23106.3093 | 23106.3093 | 11567.2221 | 0 | 0 | 3793.7708 | 3507.1526 | 0 | 0 | 8505.1001 | 3507.1526 | 0 | 0 | 7486.8287 | 3507.1526 | 0 | 0 | 9066.2709 | 3507.1526 | 0 | 0 | 7300.9235 | 12012.2527 | 10993.9814 | 12573.4236
81785 | 242.131 | 2631 | 5 | None | Electric, 120% Usage | EnergyStar, 120% Usage | Electric, 120% Usage | 318 Rated kWh, 120% Usage | 400%+ | None | 5 | Single-Family Attached | Single-Family Attached | Single-Family Attached | 2500-2999 | 2500-3999 | 1 | Electricity | 100% Conditioned | Heat Pump | None | Electricity ASHP | None | 100000-119999 | 100% CFL | Occupied | 2010s | Electricity | Yes | 0 | 444.0027 | 25.7903 | 874.231 | 3185.6825 | 106.3848 | 0 | 198.116 | 286.9166 | 2493.1556 | 0 | 0 | 3375.8857 | 58.0281 | 0 | 878.6271 | 27.2556 | 4012.436 | 0 | 0 | 0 | 467.4484 | 868.0765 | 0 | 0 | 0 | 0 | 0 | 0 | 0 | 0 | 0 | 0 | 0 | 0 | 0 | 0 | 0 | 0 | 0 | 0 | 0 | 17302.0368 | 17302.0368 | 17302.0368 | 17302.0368 | 0 | 0 | 0 | 2961.9777 | 0 | 0 | 0 | 6632.8794 | 0 | 0 | 0 | 5830.2858 | 0 | 0 | 0 | 6986.847 | 0 | 0 | 0 | 2961.9777 | 6632.8794 | 5830.2858 | 6986.847
81805 | 242.131 | 1138 | 2 | Standard Efficiency | None | None | Electric, 120% Usage | None | 400%+ | 183 | None | 50 or more Unit | Multifamily with 5+ units, 8+ stories | Multi-Family with 5+ Units | 1000-1499 | 0-1499 | 20 | Electricity | 60% Conditioned | Room AC | Heating Only | Electricity Shared Heating | Boiler Baseboards Heating Only, Electricity | 100000-119999 | 100% Incandescent | Occupied | 2010s | Natural Gas | Yes | 67.9925 | 0 | 0 | 0 | 1128.3236 | 0 | 0 | 14.3605 | 0 | 302.4493 | 0 | 0 | 0 | 156.793 | 0 | 1465.0623 | 16.412 | 3552.9006 | 0 | 0 | 0 | 467.4484 | 434.0383 | 309.19 | 0 | 0 | 0 | 0 | 0 | 0 | 0 | 0 | 0 | 5482.1874 | 0 | 0 | 0 | 0 | 0 | 0 | 0 | 0 | 13397.4509 | 13397.4509 | 7915.2635 | 7915.2635 | 0 | 5482.1874 | 0 | 1358.2624 | 0 | 1249.8479 | 0 | 3023.0217 | 0 | 1249.8479 | 0 | 2657.0271 | 0 | 1249.8479 | 0 | 3214.449 | 0 | 1249.8479 | 0 | 2608.1103 | 4272.8696 | 3906.875 | 4464.2969
81848 | 242.131 | 617 | 2 | Standard Efficiency, No usage | Electric, 80% Usage | EnergyStar, 80% Usage | Electric, 80% Usage | 318 Rated kWh, 80% Usage | 300-400% | None | 8 | Single-Family Attached | Single-Family Attached | Single-Family Attached | 500-749 | 0-1499 | 1 | Natural Gas | 100% Conditioned | Room AC | None | Natural Gas Fuel Boiler | None | 70000-79999 | 100% Incandescent | Vacant | 1940s | Natural Gas | No | 0 | 0 | 0 | 0 | 630.1028 | 0 | 0 | 30.1863 | 0 | 0 | 0 | 0 | 0 | 0 | 0 | 0 | 16.412 | 0 | 0 | 0 | 0 | 0 | 1356.0398 | 0 | 0 | 0 | 0 | 0 | 0 | 0 | 0 | 3101.8642 | 0 | 814.7376 | 0 | 0 | 0 | 0 | 0 | 0 | 0 | 0 | 5949.3427 | 5949.3427 | 2032.7409 | 2032.7409 | 0 | 3916.6018 | 0 | 364.6003 | 0 | 892.9043 | 0 | 779.2154 | 0 | 892.9043 | 0 | 692.0391 | 0 | 892.9043 | 0 | 808.9462 | 0 | 892.9043 | 0 | 1257.5046 | 1672.1197 | 1584.9434 | 1701.8504
81890 | 242.131 | 1202 | 2 | Standard Efficiency | Electric, 80% Usage | EnergyStar, 80% Usage | Electric, 80% Usage | 290 Rated kWh, 80% Usage | 400%+ | None | 12 | Single-Family Attached | Single-Family Attached | Single-Family Attached | 1000-1499 | 0-1499 | 1 | Electricity | 100% Conditioned | Central AC | None | Electricity Electric Furnace | None | 80000-99999 | 100% Incandescent | Occupied | 2000s | Electricity | Yes | 67.9925 | 296.0018 | 17.2912 | 219.5102 | 1616.8731 | 66.2341 | 0 | 128.3651 | 0 | 5466.3616 | 0 | 0 | 1197.1953 | 160.0168 | 0 | 1519.8666 | 16.412 | 893.2806 | 0 | 0 | 0 | 311.5345 | 400.042 | 0 | 0 | 0 | 0 | 0 | 0 | 0 | 0 | 0 | 0 | 0 | 0 | 0 | 0 | 0 | 0 | 0 | 0 | 0 | 12377.2705 | 12377.2705 | 12377.2705 | 12377.2705 | 0 | 0 | 0 | 2136.3547 | 0 | 0 | 0 | 4887.6814 | 0 | 0 | 0 | 4269.0485 | 0 | 0 | 0 | 5177.0906 | 0 | 0 | 0 | 2136.3547 | 4887.6814 | 4269.0485 | 5177.0906
81902 | 242.131 | 2152 | 4 | None | Electric, 120% Usage | Standard, 120% Usage | Electric, 120% Usage | None | 400%+ | None | 12 | Single-Family Attached | Single-Family Attached | Single-Family Attached | 2000-2499 | 1500-2499 | 2 | Natural Gas | 100% Conditioned | Central AC | None | Natural Gas Fuel Boiler | None | 100000-119999 | 100% LED | Occupied | 1950s | Natural Gas | Yes | 0 | 662.9268 | 24.911 | 765.7947 | 4181.245 | 0 | 0 | 118.1076 | 0 | 0 | 0 | 0 | 0 | 34.5824 | 0 | 570.6094 | 21.9803 | 3603.3088 | 0 | 0 | 0 | 416.454 | 1356.0398 | 0 | 0 | 0 | 0 | 0 | 0 | 0 | 0 | 34825.9283 | 0 | 2781.8306 | 0 | 0 | 0 | 0 | 0 | 0 | 0 | 0 | 49363.1326 | 49363.1326 | 11755.3737 | 11755.3737 | 0 | 37607.7589 | 0 | 2033.2097 | 0 | 8573.8148 | 0 | 4358.7827 | 0 | 8573.8148 | 0 | 3869.4999 | 0 | 8573.8148 | 0 | 4570.2398 | 0 | 8573.8148 | 0 | 10607.0244 | 12932.5975 | 12443.3147 | 13144.0545
81943 | 242.131 | 1623 | 2 | Standard Efficiency | None | None | None | None | 0-100% | 67 | None | 50 or more Unit | Multifamily with 5+ units, 1-3 stories | Multi-Family with 5+ Units | 1500-1999 | 1500-2499 | 3 | None | 80% Conditioned | Room AC | None | None | None | 10000-14999 | 100% Incandescent | Occupied | 1990s | Natural Gas | No | 67.9925 | 0 | 0 | 0 | 1664.9367 | 0 | 0 | 0 | 0 | 0 | 0 | 0 | 0 | 181.1179 | 0 | 1881.2232 | 16.412 | 2166.9675 | 0 | 0 | 0 | 0 | 434.0383 | 370.7349 | 0 | 0 | 0 | 0 | 1655.8515 | 0 | 0 | 0 | 0 | 4248.6513 | 0 | 0 | 0 | 0 | 0 | 0 | 0 | 0 | 12688.2189 | 12688.2189 | 6783.423 | 6783.423 | 0 | 5904.5028 | 0 | 1161.6886 | 0 | 1346.1283 | 0 | 2521.0287 | 0 | 1346.1283 | 0 | 2227.9527 | 0 | 1346.1283 | 0 | 2678.399 | 0 | 1346.1283 | 0 | 2507.817 | 3867.1571 | 3574.0811 | 4024.5273
81993 | 242.131 | 1690 | 3 | Standard Efficiency, No usage | Electric, 100% Usage | Standard, 100% Usage | Electric, 100% Usage | 318 Rated kWh, 100% Usage | 300-400% | None | None | Mobile Home | Mobile Home | Mobile Home | 1500-1999 | 1500-2499 | 1 | Electricity | 100% Conditioned | Heat Pump | None | Electricity ASHP | None | 40000-44999 | 100% CFL | Vacant | 1980s | Electricity | Yes | 0 | 0 | 0 | 436.6759 | 1403.2243 | 0 | 319.7405 | 222.4409 | 565.6272 | 2883.8193 | 0 | 0 | 354.0299 | 0 | 0 | 0 | 21.9803 | 0 | 0 | 0 | 0 | 0 | 1356.0398 | 0 | 0 | 0 | 0 | 0 | 0 | 0 | 0 | 0 | 0 | 0 | 0 | 0 | 0 | 0 | 0 | 0 | 0 | 0 | 7563.5782 | 7563.5782 | 7563.5782 | 7563.5782 | 0 | 0 | 0 | 1391.4726 | 0 | 0 | 0 | 3058.1329 | 0 | 0 | 0 | 2776.3813 | 0 | 0 | 0 | 3348.0102 | 0 | 0 | 0 | 1391.4726 | 3058.1329 | 2776.3813 | 3348.0102
81994 | 242.131 | 1690 | 4 | Standard Efficiency | Electric, 80% Usage | EnergyStar, 80% Usage | Electric, 80% Usage | 318 Rated kWh, 80% Usage | 400%+ | None | None | Single-Family Detached | Single-Family Detached | Single-Family Detached | 1500-1999 | 1500-2499 | 2 | Fuel Oil | 20% Conditioned | Room AC | None | Fuel Oil Fuel Boiler | None | 80000-99999 | 100% Incandescent | Occupied | <1940 | Electricity | Yes | 67.9925 | 320.0336 | 18.7565 | 0 | 1015.4913 | 77.9569 | 0 | 216.5795 | 0 | 0 | 897.3836 | 886.54 | 1380.6578 | 184.6348 | 0 | 1938.9582 | 21.9803 | 1191.3339 | 0 | 0 | 0 | 324.4297 | 434.0383 | 0 | 0 | 29862.4767 | 0 | 0 | 0 | 0 | 0 | 0 | 0 | 0 | 0 | 0 | 0 | 0 | 0 | 0 | 0 | 0 | 38839.2436 | 38839.2436 | 8976.7669 | 8976.7669 | 29862.4767 | 0 | 0 | 1562.9609 | 9054.2739 | 0 | 0 | 3419.6016 | 9054.2739 | 0 | 0 | 3134.7497 | 9054.2739 | 0 | 0 | 3796.017 | 9054.2739 | 0 | 0 | 10617.2348 | 12473.8755 | 12189.0235 | 12850.2909
82185 | 242.131 | 1138 | 2 | Standard Efficiency | Electric, 100% Usage | EnergyStar, 100% Usage | Electric, 100% Usage | None | 400%+ | 12 | None | 10 to 19 Unit | Multifamily with 5+ units, 1-3 stories | Multi-Family with 5+ Units | 1000-1499 | 0-1499 | 3 | Electricity | 100% Conditioned | Central AC | None | Electricity Electric Furnace | None | 80000-99999 | 100% CFL | Occupied | 2000s | Natural Gas | Yes | 67.9925 | 369.8557 | 21.6873 | 388.0261 | 1941.8889 | 0 | 0 | 44.8399 | 0 | 3607.1187 | 0 | 0 | 0 | 39.2715 | 0 | 468.6206 | 16.412 | 1776.3038 | 0 | 0 | 0 | 389.4915 | 434.0383 | 0 | 0 | 0 | 0 | 0 | 0 | 0 | 0 | 0 | 0 | 3537.6609 | 0 | 0 | 0 | 0 | 0 | 0 | 0 | 0 | 13103.2075 | 13103.2075 | 9565.5467 | 9565.5467 | 0 | 3537.6609 | 0 | 1670.5939 | 0 | 806.5199 | 0 | 3779.7194 | 0 | 806.5199 | 0 | 3307.792 | 0 | 806.5199 | 0 | 3996.1583 | 0 | 806.5199 | 0 | 2477.1137 | 4586.2393 | 4114.3119 | 4802.6782
82223 | 242.131 | 1220 | 5 | Standard Efficiency | Electric, 80% Usage | EnergyStar, 80% Usage | Gas, 80% Usage | None | 200-300% | None | None | Single-Family Detached | Single-Family Detached | Single-Family Detached | 1000-1499 | 0-1499 | 1 | Natural Gas | None | None | None | Natural Gas Fuel Wall/Floor Furnace | None | 80000-99999 | 100% Incandescent | Occupied | <1940 | Natural Gas | Yes | 67.9925 | 718.0241 | 41.9092 | 0 | 0 | 0 | 0 | 0 | 0 | 0 | 0 | 0 | 0 | 160.896 | 0 | 1535.3993 | 27.2556 | 1746.1174 | 2866.2351 | 3129.706 | 0 | 36.927 | 834.0803 | 0 | 0 | 0 | 0 | 0 | 0 | 0 | 0 | 14199.8795 | 0 | 4563.7027 | 0 | 0 | 1078.7946 | 0 | 0 | 0 | 0 | 0 | 31007.2123 | 31007.2123 | 11164.8355 | 11164.8355 | 0 | 19842.3768 | 0 | 1549.0524 | 0 | 4523.6554 | 0 | 3674.8226 | 0 | 4523.6554 | 0 | 3231.2691 | 0 | 4523.6554 | 0 | 3969.0825 | 0 | 4523.6554 | 0 | 6072.7078 | 8198.478 | 7754.9245 | 8492.7379
82330 | 242.131 | 2176 | 4 | Standard Efficiency | Electric, 120% Usage | EnergyStar, 120% Usage | Electric, 120% Usage | 290 Rated kWh, 120% Usage | 400%+ | None | None | Single-Family Detached | Single-Family Detached | Single-Family Detached | 2000-2499 | 1500-2499 | 2 | Fuel Oil | 60% Conditioned | Room AC | None | Fuel Oil Fuel Boiler | None | 80000-99999 | 100% Incandescent | Occupied | 1970s | Electricity | Yes | 67.9925 | 480.0504 | 28.1348 | 0 | 2565.5441 | 109.3155 | 0 | 255.851 | 0 | 0 | 0 | 0 | 4020.0559 | 208.6666 | 99.9372 | 2355.9983 | 21.9803 | 5074.5256 | 0 | 0 | 0 | 486.498 | 434.0383 | 0 | 0 | 50891.2052 | 0 | 0 | 0 | 0 | 0 | 0 | 0 | 0 | 0 | 0 | 0 | 0 | 0 | 0 | 0 | 0 | 67100.0868 | 67100.0868 | 16208.8817 | 16208.8817 | 50891.2052 | 0 | 0 | 2766.1537 | 15430.1742 | 0 | 0 | 6042.9512 | 15430.1742 | 0 | 0 | 5324.8079 | 15430.1742 | 0 | 0 | 6494.1695 | 15430.1742 | 0 | 0 | 18196.3278 | 21473.1254 | 20754.9821 | 21924.3437
82357 | 242.131 | 1690 | 4 | Standard Efficiency | Electric, 100% Usage | EnergyStar, 100% Usage | Electric, 100% Usage | 290 Rated kWh, 100% Usage | 150-200% | None | None | Single-Family Detached | Single-Family Detached | Single-Family Detached | 1500-1999 | 1500-2499 | 1 | Electricity | 100% Conditioned | Central AC | None | Electricity Electric Furnace | None | 20000-24999 | 100% CFL | Occupied | 1990s | Natural Gas | Yes | 67.9925 | 275.7799 | 16.1189 | 215.4072 | 1779.2345 | 56.5627 | 319.7405 | 212.4765 | 0 | 12233.6657 | 0 | 0 | 0 | 46.0122 | 24.911 | 620.1384 | 21.9803 | 2067.9095 | 0 | 0 | 0 | 339.6694 | 434.0383 | 0 | 0 | 0 | 0 | 0 | 0 | 0 | 0 | 0 | 0 | 2509.5676 | 0 | 0 | 0 | 0 | 0 | 0 | 0 | 0 | 21240.9119 | 21240.9119 | 18731.6374 | 18731.6374 | 0 | 2509.5676 | 0 | 3093.2727 | 0 | 572.0966 | 0 | 7356.0095 | 0 | 572.0966 | 0 | 6394.1701 | 0 | 572.0966 | 0 | 7782.3351 | 0 | 572.0966 | 0 | 3665.3693 | 7928.1061 | 6966.2666 | 8354.4316
82434 | 242.131 | 1623 | 3 | Standard Efficiency | None | None | Electric, 100% Usage | 318 Rated kWh, 100% Usage | 400%+ | 12 | None | 10 to 19 Unit | Multifamily with 5+ units, 1-3 stories | Multi-Family with 5+ Units | 1500-1999 | 1500-2499 | 3 | Electricity | 20% Conditioned | Room AC | None | Electricity Baseboard | None | 100000-119999 | 100% LED | Occupied | 1970s | Electricity | No | 67.9925 | 0 | 0 | 0 | 236.2153 | 64.7687 | 0 | 0 | 0 | 11190.3327 | 0 | 0 | 1313.2515 | 30.1863 | 0 | 459.5354 | 21.9803 | 1776.5968 | 0 | 0 | 0 | 346.9961 | 434.0383 | 0 | 0 | 0 | 0 | 0 | 0 | 0 | 0 | 0 | 0 | 0 | 0 | 0 | 0 | 0 | 0 | 0 | 0 | 0 | 15941.8939 | 15941.8939 | 15941.8939 | 15941.8939 | 0 | 0 | 0 | 2832.7225 | 0 | 0 | 0 | 6577.0658 | 0 | 0 | 0 | 5710.8522 | 0 | 0 | 0 | 6981.8747 | 0 | 0 | 0 | 2832.7225 | 6577.0658 | 5710.8522 | 6981.8747
82466 | 242.131 | 1690 | 1 | Standard Efficiency | Electric, 100% Usage | Standard, 100% Usage | Electric, 100% Usage | None | 400%+ | None | None | Single-Family Detached | Single-Family Detached | Single-Family Detached | 1500-1999 | 1500-2499 | 1 | Natural Gas | 100% Conditioned | Central AC | None | Natural Gas Fuel Furnace | None | 100000-119999 | 100% LED | Occupied | 1950s | Natural Gas | Yes | 67.9925 | 1237.053 | 46.3052 | 1398.2421 | 4570.4433 | 0 | 319.7405 | 411.7649 | 0 | 0 | 0 | 0 | 0 | 30.7725 | 0 | 473.6028 | 16.412 | 3012.1845 | 0 | 0 | 0 | 537.1993 | 400.042 | 0 | 0 | 0 | 0 | 0 | 0 | 0 | 0 | 27044.3053 | 0 | 6196.9878 | 0 | 0 | 0 | 0 | 0 | 0 | 0 | 0 | 45763.0476 | 45763.0476 | 12521.7545 | 12521.7545 | 0 | 33241.293 | 0 | 2098.1351 | 0 | 7578.3238 | 0 | 4508.6973 | 0 | 7578.3238 | 0 | 4011.0311 | 0 | 7578.3238 | 0 | 4742.6607 | 0 | 7578.3238 | 0 | 9676.4588 | 12087.021 | 11589.3549 | 12320.9844
82491 | 242.131 | 617 | 1 | Standard Efficiency | Gas, 120% Usage | EnergyStar, 120% Usage | Electric, 120% Usage | None | 0-100% | 2 | None | 2 Unit | Multifamily with 2-4 Units | Multi-Family with 2 - 4 Units | 500-749 | 0-1499 | 2 | Natural Gas | None | None | None | Natural Gas Fuel Furnace | None | <10000 | 100% CFL | Occupied | 1950s | Electricity | Yes | 67.9925 | 31.0655 | 20.2219 | 0 | 0 | 0 | 0 | 282.2274 | 0 | 0 | 0 | 0 | 2232.0293 | 32.824 | 0 | 325.602 | 16.412 | 2121.8345 | 0 | 0 | 0 | 416.454 | 434.0383 | 0 | 0 | 0 | 0 | 412.9371 | 0 | 0 | 0 | 11321.9216 | 0 | 0 | 0 | 0 | 0 | 0 | 0 | 0 | 0 | 0 | 17715.56 | 17715.56 | 5980.7013 | 5980.7013 | 0 | 11734.8587 | 0 | 965.6768 | 0 | 2675.2973 | 0 | 2220.9887 | 0 | 2675.2973 | 0 | 1949.3903 | 0 | 2675.2973 | 0 | 2361.8378 | 0 | 2675.2973 | 0 | 3640.9742 | 4896.2861 | 4624.6876 | 5037.1351
82524 | 242.131 | 1202 | 2 | Standard Efficiency | Electric, 80% Usage | Standard, 80% Usage | Electric, 80% Usage | 318 Rated kWh, 80% Usage | 150-200% | None | 8 | Single-Family Attached | Single-Family Attached | Single-Family Attached | 1000-1499 | 0-1499 | 1 | Natural Gas | 20% Conditioned | Room AC | None | Natural Gas Fuel Wall/Floor Furnace | None | 15000-19999 | 100% LED | Occupied | <1940 | Natural Gas | Yes | 67.9925 | 441.9512 | 16.412 | 0 | 292.778 | 51.5805 | 0 | 0 | 0 | 0 | 0 | 0 | 0 | 26.6695 | 0 | 371.321 | 16.412 | 827.9258 | 0 | 0 | 0 | 277.5383 | 434.0383 | 0 | 0 | 0 | 0 | 0 | 0 | 0 | 0 | 28486.2149 | 0 | 2221.1856 | 0 | 0 | 0 | 0 | 0 | 0 | 0 | 0 | 33532.3126 | 33532.3126 | 2824.912 | 2824.912 | 0 | 30707.4006 | 0 | 489.7401 | 0 | 7000.629 | 0 | 1073.7833 | 0 | 7000.629 | 0 | 944.8901 | 0 | 7000.629 | 0 | 1146.1544 | 0 | 7000.629 | 0 | 7490.369 | 8074.4123 | 7945.519 | 8146.7834
82683 | 242.131 | 1202 | 3 | None | Electric, 120% Usage | EnergyStar, 120% Usage | Electric, 120% Usage | None | 400%+ | None | 6 | Single-Family Attached | Single-Family Attached | Single-Family Attached | 1000-1499 | 0-1499 | 1 | Natural Gas | 100% Conditioned | Central AC | None | Natural Gas Fuel Furnace | None | 80000-99999 | 100% Incandescent | Occupied | 2000s | Natural Gas | Yes | 0 | 540.13 | 31.6517 | 524.8903 | 2052.9628 | 0 | 0 | 60.9588 | 0 | 0 | 0 | 0 | 0 | 160.0168 | 0 | 1519.8666 | 21.9803 | 3835.7142 | 0 | 0 | 0 | 518.4427 | 434.0383 | 0 | 0 | 0 | 0 | 0 | 0 | 0 | 0 | 5594.7267 | 0 | 6945.7844 | 0 | 0 | 0 | 0 | 0 | 0 | 0 | 0 | 22241.1635 | 22241.1635 | 9700.6524 | 9700.6524 | 0 | 12540.5111 | 0 | 1720.9757 | 0 | 2858.9968 | 0 | 3751.047 | 0 | 2858.9968 | 0 | 3443.4673 | 0 | 2858.9968 | 0 | 4128.1383 | 0 | 2858.9968 | 0 | 4579.9725 | 6610.0438 | 6302.4641 | 6987.1351
82782 | 242.131 | 1220 | 3 | Standard Efficiency | Electric, 120% Usage | Standard, 120% Usage | Electric, 120% Usage | 318 Rated kWh, 120% Usage | 400%+ | None | None | Single-Family Detached | Single-Family Detached | Single-Family Detached | 1000-1499 | 0-1499 | 1 | Natural Gas | 100% Conditioned | Central AC | None | Natural Gas Fuel Furnace | None | 140000-159999 | 100% CFL | Occupied | 1960s | Natural Gas | Yes | 67.9925 | 915.261 | 34.2893 | 507.013 | 2744.0244 | 117.2284 | 319.7405 | 327.0673 | 0 | 0 | 0 | 0 | 0 | 40.1507 | 0 | 491.1871 | 21.9803 | 4466.4031 | 0 | 0 | 0 | 486.498 | 434.0383 | 0 | 0 | 0 | 0 | 0 | 0 | 0 | 0 | 13075.0727 | 0 | 5110.2802 | 0 | 0 | 0 | 0 | 0 | 0 | 0 | 0 | 29158.52 | 29158.52 | 10973.167 | 10973.167 | 0 | 18185.353 | 0 | 1881.2086 | 0 | 4145.8905 | 0 | 4126.802 | 0 | 4145.8905 | 0 | 3649.7181 | 0 | 4145.8905 | 0 | 4334.9129 | 0 | 4145.8905 | 0 | 6027.0991 | 8272.6925 | 7795.6086 | 8480.8034
82824 | 242.131 | 2663 | 3 | None | Electric, 100% Usage | Standard, 100% Usage | Gas, 100% Usage | 318 Rated kWh, 100% Usage | 400%+ | None | None | Single-Family Detached | Single-Family Detached | Single-Family Detached | 2500-2999 | 2500-3999 | 1 | Natural Gas | <10% Conditioned | Room AC | None | Natural Gas Fuel Furnace | None | 180000-199999 | 100% Incandescent | Occupied | 1940s | Natural Gas | Yes | 0 | 1237.053 | 46.3052 | 0 | 393.8875 | 171.7396 | 319.7405 | 712.4558 | 0 | 0 | 0 | 0 | 0 | 233.2846 | 99.9372 | 2774.2107 | 21.9803 | 3321.6675 | 0 | 0 | 0 | 36.927 | 868.0765 | 0 | 0 | 0 | 0 | 0 | 0 | 0 | 0 | 28588.4967 | 0 | 6326.8183 | 0 | 0 | 1080.8461 | 0 | 0 | 0 | 0 | 0 | 46233.4266 | 46233.4266 | 10236.9725 | 10236.9725 | 0 | 35996.4542 | 0 | 1702.011 | 0 | 8206.4299 | 0 | 3814.7622 | 0 | 8206.4299 | 0 | 3351.3609 | 0 | 8206.4299 | 0 | 4088.351 | 0 | 8206.4299 | 0 | 9908.4409 | 12021.1921 | 11557.7908 | 12294.7809
82854 | 242.131 | 2176 | 4 | Standard Efficiency | Electric, 80% Usage | EnergyStar, 80% Usage | Electric, 80% Usage | 290 Rated kWh, 80% Usage | 400%+ | None | None | Single-Family Detached | Single-Family Detached | Single-Family Detached | 2000-2499 | 1500-2499 | 1 | Electricity | 100% Conditioned | Central AC | None | Electricity Baseboard | None | 160000-179999 | 100% Incandescent | Occupied | 1970s | Electricity | Yes | 67.9925 | 320.0336 | 18.7565 | 980.3227 | 5206.7006 | 72.9747 | 319.7405 | 0 | 0 | 12957.2581 | 0 | 0 | 1333.1803 | 208.6666 | 99.9372 | 2355.9983 | 21.9803 | 1268.7047 | 0 | 0 | 0 | 324.4297 | 434.0383 | 0 | 0 | 0 | 0 | 0 | 0 | 0 | 0 | 0 | 0 | 0 | 0 | 0 | 0 | 0 | 0 | 0 | 0 | 0 | 25990.7148 | 25990.7148 | 25990.7148 | 25990.7148 | 0 | 0 | 0 | 4727.3175 | 0 | 0 | 0 | 10686.2421 | 0 | 0 | 0 | 9339.5535 | 0 | 0 | 0 | 11153.4495 | 0 | 0 | 0 | 4727.3175 | 10686.2421 | 9339.5535 | 11153.4495
82876 | 242.131 | 2176 | 4 | None | Electric, 80% Usage | EnergyStar, 80% Usage | Gas, 80% Usage | 318 Rated kWh, 80% Usage | 400%+ | None | None | Single-Family Detached | Single-Family Detached | Single-Family Detached | 2000-2499 | 1500-2499 | 1 | Electricity | None | None | None | Electricity Electric Furnace | None | 140000-159999 | 100% LED | Occupied | 2000s | Electricity | Yes | 0 | 320.0336 | 18.7565 | 0 | 0 | 77.9569 | 319.7405 | 217.7518 | 0 | 9242.2893 | 0 | 0 | 1316.7683 | 34.8755 | 16.7051 | 575.5916 | 21.9803 | 1268.7047 | 0 | 0 | 0 | 22.2734 | 434.0383 | 0 | 0 | 0 | 0 | 0 | 0 | 0 | 0 | 0 | 0 | 0 | 0 | 0 | 650.9108 | 0 | 0 | 0 | 0 | 0 | 14537.7904 | 14537.7904 | 13887.1727 | 13887.1727 | 0 | 650.9108 | 0 | 2640.5372 | 0 | 148.3646 | 0 | 5934.2945 | 0 | 148.3646 | 0 | 5279.861 | 0 | 148.3646 | 0 | 6489.7896 | 0 | 148.3646 | 0 | 2788.9018 | 6082.6592 | 5428.2256 | 6638.1542
82962 | 242.131 | 2152 | 2 | Standard Efficiency | Electric, 120% Usage | Standard, 120% Usage | Electric, 120% Usage | 290 Rated kWh, 120% Usage | 400%+ | None | 8 | Single-Family Attached | Single-Family Attached | Single-Family Attached | 2000-2499 | 1500-2499 | 2 | Electricity | None | None | None | Electricity Baseboard | None | 70000-79999 | 100% CFL | Occupied | 1970s | Electricity | Yes | 67.9925 | 662.9268 | 24.911 | 0 | 0 | 72.3886 | 0 | 0 | 0 | 3601.8435 | 0 | 0 | 2469.4168 | 51.8736 | 0 | 747.0382 | 16.412 | 3603.3088 | 0 | 0 | 0 | 416.454 | 434.0383 | 0 | 0 | 0 | 0 | 0 | 0 | 0 | 0 | 0 | 0 | 0 | 0 | 0 | 0 | 0 | 0 | 0 | 0 | 0 | 12168.3108 | 12168.3108 | 12168.3108 | 12168.3108 | 0 | 0 | 0 | 2078.0704 | 0 | 0 | 0 | 4795.789 | 0 | 0 | 0 | 4179.8687 | 0 | 0 | 0 | 5069.9629 | 0 | 0 | 0 | 2078.0704 | 4795.789 | 4179.8687 | 5069.9629
83021 | 242.131 | 1675 | 3 | Standard Efficiency | Electric, 100% Usage | EnergyStar, 100% Usage | Gas, 100% Usage | None | 400%+ | None | 20 | Single-Family Attached | Single-Family Attached | Single-Family Attached | 1500-1999 | 1500-2499 | 1 | Natural Gas | 100% Conditioned | Central AC | None | Natural Gas Fuel Furnace | None | 160000-179999 | 100% Incandescent | Occupied | 1990s | Natural Gas | Yes | 67.9925 | 530.4586 | 31.0655 | 308.8969 | 1673.4358 | 0 | 0 | 218.631 | 0 | 0 | 0 | 0 | 0 | 183.7556 | 0 | 1926.0631 | 21.9803 | 2121.5415 | 0 | 0 | 0 | 32.5309 | 434.0383 | 0 | 0 | 0 | 0 | 0 | 0 | 0 | 0 | 8764.5834 | 0 | 4826.0013 | 0 | 0 | 953.6533 | 0 | 0 | 0 | 0 | 0 | 22094.3349 | 22094.3349 | 7550.0969 | 7550.0969 | 0 | 14544.238 | 0 | 1334.4651 | 0 | 3315.7693 | 0 | 2953.7699 | 0 | 3315.7693 | 0 | 2604.9991 | 0 | 3315.7693 | 0 | 3074.7348 | 0 | 3315.7693 | 0 | 4650.2344 | 6269.5392 | 5920.7684 | 6390.5041
83060 | 242.131 | 1690 | 4 | Standard Efficiency | Gas, 100% Usage | EnergyStar, 100% Usage | Electric, 100% Usage | 290 Rated kWh, 100% Usage | 200-300% | None | None | Single-Family Detached | Single-Family Detached | Single-Family Detached | 1500-1999 | 1500-2499 | 1 | Natural Gas | 100% Conditioned | Central AC | None | Natural Gas Fuel Furnace | None | 80000-99999 | 100% LED | Occupied | 1960s | Natural Gas | Yes | 67.9925 | 80.3015 | 52.4597 | 651.7901 | 2638.2258 | 229.7677 | 0 | 97.8857 | 0 | 0 | 0 | 0 | 0 | 30.7725 | 16.7051 | 473.6028 | 21.9803 | 3641.7011 | 0 | 0 | 0 | 669.0813 | 434.0383 | 0 | 0 | 0 | 0 | 1065.8995 | 0 | 0 | 0 | 10265.6934 | 0 | 7975.343 | 0 | 0 | 0 | 0 | 0 | 0 | 0 | 0 | 28413.5333 | 28413.5333 | 9106.5974 | 9106.5974 | 0 | 19306.9359 | 0 | 1554.3209 | 0 | 4401.5864 | 0 | 3362.5841 | 0 | 4401.5864 | 0 | 2980.4148 | 0 | 4401.5864 | 0 | 3538.5312 | 0 | 4401.5864 | 0 | 5955.9073 | 7764.1705 | 7382.0013 | 7940.1177
83093 | 242.131 | 2663 | 3 | None | Electric, 100% Usage | EnergyStar, 100% Usage | Electric, 100% Usage | 290 Rated kWh, 100% Usage | 400%+ | None | None | Single-Family Detached | Single-Family Detached | Single-Family Detached | 2500-2999 | 2500-3999 | 1 | Fuel Oil | 40% Conditioned | Room AC | None | Fuel Oil Fuel Boiler | None | 180000-199999 | 100% Incandescent | Occupied | 1970s | Electricity | Yes | 0 | 524.5972 | 30.7725 | 0 | 2541.2192 | 125.7275 | 319.7405 | 77.6638 | 0 | 0 | 0 | 0 | 2911.9542 | 233.2846 | 0 | 2773.9177 | 21.9803 | 3006.9092 | 0 | 2598.075 | 0 | 471.2583 | 868.0765 | 0 | 0 | 9995.4819 | 0 | 0 | 0 | 0 | 0 | 0 | 0 | 0 | 0 | 0 | 0 | 0 | 0 | 0 | 0 | 0 | 26500.9515 | 26500.9515 | 16505.1765 | 16505.1765 | 9995.4819 | 0 | 0 | 2607.8481 | 3030.6538 | 0 | 0 | 5897.4483 | 3030.6538 | 0 | 0 | 5198.599 | 3030.6538 | 0 | 0 | 6288.342 | 3030.6538 | 0 | 0 | 5638.502 | 8928.1022 | 8229.2529 | 9318.9958
83123 | 242.131 | 333 | 1 | Standard Efficiency | Electric, 80% Usage | Standard, 80% Usage | Electric, 80% Usage | None | 200-300% | 8 | None | 5 to 9 Unit | Multifamily with 5+ units, 1-3 stories | Multi-Family with 5+ Units | 0-499 | 0-1499 | 2 | Electricity | 100% Conditioned | Heat Pump | None | Electricity ASHP | None | 35000-39999 | 100% LED | Occupied | 1990s | Electricity | Yes | 67.9925 | 441.9512 | 16.412 | 237.6806 | 1020.4735 | 0 | 0 | 64.4756 | 150.3455 | 1476.199 | 0 | 0 | 905.5896 | 19.3427 | 0 | 189.0308 | 16.412 | 628.6374 | 0 | 0 | 0 | 277.5383 | 434.0383 | 230.94 | 0 | 0 | 0 | 0 | 0 | 0 | 0 | 0 | 0 | 0 | 0 | 0 | 0 | 0 | 0 | 0 | 0 | 0 | 6177.352 | 6177.352 | 6177.352 | 6177.352 | 0 | 0 | 0 | 1063.5448 | 0 | 0 | 0 | 2377.5847 | 0 | 0 | 0 | 2086.0963 | 0 | 0 | 0 | 2514.2811 | 0 | 0 | 0 | 1063.5448 | 2377.5847 | 2086.0963 | 2514.2811
83255 | 242.131 | 2176 | 3 | Standard Efficiency | Electric, 80% Usage | EnergyStar, 80% Usage | Electric, 80% Usage | None | 400%+ | None | None | Single-Family Detached | Single-Family Detached | Single-Family Detached | 2000-2499 | 1500-2499 | 1 | Electricity | 100% Conditioned | Central AC | None | Electricity Electric Furnace | None | 100000-119999 | 100% CFL | Occupied | 1990s | Electricity | Yes | 67.9925 | 320.0336 | 18.7565 | 361.0636 | 2206.8252 | 0 | 319.7405 | 376.5963 | 0 | 16105.4276 | 962.1523 | 950.4295 | 1221.2271 | 52.1667 | 24.911 | 753.7788 | 21.9803 | 1268.7047 | 0 | 0 | 0 | 324.4297 | 434.0383 | 0 | 0 | 0 | 0 | 0 | 0 | 0 | 0 | 0 | 0 | 0 | 0 | 0 | 0 | 0 | 0 | 0 | 0 | 0 | 25790.2542 | 25790.2542 | 25790.2542 | 25790.2542 | 0 | 0 | 0 | 4626.6041 | 0 | 0 | 0 | 10649.4208 | 0 | 0 | 0 | 9262.2677 | 0 | 0 | 0 | 11228.734 | 0 | 0 | 0 | 4626.6041 | 10649.4208 | 9262.2677 | 11228.734
83421 | 242.131 | 853 | 2 | Standard Efficiency | Electric, 120% Usage | EnergyStar, 120% Usage | Electric, 120% Usage | None | 150-200% | 30 | None | 20 to 49 Unit | Multifamily with 5+ units, 1-3 stories | Multi-Family with 5+ Units | 750-999 | 0-1499 | 2 | Natural Gas | None | None | Heating Only | Natural Gas Shared Heating | Boiler Baseboards Heating Only, Natural Gas | 35000-39999 | 100% CFL | Occupied | 1950s | Natural Gas | Yes | 67.9925 | 540.13 | 31.6517 | 0 | 0 | 0 | 0 | 68.8717 | 0 | 0 | 0 | 0 | 0 | 35.7547 | 0 | 390.3707 | 16.412 | 3713.5035 | 0 | 0 | 0 | 518.4427 | 480.0504 | 0 | 0 | 0 | 0 | 0 | 0 | 0 | 0 | 4321.626 | 0 | 6621.0616 | 0 | 0 | 0 | 0 | 0 | 0 | 0 | 0 | 16805.8674 | 16805.8674 | 5863.1798 | 5863.1798 | 0 | 10942.6876 | 0 | 961.7251 | 0 | 2494.7 | 0 | 2174.847 | 0 | 2494.7 | 0 | 1910.893 | 0 | 2494.7 | 0 | 2323.4076 | 0 | 2494.7 | 0 | 3456.4251 | 4669.547 | 4405.593 | 4818.1076
83434 | 242.131 | 1690 | 2 | Standard Efficiency | Electric, 100% Usage | EnergyStar, 100% Usage | Gas, 100% Usage | 290 Rated kWh, 100% Usage | 200-300% | None | None | Single-Family Detached | Single-Family Detached | Single-Family Detached | 1500-1999 | 1500-2499 | 2 | Natural Gas | 80% Conditioned | Room AC | None | Natural Gas Fuel Furnace | None | 25000-29999 | 100% Incandescent | Occupied | <1940 | Natural Gas | Yes | 67.9925 | 275.7799 | 16.1189 | 0 | 3205.0252 | 56.5627 | 319.7405 | 1366.8835 | 0 | 0 | 0 | 0 | 0 | 184.6348 | 0 | 1938.9582 | 16.412 | 2067.9095 | 0 | 0 | 0 | 23.1526 | 434.0383 | 0 | 0 | 0 | 0 | 0 | 0 | 0 | 0 | 62118.4648 | 0 | 2707.0975 | 0 | 0 | 679.6318 | 0 | 0 | 0 | 0 | 0 | 75478.4026 | 75478.4026 | 9973.2085 | 9973.2085 | 0 | 65505.1941 | 0 | 1700.8807 | 0 | 14933.8529 | 0 | 3737.3077 | 0 | 14933.8529 | 0 | 3454.0016 | 0 | 14933.8529 | 0 | 4114.8407 | 0 | 14933.8529 | 0 | 16634.7336 | 18671.1606 | 18387.8545 | 19048.6937
83454 | 242.131 | 1202 | 4 | Standard Efficiency, No usage | Electric, 120% Usage | Standard, 120% Usage | Electric, 120% Usage | 318 Rated kWh, 120% Usage | 200-300% | None | 30 | Single-Family Attached | Single-Family Attached | Single-Family Attached | 1000-1499 | 0-1499 | 1 | Electricity | 60% Conditioned | Room AC | None | Electricity Baseboard | None | 70000-79999 | 100% Incandescent | Vacant | 1980s | Electricity | Yes | 0 | 0 | 0 | 0 | 900.6074 | 0 | 0 | 0 | 0 | 1058.8658 | 0 | 0 | 368.6834 | 0 | 0 | 0 | 21.9803 | 0 | 0 | 0 | 0 | 0 | 434.0383 | 0 | 0 | 0 | 0 | 0 | 0 | 0 | 0 | 0 | 0 | 0 | 0 | 0 | 0 | 0 | 0 | 0 | 0 | 0 | 2783.8821 | 2783.8821 | 2783.8821 | 2783.8821 | 0 | 0 | 0 | 494.1467 | 0 | 0 | 0 | 1125.5473 | 0 | 0 | 0 | 986.8433 | 0 | 0 | 0 | 1169.7734 | 0 | 0 | 0 | 494.1467 | 1125.5473 | 986.8433 | 1169.7734
83499 | 242.131 | 885 | 2 | Standard Efficiency | Electric, 100% Usage | EnergyStar, 100% Usage | Electric, 100% Usage | None | 400%+ | None | None | Single-Family Detached | Single-Family Detached | Single-Family Detached | 750-999 | 0-1499 | 2 | Natural Gas | 100% Conditioned | Central AC | None | Natural Gas Fuel Furnace | None | 80000-99999 | 100% CFL | Occupied | 1960s | Natural Gas | Yes | 67.9925 | 400.042 | 23.4457 | 257.9025 | 1327.6119 | 0 | 0 | 297.7602 | 0 | 0 | 0 | 0 | 0 | 36.0477 | 0 | 399.1628 | 16.412 | 2126.8168 | 0 | 0 | 0 | 405.6104 | 434.0383 | 309.7761 | 0 | 0 | 0 | 0 | 0 | 0 | 0 | 19743.3188 | 0 | 3724.9333 | 0 | 0 | 0 | 0 | 0 | 0 | 0 | 0 | 29570.871 | 29570.871 | 6102.6189 | 6102.6189 | 0 | 23468.2521 | 0 | 1045.9749 | 0 | 5350.2681 | 0 | 2282.9372 | 0 | 5350.2681 | 0 | 2016.8581 | 0 | 5350.2681 | 0 | 2416.1677 | 0 | 5350.2681 | 0 | 6396.243 | 7633.2053 | 7367.1262 | 7766.4358
83595 | 242.131 | 1690 | 3 | Standard Efficiency | Electric, 100% Usage | EnergyStar, 100% Usage | Electric, 100% Usage | None | 200-300% | None | None | Single-Family Detached | Single-Family Detached | Single-Family Detached | 1500-1999 | 1500-2499 | 1 | Natural Gas | 100% Conditioned | Central AC | None | Natural Gas Fuel Furnace | None | 30000-34999 | 100% CFL | Occupied | 1940s | Natural Gas | Yes | 67.9925 | 275.7799 | 16.1189 | 639.188 | 2751.9373 | 0 | 0 | 529.5794 | 0 | 0 | 0 | 0 | 0 | 46.0122 | 0 | 620.1384 | 21.9803 | 2067.9095 | 0 | 1672.8497 | 0 | 339.6694 | 434.0383 | 0 | 0 | 0 | 0 | 0 | 0 | 0 | 0 | 25204.9912 | 0 | 1801.5079 | 0 | 0 | 0 | 0 | 0 | 0 | 0 | 0 | 36489.9859 | 36489.9859 | 9483.4868 | 9483.4868 | 0 | 27006.4991 | 0 | 1515.3024 | 0 | 6156.924 | 0 | 3320.6236 | 0 | 6156.924 | 0 | 2946.8236 | 0 | 6156.924 | 0 | 3515.0964 | 0 | 6156.924 | 0 | 7672.2265 | 9477.5477 | 9103.7476 | 9672.0204
83705 | 242.131 | 2152 | 4 | Standard Efficiency | Electric, 80% Usage | EnergyStar, 80% Usage | Electric, 80% Usage | 290 Rated kWh, 80% Usage | 400%+ | None | 12 | Single-Family Attached | Single-Family Attached | Single-Family Attached | 2000-2499 | 1500-2499 | 1 | Natural Gas | 100% Conditioned | Central AC | None | Natural Gas Fuel Furnace | None | 160000-179999 | 100% LED | Occupied | 1990s | Natural Gas | Yes | 67.9925 | 360.1843 | 21.1011 | 476.8266 | 2112.1632 | 84.1114 | 0 | 82.9391 | 0 | 0 | 0 | 0 | 0 | 34.5824 | 0 | 570.6094 | 21.9803 | 1031.9032 | 0 | 0 | 0 | 345.5308 | 480.0504 | 398.2836 | 0 | 0 | 0 | 0 | 0 | 0 | 0 | 5270.5901 | 0 | 2908.4373 | 0 | 0 | 0 | 0 | 0 | 0 | 0 | 0 | 14267.5789 | 14267.5789 | 6088.2584 | 6088.2584 | 0 | 8179.3205 | 0 | 1100.0912 | 0 | 1864.6915 | 0 | 2395.9325 | 0 | 1864.6915 | 0 | 2120.1175 | 0 | 1864.6915 | 0 | 2475.3996 | 0 | 1864.6915 | 0 | 2964.7827 | 4260.624 | 3984.809 | 4340.0911
83768 | 242.131 | 1138 | 2 | Standard Efficiency | Electric, 100% Usage | EnergyStar, 100% Usage | Gas, 100% Usage | None | 300-400% | 2 | None | 2 Unit | Multifamily with 2-4 Units | Multi-Family with 2 - 4 Units | 1000-1499 | 0-1499 | 2 | Natural Gas | 60% Conditioned | Room AC | None | Natural Gas Fuel Boiler | None | 60000-69999 | 100% Incandescent | Occupied | <1940 | Natural Gas | Yes | 67.9925 | 369.8557 | 21.6873 | 0 | 1465.9415 | 0 | 0 | 113.1254 | 0 | 0 | 0 | 0 | 0 | 156.793 | 0 | 1465.0623 | 16.412 | 1374.2102 | 0 | 0 | 0 | 26.6695 | 434.0383 | 0 | 0 | 0 | 0 | 0 | 1380.9509 | 0 | 0 | 25572.2093 | 0 | 3435.3791 | 0 | 0 | 781.0344 | 0 | 0 | 0 | 0 | 0 | 36681.3613 | 36681.3613 | 5511.7876 | 5511.7876 | 0 | 31169.2806 | 0 | 945.042 | 0 | 7105.9831 | 0 | 2011.244 | 0 | 7105.9831 | 0 | 1779.877 | 0 | 7105.9831 | 0 | 2170.146 | 0 | 7105.9831 | 0 | 8051.0251 | 9117.227 | 8885.86 | 9276.1291
83907 | 242.131 | 1202 | 4 | Standard Efficiency | Gas, 80% Usage | EnergyStar, 80% Usage | Electric, 80% Usage | None | 300-400% | None | 8 | Single-Family Attached | Single-Family Attached | Single-Family Attached | 1000-1499 | 0-1499 | 1 | Natural Gas | 60% Conditioned | Room AC | None | Natural Gas Fuel Wall/Floor Furnace | None | 40000-44999 | 100% CFL | Occupied | 1950s | Electricity | Yes | 67.9925 | 20.808 | 13.4813 | 0 | 1560.6034 | 0 | 0 | 0 | 0 | 0 | 0 | 0 | 782.4998 | 40.1507 | 0 | 486.2049 | 21.9803 | 827.9258 | 0 | 0 | 0 | 277.5383 | 480.0504 | 0 | 0 | 0 | 0 | 275.1937 | 0 | 0 | 0 | 20259.1239 | 0 | 0 | 0 | 0 | 0 | 0 | 0 | 0 | 0 | 0 | 25113.26 | 25113.26 | 4578.9424 | 4578.9424 | 0 | 20534.3176 | 0 | 764.036 | 0 | 4681.403 | 0 | 1665.1117 | 0 | 4681.403 | 0 | 1476.1352 | 0 | 4681.403 | 0 | 1752.5829 | 0 | 4681.403 | 0 | 5445.439 | 6346.5148 | 6157.5382 | 6433.986
83967 | 242.131 | 1675 | 3 | Standard Efficiency, No usage | Electric, 100% Usage | EnergyStar, 100% Usage | Electric, 100% Usage | 290 Rated kWh, 100% Usage | 400%+ | None | 16 | Single-Family Attached | Single-Family Attached | Single-Family Attached | 1500-1999 | 1500-2499 | 2 | Natural Gas | 100% Conditioned | Central AC | None | Natural Gas Fuel Furnace | None | 80000-99999 | 100% CFL | Vacant | 2010s | Natural Gas | Yes | 0 | 0 | 0 | 71.8024 | 488.2564 | 0 | 0 | 75.9054 | 0 | 0 | 0 | 0 | 0 | 0 | 0 | 0 | 21.9803 | 0 | 0 | 0 | 0 | 0 | 434.0383 | 0 | 0 | 0 | 0 | 0 | 0 | 0 | 0 | 3776.2207 | 0 | 1539.2093 | 0 | 0 | 0 | 0 | 0 | 0 | 0 | 0 | 6407.4128 | 6407.4128 | 1092.2759 | 1092.2759 | 0 | 5315.1369 | 0 | 192.8267 | 0 | 1211.7697 | 0 | 412.0501 | 0 | 1211.7697 | 0 | 365.6821 | 0 | 1211.7697 | 0 | 430.5449 | 0 | 1211.7697 | 0 | 1404.5964 | 1623.8199 | 1577.4518 | 1642.3146
83988 | 242.131 | 3301 | 5 | None | Electric, 120% Usage | EnergyStar, 120% Usage | Gas, 120% Usage | 318 Rated kWh, 120% Usage | 400%+ | None | None | Single-Family Detached | Single-Family Detached | Single-Family Detached | 3000-3999 | 2500-3999 | 2 | Natural Gas | 100% Conditioned | Central AC | None | Natural Gas Fuel Boiler | None | 200000+ | 100% CFL | Occupied | <1940 | Natural Gas | Yes | 0 | 778.6898 | 45.426 | 2377.3925 | 9578.1487 | 206.322 | 319.7405 | 118.1076 | 0 | 0 | 0 | 0 | 0 | 66.2341 | 0 | 1062.6757 | 27.2556 | 7048.9454 | 0 | 0 | 0 | 44.2537 | 400.042 | 0 | 0 | 0 | 0 | 0 | 2447.7296 | 0 | 0 | 75717.5486 | 0 | 10518.0276 | 0 | 0 | 1297.1326 | 0 | 0 | 0 | 0 | 0 | 112053.6721 | 112053.6721 | 22073.2338 | 22073.2338 | 0 | 89980.4383 | 0 | 3625.2853 | 0 | 20513.6959 | 0 | 7624.7117 | 0 | 20513.6959 | 0 | 6807.0875 | 0 | 20513.6959 | 0 | 8101.0413 | 0 | 20513.6959 | 0 | 24138.9812 | 28138.4076 | 27320.7833 | 28614.7372
84003 | 242.131 | 1202 | 3 | None | Electric, 120% Usage | EnergyStar, 120% Usage | Electric, 120% Usage | None | 300-400% | None | 6 | Single-Family Attached | Single-Family Attached | Single-Family Attached | 1000-1499 | 0-1499 | 2 | Natural Gas | 100% Conditioned | Central AC | None | Natural Gas Fuel Furnace | None | 60000-69999 | 100% LED | Occupied | 1980s | Natural Gas | Yes | 0 | 444.0027 | 25.7903 | 410.8856 | 1831.4011 | 0 | 319.7405 | 15.8258 | 0 | 0 | 0 | 0 | 0 | 26.6695 | 0 | 371.321 | 21.9803 | 3573.4156 | 0 | 0 | 0 | 467.4484 | 434.0383 | 0 | 0 | 0 | 0 | 0 | 0 | 0 | 0 | 1681.3487 | 0 | 5492.4449 | 0 | 0 | 0 | 0 | 0 | 0 | 0 | 0 | 15116.3127 | 15116.3127 | 7942.5191 | 7942.5191 | 0 | 7173.7937 | 0 | 1390.9569 | 0 | 1635.4613 | 0 | 3019.2183 | 0 | 1635.4613 | 0 | 2669.0241 | 0 | 1635.4613 | 0 | 3179.8508 | 0 | 1635.4613 | 0 | 3026.4182 | 4654.6796 | 4304.4855 | 4815.3121
84024 | 242.131 | 2176 | 4 | Standard Efficiency | Electric, 80% Usage | EnergyStar, 80% Usage | Electric, 80% Usage | None | 400%+ | None | None | Single-Family Detached | Single-Family Detached | Single-Family Detached | 2000-2499 | 1500-2499 | 1 | Natural Gas | 100% Conditioned | Central AC | None | Natural Gas Fuel Furnace | None | 200000+ | 100% LED | Occupied | 2010s | Natural Gas | Yes | 67.9925 | 519.0289 | 30.1863 | 735.3153 | 2824.912 | 0 | 319.7405 | 120.4522 | 0 | 0 | 0 | 0 | 0 | 34.8755 | 16.7051 | 575.5916 | 21.9803 | 1583.463 | 0 | 0 | 0 | 429.9353 | 434.0383 | 0 | 0 | 0 | 0 | 0 | 0 | 0 | 0 | 12044.9279 | 0 | 3635.5466 | 0 | 0 | 0 | 0 | 0 | 0 | 0 | 0 | 23394.3982 | 23394.3982 | 7713.9236 | 7713.9236 | 0 | 15680.4745 | 0 | 1332.8063 | 0 | 3574.8182 | 0 | 2868.9005 | 0 | 3574.8182 | 0 | 2546.8812 | 0 | 3574.8182 | 0 | 2999.0466 | 0 | 3574.8182 | 0 | 4907.6245 | 6443.7187 | 6121.6994 | 6573.8648
84084 | 242.131 | 853 | 1 | Standard Efficiency | None | None | Gas, 100% Usage | None | 400%+ | 15 | None | 10 to 19 Unit | Multifamily with 5+ units, 1-3 stories | Multi-Family with 5+ Units | 750-999 | 0-1499 | 2 | Natural Gas | 60% Conditioned | Room AC | None | Natural Gas Fuel Furnace | None | 60000-69999 | 100% CFL | Occupied | 1960s | Electricity | Yes | 67.9925 | 0 | 0 | 0 | 294.8295 | 0 | 0 | 546.8706 | 0 | 0 | 0 | 0 | 1242.9144 | 35.7547 | 0 | 390.3707 | 16.412 | 1466.5276 | 0 | 0 | 0 | 23.7388 | 480.0504 | 0 | 0 | 0 | 0 | 0 | 0 | 567.3856 | 0 | 21858.9988 | 0 | 0 | 0 | 0 | 694.8715 | 0 | 0 | 0 | 0 | 0 | 27686.424 | 27686.424 | 4565.4611 | 4565.4611 | 0 | 23120.9629 | 0 | 775.4865 | 0 | 5271.1225 | 0 | 1744.2205 | 0 | 5271.1225 | 0 | 1530.2397 | 0 | 5271.1225 | 0 | 1851.8312 | 0 | 5271.1225 | 0 | 6046.609 | 7015.3431 | 6801.3622 | 7122.9538
84131 | 242.131 | 1138 | 2 | Standard Efficiency | Electric, 100% Usage | EnergyStar, 100% Usage | Propane, 100% Usage | None | 150-200% | 14 | None | 10 to 19 Unit | Multifamily with 5+ units, 1-3 stories | Multi-Family with 5+ Units | 1000-1499 | 0-1499 | 2 | Electricity | 100% Conditioned | Room AC | None | Electricity Baseboard | None | 45000-49999 | 100% Incandescent | Occupied | 1980s | Electricity | Yes | 67.9925 | 530.4586 | 30.7725 | 0 | 2018.0874 | 0 | 0 | 0 | 0 | 6810.0925 | 0 | 0 | 2750.7651 | 156.793 | 0 | 1465.0623 | 16.412 | 2166.6744 | 0 | 0 | 0 | 32.5309 | 434.0383 | 0 | 0 | 0 | 0 | 0 | 0 | 0 | 0 | 0 | 0 | 0 | 0 | 0 | 0 | 0 | 0 | 0 | 0 | 953.6533 | 17433.0395 | 17433.0395 | 16479.6793 | 16479.6793 | 0 | 0 | 953.6533 | 2883.2985 | 0 | 0 | 262.3987 | 6588.3058 | 0 | 0 | 262.3987 | 5748.3997 | 0 | 0 | 262.3987 | 6951.1947 | 0 | 0 | 262.3987 | 3145.6971 | 6850.7044 | 6010.7983 | 7213.5933
84138 | 242.131 | 2115 | 3 | Standard Efficiency | Electric, 100% Usage | EnergyStar, 100% Usage | Gas, 100% Usage | None | 0-100% | 4 | None | 3 or 4 Unit | Multifamily with 2-4 Units | Multi-Family with 2 - 4 Units | 2000-2499 | 1500-2499 | 2 | Natural Gas | 60% Conditioned | Room AC | None | Natural Gas Fuel Wall/Floor Furnace | None | <10000 | 100% CFL | Occupied | 1980s | Natural Gas | Yes | 67.9925 | 289.8473 | 16.9981 | 0 | 1651.4555 | 0 | 319.7405 | 0 | 0 | 0 | 0 | 0 | 0 | 51.5805 | 0 | 736.7807 | 21.9803 | 1527.7795 | 0 | 0 | 0 | 23.7388 | 434.0383 | 0 | 0 | 0 | 0 | 0 | 0 | 0 | 0 | 33546.9662 | 0 | 2606.5741 | 0 | 0 | 694.8715 | 0 | 0 | 0 | 0 | 0 | 41990.0506 | 41990.0506 | 5141.6389 | 5141.6389 | 0 | 36848.4118 | 0 | 886.2651 | 0 | 8400.6826 | 0 | 1925.3141 | 0 | 8400.6826 | 0 | 1704.4672 | 0 | 8400.6826 | 0 | 2020.3998 | 0 | 8400.6826 | 0 | 9286.9477 | 10325.9967 | 10105.1499 | 10421.0824
84243 | 242.131 | 1220 | 3 | Standard Efficiency | Electric, 80% Usage | Standard, 80% Usage | Electric, 80% Usage | 290 Rated kWh, 80% Usage | 400%+ | None | None | Single-Family Detached | Single-Family Detached | Single-Family Detached | 1000-1499 | 0-1499 | 1 | Natural Gas | 40% Conditioned | Room AC | None | Natural Gas Fuel Boiler | None | 120000-139999 | 100% LED | Occupied | 1960s | Electricity | Yes | 67.9925 | 610.174 | 22.8595 | 0 | 1077.6223 | 72.9747 | 0 | 84.9906 | 0 | 0 | 0 | 0 | 1421.1016 | 26.9625 | 0 | 375.131 | 21.9803 | 1116.6008 | 0 | 0 | 0 | 324.4297 | 434.0383 | 327.0673 | 0 | 0 | 0 | 0 | 0 | 0 | 0 | 16048.8649 | 0 | 0 | 0 | 0 | 0 | 0 | 0 | 0 | 0 | 0 | 22032.79 | 22032.79 | 5983.9251 | 5983.9251 | 0 | 16048.8649 | 0 | 1044.5774 | 0 | 3658.813 | 0 | 2282.8261 | 0 | 3658.813 | 0 | 2013.6172 | 0 | 3658.813 | 0 | 2421.6916 | 0 | 3658.813 | 0 | 4703.3905 | 5941.6391 | 5672.4302 | 6080.5046
84426 | 242.131 | 853 | 2 | Standard Efficiency, No usage | None | None | Electric, 100% Usage | 318 Rated kWh, 100% Usage | 0-100% | 6 | None | 5 to 9 Unit | Multifamily with 5+ units, 1-3 stories | Multi-Family with 5+ Units | 750-999 | 0-1499 | 3 | Electricity | 100% Conditioned | Heat Pump | None | Electricity ASHP | None | <10000 | 100% LED | Vacant | 1970s | Electricity | Yes | 0 | 0 | 0 | 261.7125 | 1057.6935 | 0 | 0 | 66.8202 | 39.8577 | 710.6973 | 0 | 0 | 348.7546 | 0 | 0 | 0 | 16.412 | 0 | 0 | 0 | 0 | 0 | 434.0383 | 0 | 0 | 0 | 0 | 0 | 0 | 0 | 0 | 0 | 0 | 0 | 0 | 0 | 0 | 0 | 0 | 0 | 0 | 0 | 2935.6929 | 2935.6929 | 2935.6929 | 2935.6929 | 0 | 0 | 0 | 537.0956 | 0 | 0 | 0 | 1178.4679 | 0 | 0 | 0 | 1038.9905 | 0 | 0 | 0 | 1210.1767 | 0 | 0 | 0 | 537.0956 | 1178.4679 | 1038.9905 | 1210.1767
84471 | 242.131 | 1202 | 3 | None | Electric, 120% Usage | Standard, 120% Usage | Electric, 120% Usage | None | 400%+ | None | 10 | Single-Family Attached | Single-Family Attached | Single-Family Attached | 1000-1499 | 0-1499 | 1 | Natural Gas | 100% Conditioned | Central AC | None | Natural Gas Fuel Furnace | None | 120000-139999 | 100% Incandescent | Occupied | 1960s | Natural Gas | Yes | 0 | 1396.7767 | 52.1667 | 956.2909 | 3430.983 | 0 | 319.7405 | 69.4578 | 0 | 0 | 0 | 0 | 0 | 160.0168 | 0 | 1519.8666 | 21.9803 | 4360.0183 | 0 | 0 | 0 | 620.4315 | 434.0383 | 0 | 0 | 0 | 0 | 0 | 0 | 0 | 0 | 5245.386 | 0 | 9846.3087 | 0 | 0 | 0 | 0 | 0 | 0 | 0 | 0 | 28433.7552 | 28433.7552 | 13342.0605 | 13342.0605 | 0 | 15091.6947 | 0 | 2210.7366 | 0 | 3440.6102 | 0 | 4869.7613 | 0 | 3440.6102 | 0 | 4306.1066 | 0 | 3440.6102 | 0 | 5147.2778 | 0 | 3440.6102 | 0 | 5651.3468 | 8310.3715 | 7746.7168 | 8587.8879
84522 | 242.131 | 1690 | 3 | None | Electric, 120% Usage | EnergyStar, 120% Usage | Electric, 120% Usage | 290 Rated kWh, 120% Usage | 400%+ | None | None | Single-Family Detached | Single-Family Detached | Single-Family Detached | 1500-1999 | 1500-2499 | 1 | Natural Gas | 80% Conditioned | Central AC | None | Natural Gas Fuel Furnace | None | 70000-79999 | 100% LED | Occupied | <1940 | Natural Gas | Yes | 0 | 330.8772 | 19.3427 | 811.5138 | 3451.2049 | 67.6994 | 319.7405 | 481.8088 | 0 | 0 | 0 | 0 | 0 | 30.7725 | 0 | 473.6028 | 21.9803 | 4135.8189 | 0 | 0 | 0 | 407.3688 | 480.0504 | 0 | 0 | 0 | 0 | 0 | 0 | 0 | 0 | 22898.2288 | 0 | 3705.5906 | 0 | 0 | 0 | 0 | 0 | 0 | 0 | 0 | 37635.8937 | 37635.8937 | 11032.0743 | 11032.0743 | 0 | 26604.1125 | 0 | 1969.8886 | 0 | 6065.1637 | 0 | 4225.779 | 0 | 6065.1637 | 0 | 3744.0489 | 0 | 6065.1637 | 0 | 4433.4204 | 0 | 6065.1637 | 0 | 8035.0523 | 10290.9427 | 9809.2126 | 10498.5841
84597 | 242.131 | 617 | 2 | None | Electric, 80% Usage | EnergyStar, 80% Usage | Electric, 80% Usage | 318 Rated kWh, 80% Usage | 0-100% | 2 | None | 2 Unit | Multifamily with 2-4 Units | Multi-Family with 2 - 4 Units | 500-749 | 0-1499 | 2 | Electricity | 100% Conditioned | Central AC | None | Electricity Electric Furnace | None | <10000 | 100% CFL | Occupied | 1990s | Electricity | Yes | 0 | 231.8192 | 13.4813 | 299.5186 | 1415.8263 | 51.5805 | 0 | 82.646 | 0 | 6264.3941 | 0 | 0 | 875.6964 | 32.824 | 0 | 325.602 | 16.412 | 530.4586 | 0 | 0 | 0 | 277.5383 | 434.0383 | 0 | 0 | 0 | 0 | 0 | 0 | 0 | 0 | 0 | 0 | 0 | 0 | 0 | 0 | 0 | 0 | 0 | 0 | 0 | 10851.8356 | 10851.8356 | 10851.8356 | 10851.8356 | 0 | 0 | 0 | 1950.3891 | 0 | 0 | 0 | 4461.0918 | 0 | 0 | 0 | 3889.3128 | 0 | 0 | 0 | 4708.2203 | 0 | 0 | 0 | 1950.3891 | 4461.0918 | 3889.3128 | 4708.2203
84708 | 242.131 | 1220 | 3 | Standard Efficiency | Electric, 80% Usage | EnergyStar, 80% Usage | Gas, 80% Usage | None | 300-400% | None | None | Single-Family Detached | Single-Family Detached | Single-Family Detached | 1000-1499 | 0-1499 | 1 | Natural Gas | 60% Conditioned | Central AC | None | Natural Gas Fuel Furnace | None | 80000-99999 | 100% Incandescent | Occupied | 1950s | Electricity | Yes | 67.9925 | 519.0289 | 30.1863 | 63.3034 | 1153.5277 | 0 | 0 | 691.6477 | 0 | 0 | 1122.4622 | 1108.9809 | 1994.3486 | 160.896 | 0 | 1535.3993 | 21.9803 | 1431.3591 | 2281.8514 | 2491.6902 | 0 | 29.6002 | 434.0383 | 0 | 0 | 0 | 0 | 0 | 0 | 0 | 0 | 29192.2231 | 0 | 0 | 0 | 0 | 864.8527 | 0 | 0 | 0 | 0 | 0 | 45195.9551 | 45195.9551 | 15138.8792 | 15138.8792 | 0 | 30057.0759 | 0 | 2305.0099 | 0 | 6852.3991 | 0 | 5291.3337 | 0 | 6852.3991 | 0 | 4658.4753 | 0 | 6852.3991 | 0 | 5660.7253 | 0 | 6852.3991 | 0 | 9157.409 | 12143.7328 | 11510.8744 | 12513.1243
84792 | 242.131 | 1220 | 3 | None | Electric, 80% Usage | EnergyStar, 80% Usage | Electric, 80% Usage | None | 400%+ | None | None | Single-Family Detached | Single-Family Detached | Single-Family Detached | 1000-1499 | 0-1499 | 1 | Electricity | 100% Conditioned | Heat Pump | None | Electricity ASHP | None | 120000-139999 | 100% Incandescent | Occupied | 1980s | Electricity | Yes | 0 | 320.0336 | 18.7565 | 354.9091 | 1437.2205 | 0 | 319.7405 | 458.6562 | 1058.2796 | 4595.0613 | 0 | 0 | 1306.5108 | 160.896 | 99.9372 | 1535.3993 | 21.9803 | 1116.6008 | 0 | 0 | 0 | 324.4297 | 434.0383 | 0 | 0 | 0 | 0 | 0 | 0 | 0 | 0 | 0 | 0 | 0 | 0 | 0 | 0 | 0 | 0 | 0 | 0 | 0 | 13562.743 | 13562.743 | 13562.743 | 13562.743 | 0 | 0 | 0 | 2417.8986 | 0 | 0 | 0 | 5536.3779 | 0 | 0 | 0 | 4829.6724 | 0 | 0 | 0 | 5782.5107 | 0 | 0 | 0 | 2417.8986 | 5536.3779 | 4829.6724 | 5782.5107
84799 | 242.131 | 2663 | 3 | Standard Efficiency | Electric, 120% Usage | Standard, 120% Usage | Propane, 120% Usage | 318 Rated kWh, 120% Usage | 400%+ | None | None | Single-Family Detached | Single-Family Detached | Single-Family Detached | 2500-2999 | 2500-3999 | 2 | Electricity | 100% Conditioned | Central AC | None | Electricity Baseboard | None | 70000-79999 | 100% CFL | Occupied | 1980s | Electricity | Yes | 67.9925 | 915.261 | 34.2893 | 1034.2478 | 4333.6419 | 117.2284 | 319.7405 | 0 | 0 | 18411.8969 | 0 | 0 | 4253.9266 | 58.3211 | 24.911 | 887.4192 | 21.9803 | 5384.3017 | 0 | 0 | -12871.9745 | 33.4101 | 1356.0398 | 402.3866 | 0 | 0 | 0 | 0 | 0 | 0 | 0 | 0 | 0 | 0 | 0 | 0 | 0 | 0 | 0 | 0 | 0 | 976.2197 | 25760.654 | 38632.6284 | 24784.4342 | 37656.4087 | 0 | 0 | 976.2197 | 5594.3733 | 0 | 0 | 268.6278 | 12254.0968 | 0 | 0 | 268.6278 | 10722.4655 | 0 | 0 | 268.6278 | 13149.5303 | 0 | 0 | 268.6278 | 5863.0012 | 12522.7246 | 10991.0933 | 13418.1581
84815 | 242.131 | 1220 | 3 | None | Electric, 80% Usage | EnergyStar, 80% Usage | Electric, 80% Usage | 318 Rated kWh, 80% Usage | 400%+ | None | None | Single-Family Detached | Single-Family Detached | Single-Family Detached | 1000-1499 | 0-1499 | 1 | Electricity | 100% Conditioned | Heat Pump | None | Electricity ASHP | None | 180000-199999 | 100% Incandescent | Occupied | 1990s | Electricity | Yes | 0 | 419.6778 | 24.618 | 846.6823 | 2353.9468 | 107.8502 | 0 | 264.6432 | 799.791 | 3920.4117 | 0 | 0 | 1636.2158 | 160.896 | 0 | 1535.3993 | 21.9803 | 1273.9799 | 0 | 0 | 0 | 377.1825 | 434.0383 | 383.63 | 0 | 0 | 0 | 0 | 0 | 0 | 0 | 0 | 0 | 0 | 0 | 0 | 0 | 0 | 0 | 0 | 0 | 0 | 14560.65 | 14560.65 | 14560.65 | 14560.65 | 0 | 0 | 0 | 2551.5578 | 0 | 0 | 0 | 5740.3566 | 0 | 0 | 0 | 5030.89 | 0 | 0 | 0 | 6038.5927 | 0 | 0 | 0 | 2551.5578 | 5740.3566 | 5030.89 | 6038.5927
84821 | 242.131 | 1202 | 3 | Standard Efficiency | Electric, 120% Usage | EnergyStar, 120% Usage | Electric, 120% Usage | 318 Rated kWh, 120% Usage | 400%+ | None | 20 | Single-Family Attached | Single-Family Attached | Single-Family Attached | 1000-1499 | 0-1499 | 2 | Natural Gas | 60% Conditioned | Room AC | None | Natural Gas Fuel Wall/Floor Furnace | None | 100000-119999 | 100% CFL | Occupied | 1950s | Natural Gas | Yes | 67.9925 | 347.5823 | 20.2219 | 0 | 2378.2717 | 77.6638 | 319.7405 | 0 | 0 | 0 | 0 | 0 | 0 | 40.1507 | 0 | 486.2049 | 21.9803 | 3311.41 | 0 | 0 | 0 | 416.454 | 434.0383 | 0 | 0 | 0 | 0 | 0 | 0 | 0 | 0 | 57291.5843 | 0 | 4049.9491 | 0 | 0 | 0 | 0 | 0 | 0 | 0 | 0 | 69262.9513 | 69262.9513 | 7921.418 | 7921.418 | 0 | 61341.5334 | 0 | 1343.4267 | 0 | 13984.6097 | 0 | 2920.8827 | 0 | 13984.6097 | 0 | 2588.8957 | 0 | 13984.6097 | 0 | 3077.8642 | 0 | 13984.6097 | 0 | 15328.0365 | 16905.4924 | 16573.5054 | 17062.4739
84822 | 242.131 | 1202 | 3 | None | Gas, 80% Usage | EnergyStar, 80% Usage | Electric, 80% Usage | None | 400%+ | None | 144 | Single-Family Attached | Single-Family Attached | Single-Family Attached | 1000-1499 | 0-1499 | 2 | Natural Gas | None | None | None | Natural Gas Fuel Furnace | None | 200000+ | 100% CFL | Occupied | <1940 | Electricity | Yes | 0 | 49.529 | 32.2378 | 0 | 0 | 0 | 0 | 209.8389 | 0 | 0 | 0 | 0 | 2116.5593 | 40.1507 | 0 | 486.2049 | 21.9803 | 1155.5792 | 0 | 0 | 0 | 447.5195 | 480.0504 | 0 | 0 | 0 | 0 | 656.1861 | 2044.4638 | 0 | 0 | 9702.1178 | 0 | 0 | 0 | 0 | 0 | 0 | 0 | 0 | 0 | 0 | 17442.1247 | 17442.1247 | 5039.357 | 5039.357 | 0 | 12402.7677 | 0 | 817.6166 | 0 | 2827.5941 | 0 | 1857.9112 | 0 | 2827.5941 | 0 | 1629.5551 | 0 | 2827.5941 | 0 | 1998.1746 | 0 | 2827.5941 | 0 | 3645.2107 | 4685.5053 | 4457.1492 | 4825.7688
84898 | 242.131 | 1220 | 2 | Standard Efficiency | Electric, 100% Usage | Standard, 100% Usage | Electric, 100% Usage | None | 400%+ | None | None | Single-Family Detached | Single-Family Detached | Single-Family Detached | 1000-1499 | 0-1499 | 1 | Electricity | 100% Conditioned | Heat Pump | None | Electricity ASHP | None | 80000-99999 | 100% CFL | Occupied | 1980s | Electricity | Yes | 67.9925 | 762.864 | 28.4279 | 615.7423 | 1889.4292 | 0 | 0 | 145.0702 | 393.3014 | 2481.1397 | 834.9595 | 824.9951 | 2295.9188 | 40.1507 | 0 | 491.1871 | 16.412 | 2233.2016 | 0 | 0 | 0 | 405.6104 | 817.9614 | 0 | 0 | 0 | 0 | 0 | 0 | 0 | 0 | 0 | 0 | 0 | 0 | 0 | 0 | 0 | 0 | 0 | 0 | 0 | 14344.3635 | 14344.3635 | 14344.3635 | 14344.3635 | 0 | 0 | 0 | 2509.6005 | 0 | 0 | 0 | 5580.3369 | 0 | 0 | 0 | 5091.939 | 0 | 0 | 0 | 6128.8263 | 0 | 0 | 0 | 2509.6005 | 5580.3369 | 5091.939 | 6128.8263
84944 | 242.131 | 1138 | 2 | Standard Efficiency | None | None | Electric, 120% Usage | 290 Rated kWh, 120% Usage | 300-400% | 13 | None | 10 to 19 Unit | Multifamily with 5+ units, 1-3 stories | Multi-Family with 5+ Units | 1000-1499 | 0-1499 | 2 | Electricity | 100% Conditioned | Central AC | None | Electricity Electric Furnace | None | 50000-59999 | 100% LED | Occupied | 1970s | Electricity | No | 67.9925 | 0 | 0 | 254.9718 | 1274.8592 | 99.3511 | 0 | 29.6002 | 0 | 2794.1396 | 0 | 0 | 3488.1319 | 26.0833 | 0 | 357.8398 | 16.412 | 3552.9006 | 0 | 0 | 0 | 467.4484 | 434.0383 | 0 | 0 | 0 | 0 | 0 | 0 | 0 | 0 | 0 | 0 | 0 | 0 | 0 | 0 | 0 | 0 | 0 | 0 | 0 | 12863.7685 | 12863.7685 | 12863.7685 | 12863.7685 | 0 | 0 | 0 | 2188.9914 | 0 | 0 | 0 | 4957.4167 | 0 | 0 | 0 | 4340.116 | 0 | 0 | 0 | 5273.4436 | 0 | 0 | 0 | 2188.9914 | 4957.4167 | 4340.116 | 5273.4436
85030 | 242.131 | 1202 | 2 | Standard Efficiency, No usage | Electric, 100% Usage | Standard, 100% Usage | Electric, 100% Usage | 318 Rated kWh, 100% Usage | 400%+ | None | 5 | Single-Family Attached | Single-Family Attached | Single-Family Attached | 1000-1499 | 0-1499 | 1 | Electricity | 100% Conditioned | Heat Pump | None | Electricity ASHP | None | 120000-139999 | 100% CFL | Vacant | 1970s | Electricity | No | 0 | 0 | 0 | 224.1994 | 864.8527 | 0 | 0 | 122.2106 | 231.2331 | 1528.3656 | 0 | 0 | 315.3445 | 0 | 0 | 0 | 16.412 | 0 | 0 | 0 | 0 | 0 | 480.0504 | 0 | 0 | 0 | 0 | 0 | 0 | 0 | 0 | 0 | 0 | 0 | 0 | 0 | 0 | 0 | 0 | 0 | 0 | 0 | 3782.6683 | 3782.6683 | 3782.6683 | 3782.6683 | 0 | 0 | 0 | 701.5024 | 0 | 0 | 0 | 1570.9764 | 0 | 0 | 0 | 1376.1099 | 0 | 0 | 0 | 1624.2136 | 0 | 0 | 0 | 701.5024 | 1570.9764 | 1376.1099 | 1624.2136
85090 | 242.131 | 1690 | 3 | None | Electric, 100% Usage | EnergyStar, 100% Usage | Electric, 100% Usage | None | 400%+ | None | None | Single-Family Detached | Single-Family Detached | Single-Family Detached | 1500-1999 | 1500-2499 | 1 | Natural Gas | 100% Conditioned | Central AC | None | Natural Gas Fuel Boiler | None | 80000-99999 | 100% CFL | Occupied | 1960s | Natural Gas | Yes | 0 | 524.5972 | 30.7725 | 1103.9987 | 4137.8704 | 0 | 319.7405 | 81.1807 | 0 | 0 | 0 | 0 | 0 | 46.0122 | 24.911 | 620.1384 | 21.9803 | 2697.4261 | 0 | 0 | 0 | 471.2583 | 434.0383 | 0 | 0 | 0 | 0 | 0 | 0 | 0 | 0 | 21238.8604 | 0 | 4682.3965 | 0 | 0 | 0 | 0 | 0 | 0 | 0 | 0 | 36435.1816 | 36435.1816 | 10513.9246 | 10513.9246 | 0 | 25921.2569 | 0 | 1782.2502 | 0 | 5909.5016 | 0 | 3802.4281 | 0 | 5909.5016 | 0 | 3382.8851 | 0 | 5909.5016 | 0 | 3995.4906 | 0 | 5909.5016 | 0 | 7691.7518 | 9711.9297 | 9292.3867 | 9904.9923
85177 | 242.131 | 2176 | 3 | Standard Efficiency | Electric, 100% Usage | EnergyStar, 100% Usage | Electric, 100% Usage | 318 Rated kWh, 100% Usage | 400%+ | None | None | Single-Family Detached | Single-Family Detached | Single-Family Detached | 2000-2499 | 1500-2499 | 1 | Electricity | 100% Conditioned | Central AC | None | Electricity Electric Furnace | None | 100000-119999 | 100% Incandescent | Occupied | 1980s | Electricity | Yes | 67.9925 | 400.042 | 23.4457 | 398.8697 | 3564.6234 | 97.5927 | 0 | 484.4465 | 0 | 20726.8653 | 0 | 0 | 2228.8055 | 208.6666 | 99.9372 | 2355.9983 | 21.9803 | 2537.1163 | 0 | 0 | 0 | 405.6104 | 434.0383 | 0 | 0 | 0 | 0 | 0 | 0 | 0 | 0 | 0 | 0 | 0 | 0 | 0 | 0 | 0 | 0 | 0 | 0 | 0 | 34056.0306 | 34056.0306 | 34056.0306 | 34056.0306 | 0 | 0 | 0 | 6009.2847 | 0 | 0 | 0 | 13948.4993 | 0 | 0 | 0 | 12139.7071 | 0 | 0 | 0 | 14658.404 | 0 | 0 | 0 | 6009.2847 | 13948.4993 | 12139.7071 | 14658.404
85210 | 242.131 | 13414 | 4 | Standard Efficiency | Gas, 100% Usage | EnergyStar, 100% Usage | Electric, 100% Usage | 318 Rated kWh, 100% Usage | 400%+ | None | 20 | Single-Family Attached | Single-Family Attached | Single-Family Attached | 4000+ | 4000+ | 3 | Natural Gas | 100% Conditioned | Central AC | None | Natural Gas Fuel Furnace | None | 200000+ | 100% Incandescent | Occupied | 1970s | Natural Gas | Yes | 67.9925 | 33.117 | 21.6873 | 978.5643 | 8727.3634 | 88.5075 | 319.7405 | 1218.2964 | 0 | 0 | 0 | 0 | 0 | 770.7769 | 0 | 12002.4326 | 21.9803 | 3662.5092 | 0 | 0 | 0 | 389.4915 | 434.0383 | 0 | 0 | 0 | 0 | 439.3135 | 0 | 0 | 0 | 56348.7746 | 0 | 2940.382 | 0 | 0 | 0 | 0 | 0 | 0 | 0 | 0 | 88464.6748 | 88464.6748 | 28736.4976 | 28736.4976 | 0 | 59728.4702 | 0 | 4860.1874 | 0 | 13616.8502 | 0 | 10503.0171 | 0 | 13616.8502 | 0 | 9286.0265 | 0 | 13616.8502 | 0 | 11237.7405 | 0 | 13616.8502 | 0 | 18477.0376 | 24119.8673 | 22902.8767 | 24854.5907
85217 | 242.131 | 1138 | 2 | Standard Efficiency | Electric, 100% Usage | EnergyStar, 100% Usage | Electric, 100% Usage | None | 200-300% | 12 | None | 10 to 19 Unit | Multifamily with 5+ units, 1-3 stories | Multi-Family with 5+ Units | 1000-1499 | 0-1499 | 2 | Electricity | 100% Conditioned | Central AC | None | Electricity Electric Furnace | None | 25000-29999 | 100% Incandescent | Occupied | 1970s | Electricity | Yes | 67.9925 | 289.8473 | 16.9981 | 396.8182 | 3556.7105 | 0 | 0 | 178.4803 | 0 | 7663.5154 | 0 | 0 | 1271.0492 | 156.793 | 0 | 1465.0623 | 16.412 | 1581.4115 | 0 | 0 | 0 | 346.9961 | 400.042 | 0 | 0 | 0 | 0 | 0 | 0 | 0 | 0 | 0 | 0 | 0 | 0 | 0 | 0 | 0 | 0 | 0 | 0 | 0 | 17408.1285 | 17408.1285 | 17408.1285 | 17408.1285 | 0 | 0 | 0 | 3135.9018 | 0 | 0 | 0 | 7113.4143 | 0 | 0 | 0 | 6216.3855 | 0 | 0 | 0 | 7431.0278 | 0 | 0 | 0 | 3135.9018 | 7113.4143 | 6216.3855 | 7431.0278
85239 | 242.131 | 1690 | 5 | Standard Efficiency | Electric, 100% Usage | Standard, 100% Usage | Electric, 100% Usage | 318 Rated kWh, 100% Usage | 200-300% | None | None | Single-Family Detached | Single-Family Detached | Single-Family Detached | 1500-1999 | 1500-2499 | 3 | Electricity | 80% Conditioned | Room AC | None | Electricity Baseboard | None | 100000-119999 | 100% CFL | Occupied | 2000s | Natural Gas | Yes | 67.9925 | 1708.3113 | 64.1826 | 0 | 2326.3982 | 246.1797 | 0 | 0 | 0 | 6768.7694 | 0 | 0 | 0 | 46.0122 | 24.911 | 620.1384 | 27.2556 | 3641.7011 | 0 | 0 | 0 | 669.0813 | 434.0383 | 0 | 0 | 0 | 0 | 0 | 0 | 0 | 0 | 0 | 0 | 7673.1868 | 0 | 0 | 0 | 0 | 0 | 0 | 0 | 0 | 24318.7443 | 24318.7443 | 16645.5576 | 16645.5576 | 0 | 7673.1868 | 0 | 2918.8733 | 0 | 1749.3497 | 0 | 6668.9468 | 0 | 1749.3497 | 0 | 5825.1507 | 0 | 1749.3497 | 0 | 6996.6423 | 0 | 1749.3497 | 0 | 4668.223 | 8418.2965 | 7574.5004 | 8745.9921
85424 | 242.131 | 2152 | 3 | Standard Efficiency | Electric, 120% Usage | EnergyStar, 120% Usage | Electric, 120% Usage | 318 Rated kWh, 120% Usage | 400%+ | None | 5 | Single-Family Attached | Single-Family Attached | Single-Family Attached | 2000-2499 | 1500-2499 | 2 | Natural Gas | 40% Conditioned | Room AC | None | Natural Gas Fuel Wall/Floor Furnace | None | 200000+ | 100% CFL | Occupied | 2010s | Natural Gas | Yes | 67.9925 | 540.13 | 31.6517 | 0 | 758.761 | 135.1058 | 0 | 0 | 0 | 0 | 0 | 0 | 0 | 51.8736 | 0 | 747.0382 | 21.9803 | 4127.6129 | 0 | 0 | 0 | 518.4427 | 434.0383 | 0 | 0 | 0 | 0 | 0 | 0 | 0 | 0 | 13466.3226 | 0 | 7093.4922 | 0 | 0 | 0 | 0 | 0 | 0 | 0 | 0 | 27994.1486 | 27994.1486 | 7434.3338 | 7434.3338 | 0 | 20559.8148 | 0 | 1254.3779 | 0 | 4687.1963 | 0 | 2801.005 | 0 | 4687.1963 | 0 | 2571.0505 | 0 | 4687.1963 | 0 | 3083.4955 | 0 | 4687.1963 | 0 | 5941.5742 | 7488.2013 | 7258.2468 | 7770.6918
85449 | 242.131 | 1690 | 4 | Standard Efficiency | Electric, 80% Usage | EnergyStar, 80% Usage | Electric, 80% Usage | 318 Rated kWh, 80% Usage | 400%+ | None | None | Single-Family Detached | Single-Family Detached | Single-Family Detached | 1500-1999 | 1500-2499 | 1 | Fuel Oil | 100% Conditioned | Central AC | None | Fuel Oil Fuel Furnace | None | 200000+ | 100% Incandescent | Occupied | 1980s | Electricity | Yes | 67.9925 | 618.673 | 36.0477 | 872.7656 | 2642.9149 | 167.0505 | 0 | 232.9915 | 0 | 0 | 0 | 0 | 2579.9046 | 184.6348 | 99.9372 | 1938.9582 | 21.9803 | 1663.4714 | 0 | 0 | 0 | 482.6881 | 434.0383 | 520.7873 | 0 | 16798.8337 | 0 | 0 | 0 | 0 | 0 | 0 | 0 | 0 | 0 | 0 | 0 | 0 | 0 | 0 | 0 | 0 | 29363.0836 | 29363.0836 | 12564.2498 | 12564.2498 | 16798.8337 | 0 | 0 | 2141.6536 | 5093.3465 | 0 | 0 | 4663.9774 | 5093.3465 | 0 | 0 | 4122.1068 | 5093.3465 | 0 | 0 | 4950.0041 | 5093.3465 | 0 | 0 | 7235.0002 | 9757.3239 | 9215.4534 | 10043.3506
85457 | 242.131 | 1690 | 3 | None | Electric, 120% Usage | EnergyStar, 120% Usage | Gas, 120% Usage | None | 400%+ | None | None | Single-Family Detached | Single-Family Detached | Single-Family Detached | 1500-1999 | 1500-2499 | 1 | Natural Gas | 100% Conditioned | Central AC | None | Natural Gas Fuel Furnace | None | 80000-99999 | 100% Incandescent | Occupied | 1950s | Natural Gas | Yes | 0 | 330.8772 | 19.3427 | 584.3837 | 2364.4974 | 0 | 319.7405 | 218.9241 | 0 | 0 | 0 | 0 | 0 | 184.6348 | 0 | 1938.9582 | 21.9803 | 4135.8189 | 0 | 0 | 0 | 27.8418 | 434.0383 | 0 | 0 | 0 | 0 | 0 | 0 | 0 | 0 | 13383.9696 | 0 | 3637.5981 | 0 | 0 | 815.6168 | 0 | 0 | 0 | 0 | 0 | 28417.9294 | 28417.9294 | 10580.7448 | 10580.7448 | 0 | 17837.1845 | 0 | 1821.9985 | 0 | 4066.5114 | 0 | 3949.6928 | 0 | 4066.5114 | 0 | 3493.3752 | 0 | 4066.5114 | 0 | 4182.1407 | 0 | 4066.5114 | 0 | 5888.5098 | 8016.2041 | 7559.8866 | 8248.6521
85515 | 242.131 | 13414 | 3 | None | None | None | Gas, 100% Usage | None | 400%+ | None | 8 | Single-Family Attached | Single-Family Attached | Single-Family Attached | 4000+ | 4000+ | 3 | Natural Gas | 40% Conditioned | Room AC | None | Natural Gas Fuel Boiler | None | 80000-99999 | 100% LED | Vacant | <1940 | Natural Gas | Yes | 0 | 0 | 0 | 0 | 3384.6778 | 0 | 0 | 37.22 | 0 | 0 | 0 | 0 | 0 | 0 | 0 | 0 | 21.9803 | 0 | 0 | 0 | 0 | 0 | 480.0504 | 0 | 0 | 0 | 0 | 0 | 0 | 0 | 0 | 39527.3744 | 0 | 1526.6072 | 0 | 0 | 0 | 0 | 0 | 0 | 0 | 0 | 44977.6171 | 44977.6171 | 3923.6355 | 3923.6355 | 0 | 41053.6886 | 0 | 632.8158 | 0 | 9359.4268 | 0 | 1296.8088 | 0 | 9359.4268 | 0 | 1174.4931 | 0 | 9359.4268 | 0 | 1338.9003 | 0 | 9359.4268 | 0 | 9992.2426 | 10656.2356 | 10533.9199 | 10698.3271
85540 | 242.131 | 1220 | 3 | Standard Efficiency | Electric, 100% Usage | EnergyStar, 100% Usage | Electric, 100% Usage | None | 300-400% | None | None | Single-Family Detached | Single-Family Detached | Single-Family Detached | 1000-1499 | 0-1499 | 1 | Fuel Oil | 100% Conditioned | Central AC | None | Fuel Oil Fuel Boiler | None | 60000-69999 | 100% LED | Occupied | 1960s | Electricity | Yes | 67.9925 | 524.5972 | 30.7725 | 986.7703 | 3221.4372 | 0 | 319.7405 | 162.6544 | 0 | 0 | 0 | 0 | 2900.5244 | 26.9625 | 0 | 375.131 | 21.9803 | 2547.9599 | 0 | 0 | 0 | 471.2583 | 434.0383 | 0 | 0 | 13648.9059 | 0 | 0 | 0 | 0 | 0 | 0 | 0 | 0 | 0 | 0 | 0 | 0 | 0 | 0 | 0 | 0 | 25740.4321 | 25740.4321 | 12091.5262 | 12091.5262 | 13648.9059 | 0 | 0 | 2039.8702 | 4138.3205 | 0 | 0 | 4412.4209 | 4138.3205 | 0 | 0 | 3908.7801 | 4138.3205 | 0 | 0 | 4682.9856 | 4138.3205 | 0 | 0 | 6178.1907 | 8550.7414 | 8047.1006 | 8821.3061
85542 | 242.131 | 1220 | 4 | Standard Efficiency | Gas, 100% Usage | EnergyStar, 100% Usage | Gas, 100% Usage | 318 Rated kWh, 100% Usage | 400%+ | None | None | Single-Family Detached | Single-Family Detached | Single-Family Detached | 1000-1499 | 0-1499 | 1 | Natural Gas | 40% Conditioned | Room AC | None | Natural Gas Fuel Boiler | None | 100000-119999 | 100% Incandescent | Occupied | 1960s | Natural Gas | Yes | 67.9925 | 35.7547 | 23.4457 | 0 | 1272.5146 | 97.5927 | 319.7405 | 133.0543 | 0 | 0 | 0 | 0 | 0 | 160.896 | 0 | 1535.3993 | 21.9803 | 2233.2016 | 0 | 0 | 0 | 27.8418 | 480.0504 | 0 | 0 | 0 | 0 | 475.0682 | 0 | 0 | 0 | 32846.2332 | 0 | 3834.5419 | 0 | 0 | 813.5653 | 0 | 0 | 0 | 0 | 0 | 44378.8729 | 44378.8729 | 6409.4643 | 6409.4643 | 0 | 37969.4086 | 0 | 1107.0765 | 0 | 8656.2321 | 0 | 2422.1098 | 0 | 8656.2321 | 0 | 2136.9798 | 0 | 8656.2321 | 0 | 2566.2202 | 0 | 8656.2321 | 0 | 9763.3086 | 11078.3418 | 10793.2118 | 11222.4522
85544 | 242.131 | 2176 | 4 | Standard Efficiency | None | EnergyStar, 100% Usage | Electric, 100% Usage | None | 400%+ | None | None | Single-Family Detached | Single-Family Detached | Single-Family Detached | 2000-2499 | 1500-2499 | 1 | Natural Gas | 80% Conditioned | Central AC | None | Natural Gas Fuel Furnace | None | 140000-159999 | 100% Incandescent | Occupied | 1990s | Natural Gas | Yes | 67.9925 | 0 | 30.7725 | 575.8847 | 4003.937 | 0 | 0 | 605.1918 | 0 | 0 | 0 | 0 | 0 | 208.6666 | 99.9372 | 2355.9983 | 21.9803 | 2851.8746 | 0 | 0 | 0 | 471.2583 | 914.0887 | 0 | 0 | 0 | 0 | 0 | 0 | 0 | 0 | 25551.1082 | 0 | 4830.9835 | 0 | 0 | 0 | 0 | 0 | 0 | 0 | 0 | 42590.2602 | 42590.2602 | 12208.1685 | 12208.1685 | 0 | 30382.0917 | 0 | 2080.5919 | 0 | 6926.517 | 0 | 4503.92 | 0 | 6926.517 | 0 | 3989.608 | 0 | 6926.517 | 0 | 4748.2743 | 0 | 6926.517 | 0 | 9007.1089 | 11430.437 | 10916.1249 | 11674.7913
85586 | 242.131 | 3301 | 5 | None | Electric, 120% Usage | EnergyStar, 120% Usage | Electric, 120% Usage | 318 Rated kWh, 120% Usage | 400%+ | None | None | Single-Family Detached | Single-Family Detached | Single-Family Detached | 3000-3999 | 2500-3999 | 2 | Natural Gas | 100% Conditioned | Central AC | None | Natural Gas Fuel Furnace | None | 140000-159999 | 100% CFL | Vacant | 2000s | Natural Gas | Yes | 0 | 0 | 0 | 741.1767 | 4321.626 | 0 | 319.7405 | 356.9606 | 0 | 0 | 0 | 0 | 0 | 0 | 0 | 0 | 27.2556 | 0 | 0 | 0 | 0 | 0 | 868.0765 | 0 | 0 | 0 | 0 | 0 | 0 | 0 | 0 | 14263.4759 | 0 | 1609.2532 | 0 | 0 | 0 | 0 | 0 | 0 | 0 | 0 | 22507.5651 | 22507.5651 | 6634.836 | 6634.836 | 0 | 15872.7292 | 0 | 1134.6545 | 0 | 3618.6529 | 0 | 2356.5834 | 0 | 3618.6529 | 0 | 2111.5841 | 0 | 3618.6529 | 0 | 2448.556 | 0 | 3618.6529 | 0 | 4753.3074 | 5975.2362 | 5730.2369 | 6067.2089
85646 | 242.131 | 3301 | 5 | Standard Efficiency | Electric, 100% Usage | EnergyStar, 100% Usage | Electric, 100% Usage | 290 Rated kWh, 100% Usage | 400%+ | None | None | Single-Family Detached | Single-Family Detached | Single-Family Detached | 3000-3999 | 2500-3999 | 3 | Electricity | 40% Conditioned | Room AC | None | Electricity Baseboard | None | 120000-139999 | 100% Incandescent | Occupied | 1950s | Electricity | Yes | 67.9925 | 648.8593 | 37.8062 | 0 | 3757.4642 | 160.6029 | 0 | 0 | 0 | 45817.2657 | 0 | 0 | 3869.4173 | 264.9362 | 99.9372 | 3321.6675 | 27.2556 | 3524.4727 | 0 | 0 | 0 | 537.1993 | 868.0765 | 0 | 0 | 0 | 0 | 0 | 0 | 0 | 0 | 0 | 0 | 0 | 0 | 0 | 0 | 0 | 0 | 0 | 0 | 0 | 63003.5394 | 63003.5394 | 63003.5394 | 63003.5394 | 0 | 0 | 0 | 11244.6415 | 0 | 0 | 0 | 26182.364 | 0 | 0 | 0 | 22738.0934 | 0 | 0 | 0 | 27668.3993 | 0 | 0 | 0 | 11244.6415 | 26182.364 | 22738.0934 | 27668.3993
85680 | 242.131 | 1690 | 3 | Standard Efficiency | Electric, 120% Usage | EnergyStar, 120% Usage | Gas, 120% Usage | None | 400%+ | None | None | Single-Family Detached | Single-Family Detached | Single-Family Detached | 1500-1999 | 1500-2499 | 2 | Natural Gas | 100% Conditioned | Central AC | None | Natural Gas Fuel Furnace | None | 70000-79999 | 100% Incandescent | Occupied | 1970s | Natural Gas | Yes | 67.9925 | 480.0504 | 28.1348 | 385.3885 | 2812.8961 | 0 | 0 | 760.5194 | 0 | 0 | 0 | 0 | 0 | 184.6348 | 0 | 1938.9582 | 21.9803 | 4765.3356 | 0 | 0 | 0 | 33.4101 | 434.0383 | 0 | 0 | 0 | 0 | 0 | 0 | 0 | 0 | 30381.5055 | 0 | 6039.6086 | 0 | 0 | 976.2197 | 0 | 0 | 0 | 0 | 0 | 49310.0867 | 49310.0867 | 11912.7529 | 11912.7529 | 0 | 37397.3339 | 0 | 2065.28 | 0 | 8525.7898 | 0 | 4513.0722 | 0 | 8525.7898 | 0 | 3986.123 | 0 | 8525.7898 | 0 | 4766.7823 | 0 | 8525.7898 | 0 | 10591.0698 | 13038.8619 | 12511.9128 | 13292.572
85776 | 242.131 | 866 | 1 | Standard Efficiency | Electric, 100% Usage | Standard, 100% Usage | Electric, 100% Usage | None | 400%+ | None | 6 | Single-Family Attached | Single-Family Attached | Single-Family Attached | 750-999 | 0-1499 | 1 | Electricity | 100% Conditioned | Central AC | None | Electricity Electric Furnace | None | 70000-79999 | 100% CFL | Occupied | 1970s | Electricity | Yes | 67.9925 | 552.439 | 20.808 | 256.7303 | 1851.3299 | 0 | 0 | 192.5477 | 0 | 8152.651 | 0 | 0 | 1494.9555 | 35.7547 | 0 | 393.8875 | 16.412 | 1603.978 | 0 | 0 | 0 | 346.9961 | 1206.8667 | 0 | 0 | 0 | 0 | 0 | 0 | 0 | 0 | 0 | 0 | 0 | 0 | 0 | 0 | 0 | 0 | 0 | 0 | 0 | 16193.3489 | 16193.3489 | 16193.3489 | 16193.3489 | 0 | 0 | 0 | 2775.8315 | 0 | 0 | 0 | 6418.2386 | 0 | 0 | 0 | 5596.2585 | 0 | 0 | 0 | 6773.6064 | 0 | 0 | 0 | 2775.8315 | 6418.2386 | 5596.2585 | 6773.6064
85798 | 242.131 | 866 | 2 | Standard Efficiency | None | Standard, 100% Usage | Electric, 100% Usage | None | 100-150% | None | 8 | Single-Family Attached | Single-Family Attached | Single-Family Attached | 750-999 | 0-1499 | 1 | Fuel Oil | 100% Conditioned | Central AC | None | Fuel Oil Fuel Furnace | None | 20000-24999 | 100% LED | Occupied | 1940s | Electricity | Yes | 67.9925 | 0 | 26.3764 | 644.4633 | 2427.5077 | 0 | 319.7405 | 428.1768 | 0 | 0 | 0 | 0 | 2061.755 | 23.7388 | 0 | 300.984 | 16.412 | 1735.2738 | 0 | 0 | 0 | 389.4915 | 434.0383 | 0 | 0 | 18071.3483 | 0 | 0 | 0 | 0 | 0 | 0 | 0 | 0 | 0 | 0 | 0 | 0 | 0 | 0 | 0 | 0 | 26947.0057 | 26947.0057 | 8875.6574 | 8875.6574 | 18071.3483 | 0 | 0 | 1499.3274 | 5479.1981 | 0 | 0 | 3249.7095 | 5479.1981 | 0 | 0 | 2874.9329 | 5479.1981 | 0 | 0 | 3462.0243 | 5479.1981 | 0 | 0 | 6978.5254 | 8728.9075 | 8354.1309 | 8941.2223
85878 | 242.131 | 2176 | 4 | Standard Efficiency | Electric, 100% Usage | EnergyStar, 100% Usage | Electric, 100% Usage | 290 Rated kWh, 100% Usage | 300-400% | None | None | Single-Family Detached | Single-Family Detached | Single-Family Detached | 2000-2499 | 1500-2499 | 1 | Fuel Oil | 20% Conditioned | Room AC | None | Fuel Oil Fuel Boiler | None | 40000-44999 | 100% Incandescent | Occupied | 2000s | Natural Gas | Yes | 67.9925 | 275.7799 | 16.1189 | 0 | 383.337 | 56.5627 | 0 | 135.985 | 0 | 0 | 0 | 0 | 0 | 208.6666 | 99.9372 | 2355.9983 | 21.9803 | 2222.3579 | 0 | 0 | 0 | 339.6694 | 434.0383 | 0 | 0 | 9910.4913 | 0 | 0 | 0 | 0 | 0 | 0 | 0 | 2532.7202 | 0 | 0 | 0 | 0 | 0 | 0 | 0 | 0 | 19061.9285 | 19061.9285 | 6618.717 | 6618.717 | 9910.4913 | 2532.7202 | 0 | 1115.9452 | 3004.8308 | 577.4176 | 0 | 2488.8514 | 3004.8308 | 577.4176 | 0 | 2186.9956 | 3004.8308 | 577.4176 | 0 | 2663.972 | 3004.8308 | 577.4176 | 0 | 4698.1936 | 6071.0998 | 5769.2441 | 6246.2205
85879 | 242.131 | 1202 | 2 | Standard Efficiency | Electric, 100% Usage | EnergyStar, 100% Usage | Gas, 100% Usage | 290 Rated kWh, 100% Usage | 400%+ | None | 8 | Single-Family Attached | Single-Family Attached | Single-Family Attached | 1000-1499 | 0-1499 | 1 | Electricity | 100% Conditioned | Central AC | None | Electricity Electric Furnace | None | 80000-99999 | 100% LED | Occupied | 1990s | Electricity | Yes | 81.7668 | 289.8473 | 16.9981 | 440.7789 | 2666.3606 | 60.3726 | 0 | 230.0608 | 0 | 11844.4673 | 0 | 0 | 1266.6532 | 26.6695 | 0 | 371.321 | 16.412 | 1655.5585 | 0 | 0 | 0 | 23.7388 | 727.1093 | 0 | 0 | 0 | 0 | 0 | 0 | 0 | 0 | 0 | 0 | 0 | 0 | 0 | 694.8715 | 0 | 0 | 0 | 0 | 0 | 20412.4 | 20412.4 | 19717.8216 | 19717.8216 | 0 | 694.8715 | 0 | 3444.6626 | 0 | 158.3963 | 0 | 7990.3952 | 0 | 158.3963 | 0 | 6952.3858 | 0 | 158.3963 | 0 | 8397.8686 | 0 | 158.3963 | 0 | 3603.0588 | 8148.7915 | 7110.7821 | 8556.2648
85880 | 242.131 | 617 | 2 | Standard Efficiency | None | None | Electric, 100% Usage | 318 Rated kWh, 100% Usage | 400%+ | 13 | None | 10 to 19 Unit | Multifamily with 5+ units, 1-3 stories | Multi-Family with 5+ Units | 500-749 | 0-1499 | 1 | Natural Gas | 40% Conditioned | Room AC | None | Natural Gas Fuel Furnace | None | 80000-99999 | 100% Incandescent | Occupied | 1960s | Natural Gas | No | 67.9925 | 0 | 0 | 0 | 413.8164 | 88.5075 | 0 | 23.4457 | 0 | 0 | 0 | 0 | 0 | 130.7097 | 0 | 1017.8358 | 16.412 | 1566.4649 | 0 | 0 | 0 | 389.4915 | 434.0383 | 0 | 0 | 0 | 0 | 0 | 0 | 0 | 0 | 945.1542 | 0 | 3641.9942 | 0 | 0 | 0 | 0 | 0 | 0 | 0 | 0 | 8736.1555 | 8736.1555 | 4149.0071 | 4149.0071 | 0 | 4587.1484 | 0 | 689.5089 | 0 | 1045.7459 | 0 | 1547.8363 | 0 | 1045.7459 | 0 | 1363.9187 | 0 | 1045.7459 | 0 | 1637.9298 | 0 | 1045.7459 | 0 | 1735.2548 | 2593.5822 | 2409.6646 | 2683.6756
85917 | 242.131 | 1220 | 3 | Standard Efficiency | Electric, 100% Usage | EnergyStar, 100% Usage | Electric, 100% Usage | 318 Rated kWh, 100% Usage | 400%+ | None | None | Single-Family Detached | Single-Family Detached | Single-Family Detached | 1000-1499 | 0-1499 | 1 | Electricity | 100% Conditioned | Central AC | None | Electricity Baseboard | None | 80000-99999 | 100% CFL | Occupied | 1950s | Electricity | Yes | 67.9925 | 400.042 | 23.4457 | 658.8238 | 2960.6039 | 97.5927 | 0 | 0 | 0 | 16799.7129 | 0 | 0 | 2093.4067 | 40.1507 | 24.911 | 491.1871 | 21.9803 | 2233.2016 | 0 | 0 | 0 | 405.6104 | 1756.0819 | 0 | 0 | 0 | 0 | 0 | 0 | 0 | 0 | 0 | 0 | 0 | 0 | 0 | 0 | 0 | 0 | 0 | 0 | 0 | 28075.0362 | 28075.0362 | 28075.0362 | 28075.0362 | 0 | 0 | 0 | 4975.7241 | 0 | 0 | 0 | 11451.2682 | 0 | 0 | 0 | 9979.6005 | 0 | 0 | 0 | 12055.4469 | 0 | 0 | 0 | 4975.7241 | 11451.2682 | 9979.6005 | 12055.4469
85920 | 242.131 | 2176 | 3 | Standard Efficiency | Electric, 80% Usage | EnergyStar, 80% Usage | Gas, 80% Usage | None | 400%+ | None | None | Single-Family Detached | Single-Family Detached | Single-Family Detached | 2000-2499 | 1500-2499 | 2 | Natural Gas | 60% Conditioned | Room AC | None | Natural Gas Fuel Boiler | None | 100000-119999 | 100% CFL | Occupied | 1960s | Natural Gas | Yes | 67.9925 | 220.6825 | 12.8951 | 0 | 1841.9517 | 0 | 0 | 46.3052 | 0 | 0 | 0 | 0 | 0 | 52.1667 | 0 | 753.7788 | 21.9803 | 1111.3255 | 0 | 0 | 0 | 18.4635 | 434.0383 | 0 | 0 | 0 | 0 | 0 | 0 | 0 | 0 | 12404.8192 | 0 | 2126.2306 | 0 | 0 | 543.9399 | 0 | 0 | 0 | 0 | 0 | 19655.9836 | 19655.9836 | 4581.287 | 4581.287 | 0 | 15074.6966 | 0 | 806.9245 | 0 | 3436.7388 | 0 | 1739.866 | 0 | 3436.7388 | 0 | 1543.5576 | 0 | 3436.7388 | 0 | 1803.0124 | 0 | 3436.7388 | 0 | 4243.6632 | 5176.6048 | 4980.2964 | 5239.7512
85987 | 242.131 | 2152 | 3 | Standard Efficiency | Electric, 120% Usage | Standard, 120% Usage | Electric, 120% Usage | None | 400%+ | None | 8 | Single-Family Attached | Single-Family Attached | Single-Family Attached | 2000-2499 | 1500-2499 | 1 | Electricity | 100% Conditioned | Heat Pump | None | Electricity ASHP | None | 180000-199999 | 100% CFL | Occupied | 1970s | Electricity | Yes | 67.9925 | 1029.8517 | 38.6854 | 977.9782 | 4304.0417 | 0 | 0 | 966.2553 | 1743.1867 | 9291.8183 | 0 | 0 | 4474.9022 | 51.8736 | 0 | 747.0382 | 21.9803 | 4127.6129 | 0 | 2256.6472 | 0 | 518.4427 | 434.0383 | 0 | 0 | 0 | 0 | 0 | 0 | 0 | 0 | 0 | 0 | 0 | 0 | 0 | 0 | 0 | 0 | 0 | 0 | 0 | 31051.7591 | 31051.7591 | 31051.7591 | 31051.7591 | 0 | 0 | 0 | 5368.8422 | 0 | 0 | 0 | 12261.3221 | 0 | 0 | 0 | 10720.8312 | 0 | 0 | 0 | 12880.3849 | 0 | 0 | 0 | 5368.8422 | 12261.3221 | 10720.8312 | 12880.3849
85996 | 242.131 | 1202 | 3 | Standard Efficiency | Electric, 100% Usage | Standard, 100% Usage | Electric, 100% Usage | None | 100-150% | None | 10 | Single-Family Attached | Single-Family Attached | Single-Family Attached | 1000-1499 | 0-1499 | 2 | Natural Gas | None | None | None | Natural Gas Fuel Furnace | None | 20000-24999 | 100% Incandescent | Occupied | <1940 | Natural Gas | Yes | 67.9925 | 705.129 | 26.3764 | 0 | 0 | 0 | 0 | 313.293 | 0 | 0 | 0 | 0 | 0 | 160.0168 | 0 | 1519.8666 | 21.9803 | 1786.8543 | 0 | 0 | 0 | 389.4915 | 868.0765 | 312.7068 | 0 | 0 | 0 | 0 | 0 | 0 | 0 | 13124.0156 | 0 | 3549.0907 | 0 | 0 | 0 | 0 | 0 | 0 | 0 | 0 | 22844.8899 | 22844.8899 | 6171.7837 | 6171.7837 | 0 | 16673.1062 | 0 | 1079.7667 | 0 | 3801.1331 | 0 | 2383.3018 | 0 | 3801.1331 | 0 | 2172.7315 | 0 | 3801.1331 | 0 | 2644.7084 | 0 | 3801.1331 | 0 | 4880.8997 | 6184.4349 | 5973.8646 | 6445.8415
86068 | 242.131 | 1220 | 3 | Standard Efficiency | Electric, 100% Usage | EnergyStar, 100% Usage | Gas, 100% Usage | None | 200-300% | None | None | Single-Family Detached | Single-Family Detached | Single-Family Detached | 1000-1499 | 0-1499 | 1 | Electricity | 40% Conditioned | Room AC | None | Electricity Baseboard | None | 70000-79999 | 100% CFL | Occupied | 1980s | Electricity | Yes | 67.9925 | 897.6767 | 52.4597 | 0 | 892.4014 | 0 | 319.7405 | 0 | 0 | 3990.4557 | 0 | 0 | 4845.9301 | 40.1507 | 0 | 491.1871 | 21.9803 | 3492.2349 | 0 | 0 | 0 | 46.0122 | 914.0887 | 0 | 0 | 0 | 0 | 0 | 0 | 0 | 0 | 0 | 0 | 0 | 0 | 0 | 1348.42 | 0 | 0 | 0 | 0 | 0 | 17420.4375 | 17420.4375 | 16072.0175 | 16072.0175 | 0 | 1348.42 | 0 | 2734.8204 | 0 | 307.4054 | 0 | 6262.094 | 0 | 307.4054 | 0 | 5472.8872 | 0 | 307.4054 | 0 | 6629.0261 | 0 | 307.4054 | 0 | 3042.2259 | 6569.4994 | 5780.2927 | 6936.4316
86078 | 242.131 | 2663 | 4 | None | Electric, 80% Usage | Standard, 80% Usage | Gas, 80% Usage | 318 Rated kWh, 80% Usage | 300-400% | None | None | Single-Family Detached | Single-Family Detached | Single-Family Detached | 2500-2999 | 2500-3999 | 2 | Natural Gas | 100% Conditioned | Central AC | None | Natural Gas Fuel Furnace | None | 100000-119999 | 100% Incandescent | Vacant | 1970s | Natural Gas | Yes | 0 | 0 | 0 | 696.6299 | 3271.8454 | 0 | 0 | 145.9494 | 0 | 0 | 0 | 0 | 0 | 0 | 0 | 0 | 21.9803 | 0 | 0 | 0 | 0 | 0 | 868.0765 | 0 | 0 | 0 | 0 | 0 | 0 | 0 | 0 | 12749.1777 | 0 | 1472.9752 | 0 | 0 | 0 | 0 | 0 | 0 | 0 | 0 | 19226.6345 | 19226.6345 | 5004.1885 | 5004.1885 | 0 | 14222.446 | 0 | 891.3063 | 0 | 3242.3976 | 0 | 1772.7528 | 0 | 3242.3976 | 0 | 1594.9006 | 0 | 3242.3976 | 0 | 1868.2662 | 0 | 3242.3976 | 0 | 4133.7038 | 5015.1504 | 4837.2982 | 5110.6638
86110 | 242.131 | 853 | 2 | Standard Efficiency | Electric, 80% Usage | Standard, 80% Usage | Electric, 80% Usage | None | 400%+ | 10 | None | 10 to 19 Unit | Multifamily with 5+ units, 1-3 stories | Multi-Family with 5+ Units | 750-999 | 0-1499 | 3 | Natural Gas | 100% Conditioned | Central AC | Heating and Cooling | Natural Gas Shared Heating | Fan Coil Heating and Cooling, Natural Gas | 120000-139999 | 100% Incandescent | Occupied | 1960s | Electricity | No | 67.9925 | 686.6655 | 25.7903 | 19.9288 | 1682.8141 | 0 | 319.7405 | 180.8249 | 0 | 0 | 0 | 0 | 1517.2289 | 142.7256 | 0 | 1220.3479 | 16.412 | 928.4491 | 0 | 0 | 0 | 345.5308 | 480.0504 | 0 | 0 | 0 | 0 | 0 | 0 | 0 | 0 | 6374.0027 | 0 | 0 | 0 | 0 | 0 | 0 | 0 | 0 | 0 | 0 | 14008.211 | 14008.211 | 7634.5014 | 7634.5014 | 0 | 6374.0027 | 0 | 1277.9602 | 0 | 1453.1113 | 0 | 2787.2208 | 0 | 1453.1113 | 0 | 2462.5806 | 0 | 1453.1113 | 0 | 2983.8631 | 0 | 1453.1113 | 0 | 2731.0715 | 4240.3321 | 3915.6919 | 4436.9743
86161 | 242.131 | 1220 | 3 | Standard Efficiency | Electric, 120% Usage | Standard, 120% Usage | Electric, 120% Usage | None | 400%+ | None | None | Single-Family Detached | Single-Family Detached | Single-Family Detached | 1000-1499 | 0-1499 | 1 | Electricity | 20% Conditioned | Room AC | None | Electricity Baseboard | None | 80000-99999 | 100% Incandescent | Occupied | 1970s | Electricity | Yes | 67.9925 | 1199.833 | 44.8399 | 0 | 329.705 | 0 | 0 | 0 | 0 | 6704.8799 | 0 | 0 | 5840.0272 | 160.896 | 99.9372 | 1535.3993 | 21.9803 | 5095.9198 | 0 | 0 | 0 | 565.3341 | 434.0383 | 0 | 0 | 0 | 0 | 0 | 0 | 0 | 0 | 0 | 0 | 0 | 0 | 0 | 0 | 0 | 0 | 0 | 0 | 0 | 22101.0755 | 22101.0755 | 22101.0755 | 22101.0755 | 0 | 0 | 0 | 3869.5248 | 0 | 0 | 0 | 8649.5529 | 0 | 0 | 0 | 7832.6358 | 0 | 0 | 0 | 9556.5376 | 0 | 0 | 0 | 3869.5248 | 8649.5529 | 7832.6358 | 9556.5376
86197 | 242.131 | 2152 | 3 | Standard Efficiency | Electric, 100% Usage | EnergyStar, 100% Usage | Electric, 100% Usage | None | 400%+ | None | 8 | Single-Family Attached | Single-Family Attached | Single-Family Attached | 2000-2499 | 1500-2499 | 1 | Electricity | 100% Conditioned | Heat Pump | None | Electricity ASHP | None | 120000-139999 | 100% LED | Occupied | 1980s | Natural Gas | Yes | 67.9925 | 369.8557 | 21.6873 | 211.5973 | 915.8471 | 0 | 0 | 669.0813 | 7172.3283 | 7439.023 | 0 | 0 | 0 | 34.5824 | 0 | 570.6094 | 21.9803 | 1932.8037 | 0 | 0 | 0 | 389.4915 | 434.0383 | 0 | 0 | 0 | 0 | 0 | 0 | 0 | 0 | 0 | 0 | 3301.7387 | 0 | 0 | 0 | 0 | 0 | 0 | 0 | 0 | 23552.6565 | 23552.6565 | 20250.9179 | 20250.9179 | 0 | 3301.7387 | 0 | 3556.6132 | 0 | 752.742 | 0 | 8359.3223 | 0 | 752.742 | 0 | 7251.5032 | 0 | 752.742 | 0 | 8791.7233 | 0 | 752.742 | 0 | 4309.3552 | 9112.0643 | 8004.2452 | 9544.4652
86245 | 242.131 | 2663 | 4 | Standard Efficiency | Electric, 80% Usage | Standard, 80% Usage | Electric, 80% Usage | None | 400%+ | None | None | Single-Family Detached | Single-Family Detached | Single-Family Detached | 2500-2999 | 2500-3999 | 2 | Natural Gas | 100% Conditioned | Central AC | None | Natural Gas Fuel Furnace | None | 160000-179999 | 100% CFL | Occupied | 2010s | Natural Gas | Yes | 67.9925 | 989.701 | 36.927 | 1077.0362 | 4457.904 | 0 | 319.7405 | 622.776 | 0 | 0 | 0 | 0 | 0 | 58.3211 | 24.911 | 887.4192 | 21.9803 | 1660.8338 | 0 | 0 | -5063.975 | 429.9353 | 434.0383 | 0 | 0 | 0 | 0 | 0 | 0 | 0 | 0 | 28369.2796 | 0 | 3930.6692 | 0 | 0 | 0 | 0 | 0 | 0 | 0 | 0 | 38325.49 | 43389.465 | 6025.8343 | 11089.5162 | 0 | 32299.6557 | 0 | 1374.9183 | 0 | 7363.6666 | 0 | 2823.7304 | 0 | 7363.6666 | 0 | 2504.4817 | 0 | 7363.6666 | 0 | 2843.249 | 0 | 7363.6666 | 0 | 8738.5849 | 10187.3971 | 9868.1483 | 10206.9156
86306 | 242.131 | 2152 | 3 | Standard Efficiency | Electric, 100% Usage | Standard, 100% Usage | Electric, 100% Usage | 318 Rated kWh, 100% Usage | 400%+ | None | 5 | Single-Family Attached | Single-Family Attached | Single-Family Attached | 2000-2499 | 1500-2499 | 2 | Natural Gas | 100% Conditioned | Central AC | Heating and Cooling | Natural Gas Shared Heating | Fan Coil Heating and Cooling, Natural Gas | 100000-119999 | 100% CFL | Occupied | 1990s | Natural Gas | Yes | 67.9925 | 858.1121 | 32.2378 | 28.721 | 2370.6519 | 112.5393 | 0 | 259.0748 | 0 | 0 | 0 | 0 | 0 | 51.8736 | 0 | 747.0382 | 21.9803 | 2063.8065 | 0 | 0 | 0 | 431.9868 | 434.0383 | 0 | 0 | 0 | 0 | 0 | 0 | 0 | 0 | 8623.6162 | 0 | 4598.8712 | 0 | 0 | 0 | 0 | 0 | 0 | 0 | 0 | 20702.5404 | 20702.5404 | 7480.0529 | 7480.0529 | 0 | 13222.4875 | 0 | 1276.2098 | 0 | 3014.4502 | 0 | 2756.6296 | 0 | 3014.4502 | 0 | 2441.3099 | 0 | 3014.4502 | 0 | 2925.5547 | 0 | 3014.4502 | 0 | 4290.66 | 5771.0798 | 5455.76 | 5940.0048
86446 | 242.131 | 3301 | 4 | Standard Efficiency | Electric, 80% Usage | Standard, 80% Usage | Electric, 80% Usage | 290 Rated kWh, 80% Usage | 400%+ | None | None | Single-Family Detached | Single-Family Detached | Single-Family Detached | 3000-3999 | 2500-3999 | 2 | Propane | 100% Conditioned | Central AC | None | Propane Fuel Furnace | None | 200000+ | 100% Incandescent | Occupied | 2010s | Electricity | Yes | 67.9925 | 799.791 | 29.8932 | 899.4351 | 3854.1776 | 100.5234 | 319.7405 | 521.0804 | 0 | 0 | 0 | 0 | 1916.0987 | 264.9362 | 99.9372 | 3321.6675 | 21.9803 | 1604.8572 | 0 | 0 | 0 | 377.1825 | 434.0383 | 0 | 0 | 0 | 0 | 0 | 0 | 0 | 0 | 0 | 0 | 0 | 0 | 0 | 0 | 0 | 0 | 20890.9851 | 0 | 0 | 35524.9028 | 35524.9028 | 14633.9177 | 14633.9177 | 0 | 0 | 20890.9851 | 2537.11 | 0 | 0 | 5748.8996 | 5539.1906 | 0 | 0 | 5748.8996 | 4896.6503 | 0 | 0 | 5748.8996 | 5827.5212 | 0 | 0 | 5748.8996 | 8286.0095 | 11288.0902 | 10645.5498 | 11576.4207
86481 | 242.131 | 2152 | 2 | None | Electric, 100% Usage | Standard, 100% Usage | Electric, 100% Usage | None | 400%+ | None | 8 | Single-Family Attached | Single-Family Attached | Single-Family Attached | 2000-2499 | 1500-2499 | 2 | Natural Gas | 100% Conditioned | Central AC | None | Natural Gas Fuel Furnace | None | 200000+ | 100% CFL | Occupied | 1990s | Natural Gas | Yes | 0 | 552.439 | 20.808 | 300.3978 | 1828.7635 | 0 | 319.7405 | 213.6488 | 0 | 0 | 0 | 0 | 0 | 51.8736 | 0 | 747.0382 | 16.412 | 1801.5079 | 0 | 0 | 0 | 346.9961 | 434.0383 | 0 | 0 | 0 | 0 | 0 | 0 | 0 | 0 | 9807.9164 | 0 | 2915.7641 | 0 | 0 | 0 | 0 | 0 | 0 | 0 | 0 | 19357.3442 | 19357.3442 | 6633.6637 | 6633.6637 | 0 | 12723.6805 | 0 | 1113.6854 | 0 | 2900.7572 | 0 | 2491.0204 | 0 | 2900.7572 | 0 | 2303.1715 | 0 | 2900.7572 | 0 | 2711.2305 | 0 | 2900.7572 | 0 | 4014.4426 | 5391.7777 | 5203.9287 | 5611.9877
86549 | 242.131 | 3301 | 4 | Standard Efficiency | Electric, 100% Usage | Standard, 100% Usage | Gas, 100% Usage | 290 Rated kWh, 100% Usage | 400%+ | None | None | Single-Family Detached | Single-Family Detached | Single-Family Detached | 3000-3999 | 2500-3999 | 1 | Natural Gas | 100% Conditioned | Central AC | None | Natural Gas Fuel Furnace | None | 200000+ | 100% Incandescent | Occupied | 1990s | Natural Gas | Yes | 67.9925 | 762.864 | 28.4279 | 1551.8113 | 6273.4793 | 91.1451 | 0 | 660.5822 | 0 | 0 | 0 | 0 | 0 | 264.9362 | 99.9372 | 3321.6675 | 21.9803 | 2894.956 | 0 | 0 | 0 | 27.8418 | 834.0803 | 0 | 0 | 0 | 0 | 0 | 0 | 0 | 0 | 30679.5588 | 0 | 4154.5755 | 0 | 0 | 813.5653 | 0 | 0 | 0 | 0 | 0 | 52549.4013 | 52549.4013 | 16901.7017 | 16901.7017 | 0 | 35647.6996 | 0 | 2845.0189 | 0 | 8126.9605 | 0 | 6151.1729 | 0 | 8126.9605 | 0 | 5460.9414 | 0 | 8126.9605 | 0 | 6454.282 | 0 | 8126.9605 | 0 | 10971.9794 | 14278.1334 | 13587.9019 | 14581.2425
86597 | 242.131 | 2152 | 3 | None | Gas, 80% Usage | EnergyStar, 80% Usage | Gas, 80% Usage | 318 Rated kWh, 80% Usage | 400%+ | None | 6 | Single-Family Attached | Single-Family Attached | Single-Family Attached | 2000-2499 | 1500-2499 | 3 | Natural Gas | 100% Conditioned | Central AC | None | Natural Gas Fuel Furnace | None | 180000-199999 | 100% Incandescent | Vacant | 2000s | Natural Gas | Yes | 0 | 0 | 0 | 221.2687 | 912.9164 | 0 | 0 | 31.0655 | 0 | 0 | 0 | 0 | 0 | 0 | 0 | 0 | 21.9803 | 0 | 0 | 0 | 0 | 0 | 434.0383 | 0 | 0 | 0 | 0 | 0 | 0 | 0 | 0 | 4362.6559 | 0 | 1419.3432 | 0 | 0 | 0 | 0 | 0 | 0 | 0 | 0 | 7403.2683 | 7403.2683 | 1621.2692 | 1621.2692 | 0 | 5781.9991 | 0 | 298.9196 | 0 | 1318.1884 | 0 | 626.4387 | 0 | 1318.1884 | 0 | 559.0326 | 0 | 1318.1884 | 0 | 638.5188 | 0 | 1318.1884 | 0 | 1617.1081 | 1944.6271 | 1877.2211 | 1956.7072
86665 | 242.131 | 1220 | 3 | Standard Efficiency | Electric, 100% Usage | EnergyStar, 100% Usage | Propane, 100% Usage | 290 Rated kWh, 100% Usage | 300-400% | None | None | Single-Family Detached | Single-Family Detached | Single-Family Detached | 1000-1499 | 0-1499 | 1 | Electricity | 80% Conditioned | Central AC | None | Electricity Electric Furnace | None | 60000-69999 | 100% CFL | Occupied | 2000s | Electricity | Yes | 67.9925 | 400.042 | 23.4457 | 193.1338 | 1087.5867 | 91.1451 | 319.7405 | 81.1807 | 0 | 3993.9725 | 0 | 0 | 2208.5836 | 40.1507 | 0 | 491.1871 | 21.9803 | 2233.2016 | 0 | 0 | 0 | 27.8418 | 817.9614 | 0 | 0 | 0 | 0 | 0 | 0 | 0 | 0 | 0 | 0 | 0 | 0 | 0 | 0 | 0 | 0 | 0 | 0 | 813.5653 | 12912.4183 | 12912.4183 | 12098.853 | 12098.853 | 0 | 0 | 813.5653 | 2126.3802 | 0 | 0 | 223.8565 | 4843.1844 | 0 | 0 | 223.8565 | 4231.9002 | 0 | 0 | 223.8565 | 5104.2042 | 0 | 0 | 223.8565 | 2350.2367 | 5067.0409 | 4455.7567 | 5328.0606
86727 | 242.131 | 885 | 2 | None | Electric, 80% Usage | EnergyStar, 80% Usage | Electric, 80% Usage | 290 Rated kWh, 80% Usage | 400%+ | None | None | Single-Family Detached | Single-Family Detached | Single-Family Detached | 750-999 | 0-1499 | 2 | Propane | 40% Conditioned | Room AC | None | Propane Fuel Boiler | None | 80000-99999 | 100% CFL | Occupied | <1940 | Propane | Yes | 0 | 320.0336 | 18.7565 | 0 | 1234.4153 | 72.9747 | 0 | 123.3829 | 0 | 0 | 0 | 0 | 0 | 36.0477 | 0 | 399.1628 | 16.412 | 1063.2618 | 0 | 0 | 0 | 324.4297 | 434.0383 | 309.7761 | 0 | 0 | 0 | 0 | 0 | 0 | 0 | 0 | 0 | 0 | 0 | 0 | 0 | 0 | 0 | 24434.8005 | 2664.6022 | 0 | 31452.0942 | 31452.0942 | 4352.6915 | 4352.6915 | 0 | 0 | 27099.4026 | 717.7972 | 0 | 0 | 7457.3661 | 1576.194 | 0 | 0 | 7457.3661 | 1394.67 | 0 | 0 | 7457.3661 | 1666.4476 | 0 | 0 | 7457.3661 | 8175.1633 | 9033.5601 | 8852.0361 | 9123.8137
86751 | 242.131 | 2152 | 3 | Standard Efficiency | Electric, 80% Usage | Standard, 80% Usage | Electric, 80% Usage | 318 Rated kWh, 80% Usage | 400%+ | None | 20 | Single-Family Attached | Single-Family Attached | Single-Family Attached | 2000-2499 | 1500-2499 | 1 | Electricity | 100% Conditioned | Central AC | None | Electricity Electric Furnace | None | 100000-119999 | 100% Incandescent | Occupied | 2010s | Electricity | Yes | 67.9925 | 441.9512 | 16.412 | 320.6198 | 1683.6933 | 51.5805 | 0 | 65.3548 | 0 | 5616.414 | 0 | 0 | 839.6486 | 207.4943 | 0 | 2335.4834 | 21.9803 | 900.9005 | 0 | 0 | 0 | 277.5383 | 434.0383 | 0 | 0 | 0 | 0 | 0 | 0 | 0 | 0 | 0 | 0 | 0 | 0 | 0 | 0 | 0 | 0 | 0 | 0 | 0 | 13281.1017 | 13281.1017 | 13281.1017 | 13281.1017 | 0 | 0 | 0 | 2229.988 | 0 | 0 | 0 | 5129.9986 | 0 | 0 | 0 | 4484.8828 | 0 | 0 | 0 | 5445.4435 | 0 | 0 | 0 | 2229.988 | 5129.9986 | 4484.8828 | 5445.4435
86830 | 242.131 | 853 | 1 | Standard Efficiency, No usage | Electric, 80% Usage | EnergyStar, 80% Usage | Electric, 80% Usage | 318 Rated kWh, 80% Usage | 0-100% | 12 | None | 10 to 19 Unit | Multifamily with 5+ units, 1-3 stories | Multi-Family with 5+ Units | 750-999 | 0-1499 | 2 | Electricity | 100% Conditioned | Heat Pump | Heating and Cooling | Electricity Shared Heating | Fan Coil Heating and Cooling, Electricity | 10000-14999 | 100% CFL | Vacant | 1970s | Electricity | No | 0 | 0 | 0 | 23.4457 | 1951.2672 | 0 | 0 | 81.1807 | 0 | 2181.0349 | 0 | 0 | 376.0102 | 0 | 0 | 0 | 16.412 | 0 | 0 | 0 | 0 | 0 | 434.0383 | 0 | 0 | 0 | 0 | 0 | 0 | 0 | 0 | 0 | 0 | 0 | 0 | 0 | 0 | 0 | 0 | 0 | 0 | 0 | 5063.3889 | 5063.3889 | 5063.3889 | 5063.3889 | 0 | 0 | 0 | 899.0237 | 0 | 0 | 0 | 2028.0949 | 0 | 0 | 0 | 1779.5572 | 0 | 0 | 0 | 2089.6796 | 0 | 0 | 0 | 899.0237 | 2028.0949 | 1779.5572 | 2089.6796
86889 | 242.131 | 1220 | 2 | Standard Efficiency | Electric, 100% Usage | EnergyStar, 100% Usage | Electric, 100% Usage | None | 400%+ | None | None | Single-Family Detached | Single-Family Detached | Single-Family Detached | 1000-1499 | 0-1499 | 1 | Natural Gas | 100% Conditioned | Central AC | None | Natural Gas Fuel Furnace | None | 120000-139999 | 100% LED | Occupied | 1970s | Natural Gas | Yes | 67.9925 | 402.3866 | 23.4457 | 769.0185 | 4344.1925 | 0 | 319.7405 | 488.2564 | 0 | 0 | 0 | 0 | 0 | 26.9625 | 0 | 375.131 | 16.412 | 2233.2016 | 0 | 0 | 0 | 405.6104 | 400.042 | 0 | 0 | 0 | 0 | 0 | 0 | 0 | 0 | 19504.1728 | 0 | 3778.8584 | 0 | 0 | 0 | 0 | 0 | 0 | 0 | 0 | 33154.8371 | 33154.8371 | 9871.8059 | 9871.8059 | 0 | 23282.7381 | 0 | 1670.9154 | 0 | 5308.0164 | 0 | 3608.5251 | 0 | 5308.0164 | 0 | 3205.8448 | 0 | 5308.0164 | 0 | 3772.7114 | 0 | 5308.0164 | 0 | 6978.9318 | 8916.5415 | 8513.8612 | 9080.7278
86975 | 242.131 | 2176 | 5 | Standard Efficiency | Gas, 100% Usage | EnergyStar, 100% Usage | Gas, 100% Usage | None | 400%+ | None | None | Single-Family Detached | Single-Family Detached | Single-Family Detached | 2000-2499 | 1500-2499 | 1 | Natural Gas | 100% Conditioned | Central AC | None | Natural Gas Fuel Furnace | None | 160000-179999 | 100% LED | Occupied | 2000s | Natural Gas | Yes | 67.9925 | 46.8914 | 30.7725 | 1076.157 | 4809.8824 | 0 | 0 | 79.7153 | 0 | 0 | 0 | 0 | 0 | 34.8755 | 0 | 575.5916 | 27.2556 | 2851.8746 | 0 | 0 | 0 | 32.2378 | 434.0383 | 0 | 0 | 0 | 0 | 622.776 | 0 | 0 | 0 | 18038.5244 | 0 | 3430.983 | 0 | 0 | 947.2057 | 0 | 0 | 0 | 0 | 0 | 33107.0665 | 33107.0665 | 10067.8705 | 10067.8705 | 0 | 23039.4891 | 0 | 1638.7176 | 0 | 5252.5044 | 0 | 3504.6302 | 0 | 5252.5044 | 0 | 3126.6031 | 0 | 5252.5044 | 0 | 3678.0404 | 0 | 5252.5044 | 0 | 6891.222 | 8757.1346 | 8379.1075 | 8930.5448
87000 | 242.131 | 2115 | 3 | None | Electric, 100% Usage | EnergyStar, 100% Usage | Electric, 100% Usage | None | 400%+ | 67 | None | 50 or more Unit | Multifamily with 5+ units, 4-7 stories | Multi-Family with 5+ Units | 2000-2499 | 1500-2499 | 4 | Electricity | 100% Conditioned | Heat Pump | None | Electricity ASHP | None | 200000+ | 100% CFL | Occupied | 2000s | Electricity | Yes | 0 | 369.8557 | 21.6873 | 431.1075 | 1567.6372 | 0 | 0 | 77.0777 | 250.8688 | 750.8481 | 0 | 0 | 1825.8328 | 51.5805 | 0 | 737.0737 | 21.9803 | 2169.8982 | 0 | 0 | 0 | 389.4915 | 434.0383 | 0 | 0 | 0 | 0 | 0 | 0 | 0 | 0 | 0 | 0 | 0 | 0 | 0 | 0 | 0 | 0 | 0 | 0 | 0 | 9098.6844 | 9098.6844 | 9098.6844 | 9098.6844 | 0 | 0 | 0 | 1598.5988 | 0 | 0 | 0 | 3562.4387 | 0 | 0 | 0 | 3132.5579 | 0 | 0 | 0 | 3727.8534 | 0 | 0 | 0 | 1598.5988 | 3562.4387 | 3132.5579 | 3727.8534
87016 | 242.131 | 1690 | 3 | Standard Efficiency, No usage | Electric, 100% Usage | Standard, 100% Usage | Electric, 100% Usage | 290 Rated kWh, 100% Usage | 200-300% | None | None | Single-Family Detached | Single-Family Detached | Single-Family Detached | 1500-1999 | 1500-2499 | 2 | Natural Gas | 100% Conditioned | Central AC | None | Natural Gas Fuel Furnace | None | 60000-69999 | 100% CFL | Vacant | 1990s | Natural Gas | Yes | 0 | 0 | 0 | 686.3724 | 2408.165 | 0 | 319.7405 | 59.7865 | 0 | 0 | 1328.7842 | 1312.6653 | 0 | 0 | 0 | 0 | 21.9803 | 0 | 0 | 0 | 0 | 0 | 914.0887 | 0 | 0 | 0 | 0 | 0 | 0 | 0 | 0 | 6944.9051 | 0 | 1591.9621 | 0 | 0 | 0 | 0 | 0 | 0 | 0 | 0 | 15588.4502 | 15588.4502 | 7051.583 | 7051.583 | 0 | 8536.5741 | 0 | 1157.7777 | 0 | 1946.1916 | 0 | 2442.9464 | 0 | 1946.1916 | 0 | 2177.452 | 0 | 1946.1916 | 0 | 2598.2016 | 0 | 1946.1916 | 0 | 3103.9693 | 4389.138 | 4123.6436 | 4544.3932
87028 | 242.131 | 1690 | 3 | Standard Efficiency | Electric, 120% Usage | EnergyStar, 120% Usage | Electric, 120% Usage | 290 Rated kWh, 120% Usage | 400%+ | None | None | Single-Family Detached | Single-Family Detached | Single-Family Detached | 1500-1999 | 1500-2499 | 2 | Natural Gas | 100% Conditioned | Central AC | None | Natural Gas Fuel Furnace | None | 200000+ | 100% Incandescent | Occupied | 1990s | Natural Gas | Yes | 67.9925 | 480.0504 | 28.1348 | 592.0036 | 2610.0909 | 109.3155 | 0 | 330.5842 | 0 | 0 | 0 | 0 | 0 | 184.6348 | 0 | 1938.9582 | 21.9803 | 4765.3356 | 0 | 0 | 0 | 486.498 | 727.1093 | 0 | 0 | 0 | 0 | 0 | 0 | 0 | 0 | 22166.1373 | 0 | 6076.2425 | 0 | 0 | 0 | 0 | 0 | 0 | 0 | 0 | 40585.0679 | 40585.0679 | 12342.395 | 12342.395 | 0 | 28242.3798 | 0 | 2084.7822 | 0 | 6438.7133 | 0 | 4543.0569 | 0 | 6438.7133 | 0 | 4014.5361 | 0 | 6438.7133 | 0 | 4833.1723 | 0 | 6438.7133 | 0 | 8523.4955 | 10981.7702 | 10453.2494 | 11271.8856
87040 | 242.131 | 1675 | 2 | Standard Efficiency | Electric, 120% Usage | EnergyStar, 120% Usage | Electric, 120% Usage | 318 Rated kWh, 120% Usage | 400%+ | None | 144 | Single-Family Attached | Single-Family Attached | Single-Family Attached | 1500-1999 | 1500-2499 | 2 | Electricity | 100% Conditioned | Heat Pump | None | Electricity ASHP | None | 60000-69999 | 100% CFL | Occupied | 1990s | Electricity | Yes | 67.9925 | 347.5823 | 20.2219 | 492.3594 | 2161.9853 | 77.6638 | 0 | 623.6552 | 2100.1473 | 6132.2191 | 0 | 0 | 2353.0676 | 46.0122 | 0 | 616.0354 | 16.412 | 3456.7733 | 0 | 0 | 0 | 416.454 | 434.0383 | 0 | 0 | 0 | 0 | 0 | 0 | 0 | 0 | 0 | 0 | 0 | 0 | 0 | 0 | 0 | 0 | 0 | 0 | 0 | 19362.9125 | 19362.9125 | 19362.9125 | 19362.9125 | 0 | 0 | 0 | 3440.26 | 0 | 0 | 0 | 7888.8903 | 0 | 0 | 0 | 6881.2158 | 0 | 0 | 0 | 8252.1547 | 0 | 0 | 0 | 3440.26 | 7888.8903 | 6881.2158 | 8252.1547
87152 | 242.131 | 617 | 1 | Standard Efficiency | Electric, 80% Usage | EnergyStar, 80% Usage | Electric, 80% Usage | None | 100-150% | 12 | None | 10 to 19 Unit | Multifamily with 5+ units, 1-3 stories | Multi-Family with 5+ Units | 500-749 | 0-1499 | 3 | Electricity | 100% Conditioned | Central AC | None | Electricity Electric Furnace | None | 10000-14999 | 100% CFL | Occupied | 1970s | Electricity | No | 67.9925 | 231.8192 | 13.4813 | 176.4288 | 1717.6895 | 0 | 319.7405 | 111.6601 | 0 | 4767.3871 | 0 | 0 | 850.4922 | 32.824 | 0 | 325.602 | 16.412 | 685.7863 | 0 | 0 | 0 | 277.5383 | 434.0383 | 0 | 0 | 0 | 0 | 0 | 0 | 0 | 0 | 0 | 0 | 0 | 0 | 0 | 0 | 0 | 0 | 0 | 0 | 0 | 10028.5989 | 10028.5989 | 10028.5989 | 10028.5989 | 0 | 0 | 0 | 1760.8442 | 0 | 0 | 0 | 4043.0566 | 0 | 0 | 0 | 3528.7028 | 0 | 0 | 0 | 4241.5218 | 0 | 0 | 0 | 1760.8442 | 4043.0566 | 3528.7028 | 4241.5218
87227 | 242.131 | 1675 | 3 | Standard Efficiency | Electric, 100% Usage | EnergyStar, 100% Usage | Electric, 100% Usage | 318 Rated kWh, 100% Usage | 400%+ | None | 15 | Single-Family Attached | Single-Family Attached | Single-Family Attached | 1500-1999 | 1500-2499 | 2 | Electricity | 60% Conditioned | Room AC | None | Electricity Baseboard | None | 100000-119999 | 100% CFL | Occupied | 1980s | Electricity | Yes | 67.9925 | 369.8557 | 21.6873 | 0 | 1706.8459 | 88.5075 | 0 | 0 | 0 | 8090.52 | 0 | 0 | 1906.7204 | 46.0122 | 0 | 616.0354 | 21.9803 | 1859.5359 | 0 | 0 | 0 | 389.4915 | 434.0383 | 0 | 0 | 0 | 0 | 0 | 0 | 0 | 0 | 0 | 0 | 0 | 0 | 0 | 0 | 0 | 0 | 0 | 0 | 0 | 15619.2227 | 15619.2227 | 15619.2227 | 15619.2227 | 0 | 0 | 0 | 2727.3452 | 0 | 0 | 0 | 6284.4883 | 0 | 0 | 0 | 5474.9719 | 0 | 0 | 0 | 6632.3464 | 0 | 0 | 0 | 2727.3452 | 6284.4883 | 5474.9719 | 6632.3464
87273 | 242.131 | 1675 | 4 | None | None | EnergyStar, 80% Usage | Electric, 80% Usage | 290 Rated kWh, 80% Usage | 400%+ | None | 8 | Single-Family Attached | Single-Family Attached | Single-Family Attached | 1500-1999 | 1500-2499 | 2 | Natural Gas | 80% Conditioned | Central AC | None | Natural Gas Fuel Furnace | None | 80000-99999 | 100% LED | Occupied | 1990s | Natural Gas | Yes | 0 | 0 | 17.2912 | 206.6151 | 1221.8133 | 66.2341 | 0 | 136.8642 | 0 | 0 | 0 | 0 | 0 | 30.4794 | 0 | 470.6721 | 21.9803 | 929.6214 | 0 | 0 | 0 | 311.5345 | 434.0383 | 0 | 0 | 0 | 0 | 0 | 0 | 0 | 0 | 6284.616 | 0 | 2655.2239 | 0 | 0 | 0 | 0 | 0 | 0 | 0 | 0 | 12786.9839 | 12786.9839 | 3847.437 | 3847.437 | 0 | 8939.8399 | 0 | 718.7616 | 0 | 2038.0699 | 0 | 1596.9041 | 0 | 2038.0699 | 0 | 1449.3174 | 0 | 2038.0699 | 0 | 1703.3255 | 0 | 2038.0699 | 0 | 2756.8315 | 3634.974 | 3487.3873 | 3741.3954
87275 | 242.131 | 617 | 1 | Standard Efficiency | Electric, 80% Usage | Standard, 80% Usage | Gas, 80% Usage | None | 200-300% | 2 | None | 2 Unit | Multifamily with 2-4 Units | Multi-Family with 2 - 4 Units | 500-749 | 0-1499 | 2 | Natural Gas | 100% Conditioned | Room AC | Heating Only | Natural Gas Shared Heating | Boiler Baseboards Heating Only, Natural Gas | 25000-29999 | 100% Incandescent | Occupied | 1940s | Electricity | Yes | 67.9925 | 441.9512 | 16.412 | 0 | 1749.6343 | 0 | 0 | 102.8679 | 0 | 0 | 0 | 0 | 934.0175 | 130.7097 | 0 | 1017.8358 | 16.412 | 530.4586 | 0 | 0 | 0 | 19.0496 | 434.0383 | 0 | 0 | 0 | 0 | 0 | 0 | 0 | 0 | 12051.3755 | 0 | 0 | 0 | 0 | 555.9558 | 0 | 0 | 0 | 0 | 0 | 18068.4176 | 18068.4176 | 5461.3794 | 5461.3794 | 0 | 12607.3313 | 0 | 916.7991 | 0 | 2874.1853 | 0 | 1991.4651 | 0 | 2874.1853 | 0 | 1763.9214 | 0 | 2874.1853 | 0 | 2108.0175 | 0 | 2874.1853 | 0 | 3790.9844 | 4865.6504 | 4638.1067 | 4982.2028
87359 | 242.131 | 1138 | 2 | Standard Efficiency | Electric, 100% Usage | Standard, 100% Usage | Electric, 100% Usage | 290 Rated kWh, 100% Usage | 400%+ | 20 | None | 20 to 49 Unit | Multifamily with 5+ units, 1-3 stories | Multi-Family with 5+ Units | 1000-1499 | 0-1499 | 2 | Electricity | 100% Conditioned | Central AC | None | Electricity Electric Furnace | None | 60000-69999 | 100% Incandescent | Occupied | 1960s | Electricity | No | 67.9925 | 545.9914 | 20.515 | 199.8745 | 1323.509 | 60.3726 | 0 | 15.5328 | 0 | 1057.1073 | 0 | 0 | 1401.7589 | 156.793 | 0 | 1465.0623 | 16.412 | 1581.1184 | 0 | 0 | 0 | 346.9961 | 434.0383 | 0 | 0 | 0 | 0 | 0 | 0 | 0 | 0 | 0 | 0 | 0 | 0 | 0 | 0 | 0 | 0 | 0 | 0 | 0 | 8692.781 | 8692.781 | 8692.781 | 8692.781 | 0 | 0 | 0 | 1544.3881 | 0 | 0 | 0 | 3420.33 | 0 | 0 | 0 | 3001.951 | 0 | 0 | 0 | 3615.5567 | 0 | 0 | 0 | 1544.3881 | 3420.33 | 3001.951 | 3615.5567
87390 | 242.131 | 885 | 2 | Standard Efficiency | Electric, 80% Usage | EnergyStar, 80% Usage | Electric, 80% Usage | 318 Rated kWh, 80% Usage | 0-100% | None | None | Single-Family Detached | Single-Family Detached | Single-Family Detached | 750-999 | 0-1499 | 1 | Electricity | 100% Conditioned | Central AC | None | Electricity Electric Furnace | None | 10000-14999 | 100% Incandescent | Occupied | 1970s | Electricity | Yes | 67.9925 | 320.0336 | 18.7565 | 630.6889 | 3863.2628 | 77.9569 | 0 | 302.1563 | 0 | 12986.2722 | 0 | 0 | 540.7161 | 144.191 | 0 | 1247.8966 | 16.412 | 1063.2618 | 0 | 1754.6165 | 0 | 324.4297 | 480.0504 | 0 | 0 | 0 | 0 | 0 | 0 | 680.8041 | 0 | 0 | 0 | 0 | 0 | 0 | 0 | 0 | 0 | 0 | 0 | 0 | 24519.7911 | 24519.7911 | 23838.987 | 23838.987 | 0 | 680.8041 | 0 | 4117.3845 | 0 | 155.2229 | 0 | 9521.7085 | 0 | 155.2229 | 0 | 8306.1118 | 0 | 155.2229 | 0 | 10000.9788 | 0 | 155.2229 | 0 | 4272.6074 | 9676.9315 | 8461.3347 | 10156.2017
87522 | 242.131 | 1138 | 3 | Standard Efficiency | None | None | Electric, 80% Usage | None | 400%+ | 116 | None | 50 or more Unit | Multifamily with 5+ units, 8+ stories | Multi-Family with 5+ Units | 1000-1499 | 0-1499 | 10 | Electricity | 100% Conditioned | Central AC | Heating and Cooling | Electricity Shared Heating | Fan Coil Heating and Cooling, Electricity | 120000-139999 | 100% Incandescent | Occupied | 2000s | Natural Gas | Yes | 67.9925 | 0 | 0 | 14.6536 | 1323.509 | 0 | 0 | 61.838 | 0 | 622.483 | 0 | 0 | 0 | 156.793 | 0 | 1465.0623 | 21.9803 | 1083.4837 | 0 | 0 | 0 | 379.527 | 914.0887 | 0 | 0 | 0 | 0 | 0 | 0 | 0 | 0 | 0 | 0 | 3009.5468 | 0 | 0 | 0 | 0 | 0 | 0 | 0 | 0 | 9120.9578 | 9120.9578 | 6111.411 | 6111.411 | 0 | 3009.5468 | 0 | 1067.863 | 0 | 686.1347 | 0 | 2360.9555 | 0 | 686.1347 | 0 | 2076.5196 | 0 | 686.1347 | 0 | 2488.5284 | 0 | 686.1347 | 0 | 1753.9977 | 3047.0902 | 2762.6542 | 3174.6631
87738 | 242.131 | 1138 | 2 | Standard Efficiency | None | None | Propane, 120% Usage | 318 Rated kWh, 120% Usage | 400%+ | 67 | None | 50 or more Unit | Multifamily with 5+ units, 4-7 stories | Multi-Family with 5+ Units | 1000-1499 | 0-1499 | 5 | Electricity | 100% Conditioned | Heat Pump | None | Electricity ASHP | None | 80000-99999 | 100% LED | Occupied | 2000s | Electricity | Yes | 67.9925 | 0 | 0 | 480.3435 | 1661.713 | 77.6638 | 0 | 137.1573 | 252.9203 | 1255.5165 | 0 | 0 | 2333.7249 | 26.0833 | 0 | 357.8398 | 16.412 | 3162.5299 | 0 | 0 | 0 | 28.4279 | 434.0383 | 0 | 0 | 0 | 0 | 0 | 0 | 0 | 0 | 0 | 0 | 0 | 0 | 0 | 0 | 0 | 0 | 0 | 0 | 833.7872 | 11126.7362 | 11126.7362 | 10292.949 | 10292.949 | 0 | 0 | 833.7872 | 1746.4127 | 0 | 0 | 229.4329 | 3946.3675 | 0 | 0 | 229.4329 | 3465.7546 | 0 | 0 | 229.4329 | 4142.7294 | 0 | 0 | 229.4329 | 1975.8456 | 4175.8004 | 3695.1875 | 4372.1623
87751 | 242.131 | 1220 | 4 | Standard Efficiency | None | Standard, 100% Usage | Electric, 100% Usage | None | 400%+ | None | None | Single-Family Detached | Single-Family Detached | Single-Family Detached | 1000-1499 | 0-1499 | 1 | Natural Gas | 60% Conditioned | Room AC | None | Natural Gas Fuel Furnace | None | 70000-79999 | 100% LED | Occupied | 1950s | Natural Gas | Yes | 67.9925 | 0 | 28.4279 | 0 | 1603.978 | 0 | 319.7405 | 786.6028 | 0 | 0 | 0 | 0 | 0 | 26.9625 | 16.7051 | 375.131 | 21.9803 | 2233.2016 | 0 | 0 | 0 | 405.6104 | 434.0383 | 0 | 0 | 0 | 0 | 0 | 0 | 0 | 0 | 31553.7898 | 0 | 3948.8396 | 0 | 0 | 0 | 0 | 0 | 0 | 0 | 0 | 41823.0001 | 41823.0001 | 6320.3707 | 6320.3707 | 0 | 35502.6294 | 0 | 1060.2277 | 0 | 8093.8378 | 0 | 2330.9731 | 0 | 8093.8378 | 0 | 2059.2899 | 0 | 8093.8378 | 0 | 2465.7435 | 0 | 8093.8378 | 0 | 9154.0656 | 10424.8109 | 10153.1277 | 10559.5814
87804 | 242.131 | 1690 | 4 | Standard Efficiency | Electric, 120% Usage | Standard, 120% Usage | Electric, 120% Usage | 318 Rated kWh, 120% Usage | 400%+ | None | None | Single-Family Detached | Single-Family Detached | Single-Family Detached | 1500-1999 | 1500-2499 | 2 | Natural Gas | 100% Conditioned | Central AC | None | Natural Gas Fuel Furnace | None | 200000+ | 100% CFL | Occupied | 1980s | Natural Gas | Yes | 67.9925 | 915.261 | 34.2893 | 800.9632 | 3612.9802 | 117.2284 | 319.7405 | 422.0223 | 0 | 0 | 0 | 0 | 0 | 46.0122 | 0 | 620.1384 | 21.9803 | 4765.3356 | 0 | 0 | 0 | 486.498 | 1836.0903 | 0 | 0 | 0 | 0 | 0 | 1570.2748 | 0 | 0 | 18385.2274 | 0 | 6111.7041 | 0 | 0 | 0 | 0 | 0 | 0 | 0 | 0 | 40133.7385 | 40133.7385 | 14066.5321 | 14066.5321 | 0 | 26067.2063 | 0 | 2361.8999 | 0 | 5942.798 | 0 | 5189.4083 | 0 | 5942.798 | 0 | 4593.4306 | 0 | 5942.798 | 0 | 5438.2922 | 0 | 5942.798 | 0 | 8304.698 | 11132.2064 | 10536.2286 | 11381.0902
87916 | 242.131 | 1138 | 3 | Standard Efficiency | Electric, 100% Usage | EnergyStar, 100% Usage | Gas, 100% Usage | None | 400%+ | 24 | None | 20 to 49 Unit | Multifamily with 5+ units, 1-3 stories | Multi-Family with 5+ Units | 1000-1499 | 0-1499 | 1 | Natural Gas | 100% Conditioned | Central AC | None | Natural Gas Fuel Furnace | None | 120000-139999 | 100% LED | Occupied | 1980s | Natural Gas | Yes | 67.9925 | 530.4586 | 31.0655 | 553.3182 | 1760.771 | 0 | 0 | 48.3567 | 0 | 0 | 0 | 0 | 0 | 26.0833 | 0 | 357.8398 | 21.9803 | 2166.6744 | 0 | 0 | 0 | 32.5309 | 400.042 | 0 | 0 | 0 | 0 | 0 | 0 | 0 | 0 | 5830.0628 | 0 | 4835.0865 | 0 | 0 | 953.6533 | 0 | 0 | 0 | 0 | 0 | 17616.2089 | 17616.2089 | 5997.4064 | 5997.4064 | 0 | 11618.8026 | 0 | 998.7292 | 0 | 2648.8624 | 0 | 2164.8721 | 0 | 2648.8624 | 0 | 1919.5154 | 0 | 2648.8624 | 0 | 2296.6493 | 0 | 2648.8624 | 0 | 3647.5916 | 4813.7345 | 4568.3778 | 4945.5117
88002 | 242.131 | 1690 | 4 | Standard Efficiency | Electric, 100% Usage | EnergyStar, 100% Usage | Electric, 100% Usage | 290 Rated kWh, 100% Usage | 400%+ | None | None | Single-Family Detached | Single-Family Detached | Single-Family Detached | 1500-1999 | 1500-2499 | 1 | Fuel Oil | 100% Conditioned | Central AC | None | Fuel Oil Fuel Furnace | None | 140000-159999 | 100% Incandescent | Occupied | 1960s | Electricity | Yes | 67.9925 | 524.5972 | 30.7725 | 616.0354 | 4518.2767 | 125.7275 | 319.7405 | 481.2227 | 0 | 0 | 0 | 0 | 3065.2303 | 184.6348 | 99.9372 | 1938.9582 | 21.9803 | 2697.4261 | 0 | 2311.1585 | 0 | 471.2583 | 434.0383 | 0 | 0 | 19311.0389 | 0 | 0 | 0 | 0 | 0 | 0 | 0 | 0 | 0 | 0 | 0 | 0 | 0 | 0 | 0 | 0 | 37220.0259 | 37220.0259 | 17908.6939 | 17908.6939 | 19311.0389 | 0 | 0 | 2947.6641 | 5855.1068 | 0 | 0 | 6547.756 | 5855.1068 | 0 | 0 | 5787.1977 | 5855.1068 | 0 | 0 | 6905.4975 | 5855.1068 | 0 | 0 | 8802.771 | 12402.8628 | 11642.3046 | 12760.6043
88032 | 242.131 | 1690 | 3 | None | Electric, 120% Usage | EnergyStar, 120% Usage | Electric, 120% Usage | 290 Rated kWh, 120% Usage | 200-300% | None | None | Single-Family Detached | Single-Family Detached | Single-Family Detached | 1500-1999 | 1500-2499 | 1 | Electricity | 80% Conditioned | Room AC | None | Electricity Baseboard | None | 60000-69999 | 100% CFL | Occupied | 1960s | Electricity | Yes | 0 | 778.6898 | 45.426 | 0 | 2676.0319 | 192.5477 | 0 | 0 | 0 | 11356.2109 | 0 | 0 | 7123.6785 | 46.0122 | 24.911 | 620.1384 | 21.9803 | 6024.3689 | 0 | 0 | 0 | 644.4633 | 400.042 | 0 | 0 | 0 | 0 | 0 | 0 | 0 | 0 | 0 | 0 | 0 | 0 | 0 | 0 | 0 | 0 | 0 | 0 | 0 | 29955.0871 | 29955.0871 | 29955.0871 | 29955.0871 | 0 | 0 | 0 | 5059.1289 | 0 | 0 | 0 | 11679.0873 | 0 | 0 | 0 | 10187.4909 | 0 | 0 | 0 | 12355.6112 | 0 | 0 | 0 | 5059.1289 | 11679.0873 | 10187.4909 | 12355.6112
88040 | 242.131 | 1138 | 3 | Standard Efficiency, No usage | Electric, 100% Usage | Standard, 100% Usage | Electric, 100% Usage | 318 Rated kWh, 100% Usage | 200-300% | 4 | None | 3 or 4 Unit | Multifamily with 2-4 Units | Multi-Family with 2 - 4 Units | 1000-1499 | 0-1499 | 2 | Natural Gas | None | None | Heating Only | Natural Gas Shared Heating | Boiler Baseboards Heating Only, Natural Gas | 25000-29999 | 100% CFL | Vacant | <1940 | Natural Gas | No | 0 | 0 | 0 | 0 | 0 | 0 | 0 | 44.2537 | 0 | 0 | 0 | 0 | 0 | 0 | 0 | 0 | 21.9803 | 0 | 0 | 0 | 0 | 0 | 480.0504 | 0 | 0 | 0 | 0 | 0 | 0 | 0 | 0 | 7260.5427 | 0 | 1501.11 | 0 | 0 | 0 | 0 | 0 | 0 | 0 | 0 | 9307.6441 | 9307.6441 | 545.9914 | 545.9914 | 0 | 8761.6527 | 0 | 94.0542 | 0 | 1997.4738 | 0 | 210.1235 | 0 | 1997.4738 | 0 | 184.7917 | 0 | 1997.4738 | 0 | 221.8171 | 0 | 1997.4738 | 0 | 2091.528 | 2207.5973 | 2182.2656 | 2219.2909
88232 | 242.131 | 617 | 1 | Standard Efficiency | Electric, 100% Usage | EnergyStar, 100% Usage | Electric, 100% Usage | 318 Rated kWh, 100% Usage | 0-100% | 15 | None | 10 to 19 Unit | Multifamily with 5+ units, 1-3 stories | Multi-Family with 5+ Units | 500-749 | 0-1499 | 2 | Natural Gas | 100% Conditioned | Central AC | Heating and Cooling | Natural Gas Shared Heating | Fan Coil Heating and Cooling, Natural Gas | <10000 | 100% LED | Occupied | 1960s | Natural Gas | No | 67.9925 | 289.8473 | 16.9981 | 14.6536 | 1280.1344 | 64.7687 | 0 | 235.6291 | 0 | 0 | 0 | 0 | 0 | 21.6873 | 0 | 248.8173 | 16.412 | 1371.2795 | 0 | 0 | 0 | 346.9961 | 434.0383 | 0 | 0 | 0 | 0 | 0 | 0 | 0 | 0 | 4775.8862 | 0 | 2789.1574 | 0 | 0 | 0 | 0 | 0 | 0 | 0 | 0 | 11974.0047 | 11974.0047 | 4408.9612 | 4408.9612 | 0 | 7565.0435 | 0 | 721.9784 | 0 | 1724.6788 | 0 | 1595.4731 | 0 | 1724.6788 | 0 | 1412.6014 | 0 | 1724.6788 | 0 | 1685.9139 | 0 | 1724.6788 | 0 | 2446.6573 | 3320.1519 | 3137.2802 | 3410.5928
88289 | 242.131 | 853 | 1 | Standard Efficiency | None | None | Electric, 80% Usage | None | 400%+ | 3 | None | 3 or 4 Unit | Multifamily with 2-4 Units | Multi-Family with 2 - 4 Units | 750-999 | 0-1499 | 3 | Electricity | 100% Conditioned | Central AC | None | Electricity Electric Furnace | None | 50000-59999 | 100% CFL | Occupied | 1980s | Electricity | Yes | 67.9925 | 0 | 0 | 669.0813 | 3741.3453 | 0 | 0 | 48.3567 | 0 | 6468.6647 | 0 | 0 | 786.0166 | 35.7547 | 0 | 390.3707 | 16.412 | 567.0925 | 0 | 0 | 0 | 277.5383 | 434.0383 | 0 | 0 | 0 | 0 | 0 | 0 | 0 | 0 | 0 | 0 | 0 | 0 | 0 | 0 | 0 | 0 | 0 | 0 | 0 | 13502.9565 | 13502.9565 | 13502.9565 | 13502.9565 | 0 | 0 | 0 | 2404.7245 | 0 | 0 | 0 | 5441.1748 | 0 | 0 | 0 | 4765.6084 | 0 | 0 | 0 | 5687.8959 | 0 | 0 | 0 | 2404.7245 | 5441.1748 | 4765.6084 | 5687.8959
88335 | 242.131 | 1220 | 2 | Standard Efficiency | Electric, 100% Usage | Standard, 100% Usage | Electric, 100% Usage | None | 300-400% | None | None | Single-Family Detached | Single-Family Detached | Single-Family Detached | 1000-1499 | 0-1499 | 1 | Electricity | 100% Conditioned | Heat Pump | None | Electricity ASHP | None | 50000-59999 | 100% CFL | Occupied | 1970s | Electricity | Yes | 67.9925 | 762.864 | 28.4279 | 512.2882 | 2093.6997 | 0 | 0 | 698.6814 | 2975.2575 | 8357.2146 | 0 | 0 | 2224.4094 | 40.1507 | 24.911 | 491.1871 | 16.412 | 2233.2016 | 0 | 0 | 0 | 405.6104 | 834.0803 | 0 | 0 | 0 | 0 | 0 | 0 | 0 | 0 | 0 | 0 | 0 | 0 | 0 | 0 | 0 | 0 | 0 | 0 | 0 | 21766.6814 | 21766.6814 | 21766.6814 | 21766.6814 | 0 | 0 | 0 | 3896.4483 | 0 | 0 | 0 | 8933.3965 | 0 | 0 | 0 | 7782.5129 | 0 | 0 | 0 | 9392.8085 | 0 | 0 | 0 | 3896.4483 | 8933.3965 | 7782.5129 | 9392.8085
88369 | 242.131 | 1690 | 3 | Standard Efficiency | Electric, 100% Usage | EnergyStar, 100% Usage | Electric, 100% Usage | None | 400%+ | None | None | Single-Family Detached | Single-Family Detached | Single-Family Detached | 1500-1999 | 1500-2499 | 2 | Natural Gas | 80% Conditioned | Central AC | None | Natural Gas Fuel Furnace | None | 180000-199999 | 100% CFL | Occupied | 1990s | Natural Gas | Yes | 67.9925 | 275.7799 | 16.1189 | 164.999 | 1536.2785 | 0 | 319.7405 | 619.8453 | 0 | 0 | 0 | 0 | 0 | 46.0122 | 24.911 | 620.1384 | 21.9803 | 2067.9095 | 0 | 0 | 0 | 339.6694 | 1126.8583 | 0 | 0 | 0 | 0 | 0 | 0 | 0 | 0 | 24867.6664 | 0 | 2506.9299 | 0 | 0 | 0 | 0 | 0 | 0 | 0 | 0 | 34622.8301 | 34622.8301 | 7248.5268 | 7248.5268 | 0 | 27374.5964 | 0 | 1251.8519 | 0 | 6240.8209 | 0 | 2731.3541 | 0 | 6240.8209 | 0 | 2410.8952 | 0 | 6240.8209 | 0 | 2897.7159 | 0 | 6240.8209 | 0 | 7492.6728 | 8972.175 | 8651.7161 | 9138.5368
88384 | 242.131 | 2631 | 3 | Standard Efficiency | Electric, 100% Usage | EnergyStar, 100% Usage | Gas, 100% Usage | 318 Rated kWh, 100% Usage | 400%+ | None | 6 | Single-Family Attached | Single-Family Attached | Single-Family Attached | 2500-2999 | 2500-3999 | 1 | Natural Gas | 100% Conditioned | Central AC | None | Natural Gas Fuel Furnace | None | 80000-99999 | 100% LED | Occupied | 2000s | Natural Gas | Yes | 67.9925 | 369.8557 | 21.6873 | 225.3717 | 1242.3283 | 88.5075 | 0 | 66.8202 | 0 | 0 | 0 | 0 | 0 | 38.6854 | 0 | 671.1328 | 21.9803 | 2006.3645 | 0 | 0 | 0 | 26.6695 | 434.0383 | 0 | 0 | 0 | 0 | 0 | 0 | 0 | 0 | 3974.9229 | 0 | 3633.2021 | 0 | 0 | 781.0344 | 0 | 0 | 0 | 0 | 0 | 13670.5931 | 13670.5931 | 5281.4338 | 5281.4338 | 0 | 8389.1594 | 0 | 865.0746 | 0 | 1912.5482 | 0 | 1934.8082 | 0 | 1912.5482 | 0 | 1710.4873 | 0 | 1912.5482 | 0 | 2030.2949 | 0 | 1912.5482 | 0 | 2777.6228 | 3847.3564 | 3623.0355 | 3942.8431
88409 | 242.131 | 2152 | 3 | None | Electric, 100% Usage | EnergyStar, 100% Usage | Electric, 100% Usage | 290 Rated kWh, 100% Usage | 400%+ | None | 6 | Single-Family Attached | Single-Family Attached | Single-Family Attached | 2000-2499 | 1500-2499 | 2 | Natural Gas | None | None | None | Natural Gas Fuel Furnace | None | 60000-69999 | 100% CFL | Occupied | 1990s | Natural Gas | Yes | 0 | 369.8557 | 21.6873 | 0 | 0 | 82.646 | 0 | 1016.9566 | 0 | 0 | 0 | 0 | 0 | 51.8736 | 0 | 747.0382 | 21.9803 | 1932.8037 | 0 | 0 | 0 | 389.4915 | 1790.0781 | 0 | 0 | 0 | 0 | 0 | 0 | 0 | 0 | 40800.4752 | 0 | 3311.1169 | 0 | 0 | 0 | 0 | 0 | 0 | 0 | 0 | 50535.71 | 50535.71 | 6424.4109 | 6424.4109 | 0 | 44111.299 | 0 | 1094.5143 | 0 | 10056.4835 | 0 | 2467.1197 | 0 | 10056.4835 | 0 | 2162.4694 | 0 | 10056.4835 | 0 | 2631.7819 | 0 | 10056.4835 | 0 | 11150.9978 | 12523.6032 | 12218.9529 | 12688.2654
88417 | 242.131 | 1675 | 2 | Standard Efficiency | Electric, 120% Usage | EnergyStar, 120% Usage | Electric, 120% Usage | 290 Rated kWh, 120% Usage | 400%+ | None | 7 | Single-Family Attached | Single-Family Attached | Single-Family Attached | 1500-1999 | 1500-2499 | 2 | Electricity | 100% Conditioned | Heat Pump | None | Electricity ASHP | None | 100000-119999 | 100% Incandescent | Occupied | 1980s | Electricity | Yes | 67.9925 | 540.13 | 31.6517 | 804.187 | 3457.9456 | 126.0206 | 319.7405 | 749.3827 | 3126.4822 | 7436.0923 | 0 | 0 | 4695.2916 | 183.7556 | 0 | 1926.0631 | 16.412 | 3981.0774 | 0 | 0 | 0 | 518.4427 | 480.0504 | 0 | 0 | 0 | 0 | 0 | 0 | 821.1851 | 0 | 0 | 0 | 0 | 0 | 0 | 0 | 0 | 0 | 0 | 0 | 0 | 29281.9029 | 29281.9029 | 28460.7177 | 28460.7177 | 0 | 821.1851 | 0 | 5008.3959 | 0 | 187.1998 | 0 | 11405.3189 | 0 | 187.1998 | 0 | 9963.5551 | 0 | 187.1998 | 0 | 12050.4692 | 0 | 187.1998 | 0 | 5195.5958 | 11592.5187 | 10150.755 | 12237.669
88520 | 242.131 | 1138 | 2 | Standard Efficiency | Electric, 100% Usage | EnergyStar, 100% Usage | Electric, 100% Usage | None | 200-300% | 6 | None | 5 to 9 Unit | Multifamily with 5+ units, 1-3 stories | Multi-Family with 5+ Units | 1000-1499 | 0-1499 | 2 | Natural Gas | 60% Conditioned | Room AC | Heating Only | Natural Gas Shared Heating | Boiler Baseboards Heating Only, Natural Gas | 40000-44999 | 100% Incandescent | Occupied | 1960s | Electricity | Yes | 67.9925 | 369.8557 | 21.6873 | 0 | 1891.4807 | 0 | 0 | 117.8146 | 0 | 0 | 0 | 0 | 1928.9938 | 156.793 | 0 | 1465.0623 | 16.412 | 1776.3038 | 0 | 0 | 0 | 389.4915 | 434.0383 | 309.19 | 0 | 0 | 0 | 0 | 0 | 0 | 0 | 13409.4668 | 0 | 0 | 0 | 0 | 0 | 0 | 0 | 0 | 0 | 0 | 22355.1681 | 22355.1681 | 8945.4083 | 8945.4083 | 0 | 13409.4668 | 0 | 1534.9271 | 0 | 3057.1119 | 0 | 3368.8333 | 0 | 3057.1119 | 0 | 2971.7921 | 0 | 3057.1119 | 0 | 3580.3497 | 0 | 3057.1119 | 0 | 4592.039 | 6425.9451 | 6028.9039 | 6637.4616
88599 | 242.131 | 866 | 2 | Standard Efficiency | Electric, 120% Usage | Standard, 120% Usage | Electric, 120% Usage | 290 Rated kWh, 120% Usage | 400%+ | None | 60 | Single-Family Attached | Single-Family Attached | Single-Family Attached | 750-999 | 0-1499 | 2 | Electricity | 60% Conditioned | Room AC | None | Electricity Baseboard | None | 70000-79999 | 100% CFL | Occupied | 1970s | Electricity | No | 67.9925 | 846.3893 | 31.6517 | 0 | 1059.4519 | 99.3511 | 0 | 0 | 0 | 6750.8921 | 0 | 0 | 3750.1374 | 35.7547 | 0 | 393.8875 | 16.412 | 3470.2545 | 0 | 0 | 0 | 467.4484 | 434.0383 | 0 | 0 | 0 | 0 | 0 | 0 | 0 | 0 | 0 | 0 | 0 | 0 | 0 | 0 | 0 | 0 | 0 | 0 | 0 | 17423.9543 | 17423.9543 | 17423.9543 | 17423.9543 | 0 | 0 | 0 | 3010.3193 | 0 | 0 | 0 | 6927.3452 | 0 | 0 | 0 | 6045.4782 | 0 | 0 | 0 | 7331.887 | 0 | 0 | 0 | 3010.3193 | 6927.3452 | 6045.4782 | 7331.887
88740 | 242.131 | 1690 | 3 | Standard Efficiency | Electric, 100% Usage | EnergyStar, 100% Usage | Electric, 100% Usage | 318 Rated kWh, 100% Usage | 300-400% | None | None | Single-Family Detached | Single-Family Detached | Single-Family Detached | 1500-1999 | 1500-2499 | 1 | Natural Gas | None | None | None | Natural Gas Fuel Wall/Floor Furnace | None | 50000-59999 | 100% CFL | Occupied | 1950s | Electricity | Yes | 67.9925 | 400.042 | 23.4457 | 0 | 0 | 97.5927 | 319.7405 | 0 | 0 | 0 | 0 | 0 | 2093.9928 | 46.0122 | 0 | 620.1384 | 21.9803 | 2382.6678 | 0 | 0 | 0 | 405.6104 | 400.042 | 0 | 0 | 0 | 0 | 0 | 0 | 0 | 0 | 23249.6211 | 0 | 0 | 0 | 0 | 0 | 0 | 0 | 0 | 0 | 0 | 30129.1714 | 30129.1714 | 6879.5503 | 6879.5503 | 0 | 23249.6211 | 0 | 1143.7826 | 0 | 5300.4428 | 0 | 2567.976 | 0 | 5300.4428 | 0 | 2254.2761 | 0 | 5300.4428 | 0 | 2760.4679 | 0 | 5300.4428 | 0 | 6444.2254 | 7868.4188 | 7554.7188 | 8060.9107
88900 | 242.131 | 1138 | 1 | None | None | None | Electric, 80% Usage | 318 Rated kWh, 80% Usage | 400%+ | 6 | None | 5 to 9 Unit | Multifamily with 5+ units, 1-3 stories | Multi-Family with 5+ Units | 1000-1499 | 0-1499 | 2 | Electricity | 40% Conditioned | Room AC | None | Electricity Electric Furnace | None | 50000-59999 | 100% LED | Occupied | 1970s | Electricity | No | 0 | 0 | 0 | 0 | 1507.2645 | 51.5805 | 0 | 209.2527 | 0 | 8983.8006 | 0 | 0 | 822.3574 | 26.0833 | 0 | 357.8398 | 16.412 | 790.7057 | 0 | 0 | 0 | 277.5383 | 434.0383 | 0 | 0 | 0 | 0 | 0 | 0 | 0 | 0 | 0 | 0 | 0 | 0 | 0 | 0 | 0 | 0 | 0 | 0 | 0 | 13477.1662 | 13477.1662 | 13477.1662 | 13477.1662 | 0 | 0 | 0 | 2375.622 | 0 | 0 | 0 | 5530.6572 | 0 | 0 | 0 | 4810.4936 | 0 | 0 | 0 | 5823.046 | 0 | 0 | 0 | 2375.622 | 5530.6572 | 4810.4936 | 5823.046
88901 | 242.131 | 617 | 2 | Standard Efficiency, No usage | Electric, 120% Usage | Standard, 120% Usage | Electric, 120% Usage | 318 Rated kWh, 120% Usage | 400%+ | None | 144 | Single-Family Attached | Single-Family Attached | Single-Family Attached | 500-749 | 0-1499 | 1 | Electricity | None | None | None | Electricity Baseboard | None | 80000-99999 | 100% Incandescent | Vacant | 1980s | Electricity | Yes | 0 | 0 | 0 | 0 | 0 | 0 | 0 | 0 | 0 | 1960.6455 | 0 | 0 | 328.2396 | 0 | 0 | 0 | 16.412 | 0 | 0 | 0 | 0 | 0 | 434.0383 | 0 | 0 | 0 | 0 | 0 | 0 | 0 | 0 | 0 | 0 | 0 | 0 | 0 | 0 | 0 | 0 | 0 | 0 | 0 | 2739.3353 | 2739.3353 | 2739.3353 | 2739.3353 | 0 | 0 | 0 | 503.9334 | 0 | 0 | 0 | 1192.3174 | 0 | 0 | 0 | 1030.3636 | 0 | 0 | 0 | 1238.5775 | 0 | 0 | 0 | 503.9334 | 1192.3174 | 1030.3636 | 1238.5775
88933 | 242.131 | 1675 | 3 | Standard Efficiency | Gas, 120% Usage | Standard, 120% Usage | Gas, 120% Usage | None | 400%+ | None | 20 | Single-Family Attached | Single-Family Attached | Single-Family Attached | 1500-1999 | 1500-2499 | 2 | Natural Gas | 100% Conditioned | Central AC | None | Natural Gas Fuel Furnace | None | 120000-139999 | 100% CFL | Occupied | 1980s | Natural Gas | Yes | 67.9925 | 108.4363 | 45.426 | 377.4755 | 2897.8867 | 0 | 319.7405 | 106.3848 | 0 | 0 | 0 | 0 | 0 | 46.0122 | 0 | 616.0354 | 21.9803 | 4243.083 | 0 | 0 | 0 | 38.9785 | 434.0383 | 410.0064 | 0 | 0 | 0 | 1440.7374 | 0 | 0 | 0 | 5216.372 | 0 | 8572.3288 | 0 | 0 | 1144.1495 | 0 | 0 | 0 | 0 | 0 | 26107.3571 | 26107.3571 | 9733.4764 | 9733.4764 | 0 | 16373.8807 | 0 | 1656.7221 | 0 | 3732.877 | 0 | 3637.1667 | 0 | 3732.877 | 0 | 3217.1003 | 0 | 3732.877 | 0 | 3818.405 | 0 | 3732.877 | 0 | 5389.5991 | 7370.0437 | 6949.9772 | 7551.2819
88946 | 242.131 | 1690 | 3 | Standard Efficiency | Electric, 80% Usage | EnergyStar, 80% Usage | Gas, 80% Usage | None | 400%+ | None | None | Single-Family Detached | Single-Family Detached | Single-Family Detached | 1500-1999 | 1500-2499 | 1 | Natural Gas | 100% Conditioned | Central AC | None | Natural Gas Fuel Furnace | None | 120000-139999 | 100% CFL | Occupied | 1950s | Natural Gas | Yes | 67.9925 | 419.6778 | 24.618 | 975.6336 | 4224.3264 | 0 | 319.7405 | 295.4156 | 0 | 0 | 0 | 0 | 0 | 46.0122 | 0 | 620.1384 | 21.9803 | 1348.7131 | 0 | 0 | 0 | 25.7903 | 1356.0398 | 0 | 0 | 0 | 0 | 0 | 0 | 0 | 0 | 20085.9189 | 0 | 3152.8586 | 0 | 0 | 757.8818 | 0 | 0 | 0 | 0 | 0 | 33742.7376 | 33742.7376 | 9746.0784 | 9746.0784 | 0 | 23996.3661 | 0 | 1719.1423 | 0 | 5470.7055 | 0 | 3656.0371 | 0 | 5470.7055 | 0 | 3251.8822 | 0 | 5470.7055 | 0 | 3807.0665 | 0 | 5470.7055 | 0 | 7189.8478 | 9126.7425 | 8722.5876 | 9277.772
88990 | 242.131 | 2176 | 3 | Standard Efficiency | Electric, 100% Usage | EnergyStar, 100% Usage | Gas, 100% Usage | 290 Rated kWh, 100% Usage | 200-300% | None | None | Single-Family Detached | Single-Family Detached | Single-Family Detached | 2000-2499 | 1500-2499 | 2 | Natural Gas | 100% Conditioned | Central AC | None | Natural Gas Fuel Furnace | None | 50000-59999 | 100% CFL | Occupied | 1940s | Natural Gas | Yes | 67.9925 | 648.8593 | 37.8062 | 1147.3732 | 5027.6342 | 160.6029 | 0 | 484.4465 | 0 | 0 | 0 | 0 | 0 | 52.1667 | 0 | 753.7788 | 21.9803 | 3166.6329 | 0 | 0 | 0 | 36.927 | 434.0383 | 0 | 0 | 0 | 0 | 0 | 2186.3102 | 0 | 0 | 35999.3849 | 0 | 5952.5665 | 0 | 0 | 1080.8461 | 0 | 0 | 0 | 0 | 0 | 57259.3464 | 57259.3464 | 12040.2388 | 12040.2388 | 0 | 45219.1077 | 0 | 2056.0172 | 0 | 10309.0274 | 0 | 4377.248 | 0 | 10309.0274 | 0 | 3894.0705 | 0 | 10309.0274 | 0 | 4605.0417 | 0 | 10309.0274 | 0 | 12365.0446 | 14686.2754 | 14203.0979 | 14914.069
89057 | 242.131 | 2152 | 3 | Standard Efficiency | None | EnergyStar, 120% Usage | Electric, 120% Usage | None | 400%+ | None | 10 | Single-Family Attached | Single-Family Attached | Single-Family Attached | 2000-2499 | 1500-2499 | 1 | Electricity | 100% Conditioned | Central AC | None | Electricity Electric Furnace | None | 60000-69999 | 100% CFL | Occupied | 1980s | Electricity | Yes | 67.9925 | 0 | 20.2219 | 246.7658 | 1437.2205 | 0 | 0 | 104.3333 | 0 | 4461.1278 | 0 | 0 | 2266.0255 | 51.8736 | 0 | 747.0382 | 21.9803 | 3603.3088 | 0 | 0 | 0 | 416.454 | 400.042 | 0 | 0 | 0 | 0 | 0 | 0 | 0 | 0 | 0 | 0 | 0 | 0 | 0 | 0 | 0 | 0 | 0 | 0 | 0 | 13844.3843 | 13844.3843 | 13844.3843 | 13844.3843 | 0 | 0 | 0 | 2450.1019 | 0 | 0 | 0 | 5552.9694 | 0 | 0 | 0 | 4853.4592 | 0 | 0 | 0 | 5870.5957 | 0 | 0 | 0 | 2450.1019 | 5552.9694 | 4853.4592 | 5870.5957
89194 | 242.131 | 1675 | 2 | Standard Efficiency | Electric, 120% Usage | EnergyStar, 120% Usage | Electric, 120% Usage | None | 400%+ | None | 50 | Single-Family Attached | Single-Family Attached | Single-Family Attached | 1500-1999 | 1500-2499 | 2 | Electricity | 100% Conditioned | Central AC | None | Electricity Electric Furnace | None | 80000-99999 | 100% Incandescent | Occupied | 2000s | Electricity | Yes | 67.9925 | 347.5823 | 20.2219 | 298.3463 | 1927.2354 | 0 | 0 | 371.6141 | 0 | 15906.7254 | 0 | 0 | 2246.0967 | 183.7556 | 0 | 1925.77 | 16.412 | 3456.7733 | 0 | 0 | 0 | 416.454 | 868.0765 | 0 | 0 | 0 | 0 | 0 | 0 | 0 | 0 | 0 | 0 | 0 | 0 | 0 | 0 | 0 | 0 | 0 | 0 | 0 | 28053.0559 | 28053.0559 | 28053.0559 | 28053.0559 | 0 | 0 | 0 | 4616.7525 | 0 | 0 | 0 | 10870.0549 | 0 | 0 | 0 | 9462.6549 | 0 | 0 | 0 | 11550.6721 | 0 | 0 | 0 | 4616.7525 | 10870.0549 | 9462.6549 | 11550.6721
89280 | 242.131 | 8194 | 5 | Standard Efficiency | Electric, 100% Usage | EnergyStar, 100% Usage | Electric, 100% Usage | None | 400%+ | None | None | Single-Family Detached | Single-Family Detached | Single-Family Detached | 4000+ | 4000+ | 2 | Electricity | 100% Conditioned | Central AC | None | Electricity Baseboard | None | 180000-199999 | 100% Incandescent | Occupied | <1940 | Electricity | Yes | 67.9925 | 648.8593 | 37.8062 | 3850.3677 | 12236.3033 | 0 | 0 | 0 | 0 | 33778.7854 | 0 | 0 | 3369.4381 | 509.6506 | 0 | 7521.9621 | 27.2556 | 5080.387 | 0 | 0 | 0 | 537.1993 | 434.0383 | 0 | 0 | 0 | 0 | 0 | 0 | 0 | 0 | 0 | 0 | 0 | 0 | 0 | 0 | 0 | 0 | 0 | 0 | 0 | 68100.3384 | 68100.3384 | 68100.3384 | 68100.3384 | 0 | 0 | 0 | 11670.2413 | 0 | 0 | 0 | 26676.0358 | 0 | 0 | 0 | 23343.6941 | 0 | 0 | 0 | 28106.0606 | 0 | 0 | 0 | 11670.2413 | 26676.0358 | 23343.6941 | 28106.0606
89370 | 242.131 | 1202 | 3 | Standard Efficiency, No usage | None | EnergyStar, 100% Usage | Electric, 100% Usage | 318 Rated kWh, 100% Usage | 100-150% | None | 36 | Single-Family Attached | Single-Family Attached | Single-Family Attached | 1000-1499 | 0-1499 | 2 | Fuel Oil | 100% Conditioned | Central AC | None | Fuel Oil Fuel Furnace | None | 20000-24999 | 100% LED | Vacant | <1940 | Fuel Oil | Yes | 0 | 0 | 0 | 305.087 | 1063.848 | 0 | 0 | 52.7528 | 0 | 0 | 0 | 0 | 0 | 0 | 0 | 0 | 21.9803 | 0 | 0 | 0 | 0 | 0 | 400.042 | 0 | 0 | 4941.4713 | 1276.0314 | 0 | 0 | 0 | 0 | 0 | 0 | 0 | 0 | 0 | 0 | 0 | 0 | 0 | 0 | 0 | 8060.9198 | 8060.9198 | 1843.417 | 1843.417 | 6217.2097 | 0 | 0 | 329.1112 | 1885.0854 | 0 | 0 | 674.7345 | 1885.0854 | 0 | 0 | 603.892 | 1885.0854 | 0 | 0 | 704.8875 | 1885.0854 | 0 | 0 | 2214.1966 | 2559.82 | 2488.9775 | 2589.973
89444 | 242.131 | 885 | 2 | Standard Efficiency | Electric, 100% Usage | EnergyStar, 100% Usage | Propane, 100% Usage | 318 Rated kWh, 100% Usage | 150-200% | None | None | Single-Family Detached | Single-Family Detached | Single-Family Detached | 750-999 | 0-1499 | 1 | Propane | 100% Conditioned | Central AC | None | Propane Fuel Furnace | None | 30000-34999 | 100% LED | Occupied | 1950s | Electricity | Yes | 81.7668 | 400.042 | 23.4457 | 398.8697 | 2290.9366 | 97.5927 | 319.7405 | 67.9925 | 0 | 0 | 0 | 0 | 2101.6126 | 24.0318 | 16.7051 | 304.7939 | 16.412 | 2126.8168 | 0 | 0 | 0 | 27.8418 | 400.042 | 309.7761 | 0 | 0 | 0 | 0 | 0 | 0 | 0 | 0 | 0 | 0 | 0 | 0 | 0 | 0 | 0 | 3162.2368 | 0 | 813.5653 | 12983.9276 | 12983.9276 | 9008.1255 | 9008.1255 | 0 | 0 | 3975.8021 | 1550.4486 | 0 | 0 | 1094.078 | 3379.4274 | 0 | 0 | 1094.078 | 2987.583 | 0 | 0 | 1094.078 | 3561.2068 | 0 | 0 | 1094.078 | 2644.5265 | 4473.5053 | 4081.6609 | 4655.2847
89450 | 242.131 | 1138 | 2 | None | None | None | Electric, 100% Usage | None | 400%+ | 12 | None | 10 to 19 Unit | Multifamily with 5+ units, 1-3 stories | Multi-Family with 5+ Units | 1000-1499 | 0-1499 | 3 | Natural Gas | 100% Conditioned | Central AC | None | Natural Gas Fuel Furnace | None | 50000-59999 | 100% CFL | Occupied | 1990s | Natural Gas | Yes | 0 | 0 | 0 | 498.2208 | 2233.7877 | 0 | 0 | 58.6142 | 0 | 0 | 0 | 0 | 0 | 39.2715 | 0 | 468.6206 | 16.412 | 1581.4115 | 0 | 0 | 0 | 346.9961 | 480.0504 | 272.8492 | 0 | 0 | 0 | 0 | 0 | 0 | 0 | 6514.3837 | 0 | 2620.0554 | 0 | 0 | 0 | 0 | 0 | 0 | 0 | 0 | 15130.6732 | 15130.6732 | 5996.2341 | 5996.2341 | 0 | 9134.4391 | 0 | 1025.2807 | 0 | 2082.487 | 0 | 2218.3797 | 0 | 2082.487 | 0 | 1968.0502 | 0 | 2082.487 | 0 | 2325.1848 | 0 | 2082.487 | 0 | 3107.7677 | 4300.8667 | 4050.5372 | 4407.6718
89458 | 242.131 | 1138 | 2 | Standard Efficiency | None | None | Gas, 100% Usage | None | 150-200% | 14 | None | 10 to 19 Unit | Multifamily with 5+ units, 1-3 stories | Multi-Family with 5+ Units | 1000-1499 | 0-1499 | 2 | Electricity | 100% Conditioned | Room AC | None | Electricity Electric Furnace | None | 20000-24999 | 100% CFL | Occupied | 1970s | Natural Gas | No | 67.9925 | 0 | 0 | 0 | 1026.921 | 0 | 0 | 87.9213 | 0 | 3760.688 | 0 | 0 | 0 | 39.2715 | 0 | 468.6206 | 16.412 | 1581.4115 | 0 | 0 | 0 | 23.7388 | 434.0383 | 0 | 0 | 0 | 0 | 0 | 0 | 0 | 0 | 0 | 0 | 2744.3175 | 0 | 0 | 694.8715 | 0 | 0 | 0 | 0 | 0 | 10945.9114 | 10945.9114 | 7506.7224 | 7506.7224 | 0 | 3439.189 | 0 | 1233.9595 | 0 | 784.0476 | 0 | 2902.7988 | 0 | 784.0476 | 0 | 2528.5883 | 0 | 784.0476 | 0 | 3062.4271 | 0 | 784.0476 | 0 | 2018.0071 | 3686.8464 | 3312.6359 | 3846.4746
89571 | 242.131 | 3301 | 5 | Standard Efficiency | Electric, 120% Usage | EnergyStar, 120% Usage | Gas, 120% Usage | 318 Rated kWh, 120% Usage | 400%+ | None | None | Single-Family Detached | Single-Family Detached | Single-Family Detached | 3000-3999 | 2500-3999 | 1 | Natural Gas | 60% Conditioned | Room AC | None | Natural Gas Fuel Boiler | None | 200000+ | 100% Incandescent | Occupied | 1960s | Natural Gas | Yes | 67.9925 | 480.0504 | 28.1348 | 0 | 3571.071 | 117.2284 | 319.7405 | 80.0084 | 0 | 0 | 0 | 0 | 0 | 264.9362 | 99.9372 | 3321.6675 | 27.2556 | 5789.9121 | 0 | 2467.3653 | 0 | 33.4101 | 1790.0781 | 0 | 0 | 0 | 0 | 0 | 0 | 0 | 0 | 27112.2978 | 0 | 5906.5543 | 0 | 0 | 976.2197 | 0 | 0 | 0 | 0 | 0 | 52453.8601 | 52453.8601 | 18459.0813 | 18459.0813 | 0 | 33994.7788 | 0 | 2988.8231 | 0 | 7750.14 | 0 | 6677.7746 | 0 | 7750.14 | 0 | 5897.9981 | 0 | 7750.14 | 0 | 7064.6894 | 0 | 7750.14 | 0 | 10738.9631 | 14427.9146 | 13648.1381 | 14814.8294
89626 | 242.131 | 1138 | 1 | None | None | None | Electric, 120% Usage | 318 Rated kWh, 120% Usage | 100-150% | 43 | None | 20 to 49 Unit | Multifamily with 5+ units, 4-7 stories | Multi-Family with 5+ Units | 1000-1499 | 0-1499 | 4 | Natural Gas | 100% Conditioned | Central AC | None | Natural Gas Fuel Furnace | None | 15000-19999 | 100% Incandescent | Occupied | 2000s | Natural Gas | Yes | 0 | 0 | 0 | 490.601 | 1958.887 | 77.6638 | 0 | 35.1685 | 0 | 0 | 0 | 0 | 0 | 156.793 | 0 | 1465.0623 | 16.412 | 3162.5299 | 0 | 0 | 0 | 416.454 | 434.0383 | 0 | 0 | 0 | 0 | 0 | 0 | 0 | 0 | 6823.8668 | 0 | 4023.8658 | 0 | 0 | 0 | 0 | 0 | 0 | 0 | 0 | 19061.3424 | 19061.3424 | 8213.6098 | 8213.6098 | 0 | 10847.7326 | 0 | 1374.007 | 0 | 2473.0809 | 0 | 3020.8404 | 0 | 2473.0809 | 0 | 2668.6186 | 0 | 2473.0809 | 0 | 3205.0256 | 0 | 2473.0809 | 0 | 3847.0879 | 5493.9212 | 5141.6995 | 5678.1065
89651 | 242.131 | 1690 | 3 | Standard Efficiency | Electric, 120% Usage | Standard, 120% Usage | Gas, 120% Usage | 290 Rated kWh, 120% Usage | 200-300% | None | None | Single-Family Detached | Single-Family Detached | Single-Family Detached | 1500-1999 | 1500-2499 | 2 | Natural Gas | 40% Conditioned | Room AC | None | Natural Gas Fuel Boiler | None | 45000-49999 | 100% CFL | Occupied | 1970s | Natural Gas | Yes | 67.9925 | 915.261 | 34.2893 | 0 | 1677.5388 | 109.3155 | 319.7405 | 113.1254 | 0 | 0 | 0 | 886.54 | 0 | 46.0122 | 0 | 620.1384 | 21.9803 | 4765.3356 | 0 | 0 | 0 | 33.4101 | 434.0383 | 0 | 0 | 0 | 0 | 0 | 0 | 0 | 0 | 21951.0231 | 2038.0162 | 6464.5617 | 0 | 0 | 976.2197 | 0 | 0 | 0 | 0 | 0 | 41474.8317 | 41474.8317 | 10045.0109 | 10045.0109 | 0 | 31429.8208 | 0 | 1729.3381 | 0 | 7165.3438 | 0 | 3810.864 | 0 | 7165.3438 | 0 | 3361.8996 | 0 | 7165.3438 | 0 | 4018.5431 | 0 | 7165.3438 | 0 | 8894.6819 | 10976.2078 | 10527.2434 | 11183.8869
89674 | 242.131 | 2663 | 5 | None | Electric, 120% Usage | EnergyStar, 120% Usage | Propane, 120% Usage | 290 Rated kWh, 120% Usage | 200-300% | None | None | Single-Family Detached | Single-Family Detached | Single-Family Detached | 2500-2999 | 2500-3999 | 2 | Fuel Oil | 100% Conditioned | Central AC | None | Fuel Oil Fuel Furnace | None | 80000-99999 | 100% LED | Occupied | 2000s | Propane | Yes | 0 | 927.863 | 54.2181 | 880.6786 | 2671.6359 | 234.4569 | 0 | 138.3295 | 0 | 0 | 0 | 0 | 0 | 38.9785 | 16.7051 | 677.8734 | 27.2556 | 7272.8517 | 0 | 0 | 0 | 49.8221 | 434.0383 | 0 | 0 | 21656.7798 | 0 | 0 | 0 | 0 | 0 | 0 | 0 | 0 | 0 | 0 | 0 | 0 | 0 | 0 | 11429.4787 | 1457.7355 | 47968.4074 | 47968.4074 | 13424.4134 | 13424.4134 | 21656.7798 | 0 | 12887.2142 | 2317.1676 | 6566.2871 | 0 | 3546.3639 | 5069.9743 | 6566.2871 | 0 | 3546.3639 | 4481.0826 | 6566.2871 | 0 | 3546.3639 | 5327.021 | 6566.2871 | 0 | 3546.3639 | 12429.8185 | 15182.6252 | 14593.7335 | 15439.6719
89945 | 242.131 | 2176 | 5 | Standard Efficiency, No usage | Electric, 100% Usage | Standard, 100% Usage | Electric, 100% Usage | 290 Rated kWh, 100% Usage | 400%+ | None | None | Single-Family Detached | Single-Family Detached | Single-Family Detached | 2000-2499 | 1500-2499 | 1 | Natural Gas | 100% Conditioned | Central AC | None | Natural Gas Fuel Furnace | None | 60000-69999 | 100% CFL | Vacant | 2010s | Natural Gas | Yes | 0 | 0 | 0 | 426.7115 | 1890.6015 | 0 | 0 | 42.7884 | 0 | 0 | 0 | 0 | 0 | 0 | 0 | 0 | 27.2556 | 0 | 0 | 0 | 0 | 0 | 480.0504 | 0 | 0 | 0 | 0 | 0 | 0 | 0 | 0 | 2814.6546 | 0 | 847.2685 | 0 | 0 | 0 | 0 | 0 | 0 | 0 | 0 | 6529.6234 | 6529.6234 | 2867.4073 | 2867.4073 | 0 | 3662.2161 | 0 | 549.1883 | 0 | 834.8971 | 0 | 1149.1386 | 0 | 834.8971 | 0 | 1026.9272 | 0 | 834.8971 | 0 | 1143.1653 | 0 | 834.8971 | 0 | 1384.0854 | 1984.0357 | 1861.8243 | 1978.0623
90014 | 242.131 | 2663 | 3 | Standard Efficiency | Electric, 100% Usage | Standard, 100% Usage | Electric, 100% Usage | None | 400%+ | None | None | Single-Family Detached | Single-Family Detached | Single-Family Detached | 2500-2999 | 2500-3999 | 2 | Natural Gas | 100% Conditioned | Central AC | None | Natural Gas Fuel Furnace | None | 200000+ | 100% CFL | Occupied | 1980s | Natural Gas | Yes | 67.9925 | 1711.242 | 64.1826 | 1472.6821 | 4755.6643 | 0 | 0 | 179.3595 | 0 | 0 | 0 | 0 | 0 | 58.3211 | 24.911 | 887.4192 | 21.9803 | 3951.1842 | 0 | 0 | 0 | 669.0813 | 434.0383 | 627.7582 | 0 | 0 | 0 | 0 | 0 | 0 | 0 | 18644.0092 | 0 | 7761.9873 | 0 | 0 | 0 | 0 | 0 | 0 | 0 | 0 | 41331.813 | 41331.813 | 14925.8165 | 14925.8165 | 0 | 26405.9965 | 0 | 2628.1423 | 0 | 6020.0553 | 0 | 5633.4054 | 0 | 6020.0553 | 0 | 4998.3888 | 0 | 6020.0553 | 0 | 5909.0122 | 0 | 6020.0553 | 0 | 8648.1976 | 11653.4607 | 11018.444 | 11929.0675
90037 | 242.131 | 617 | 1 | Standard Efficiency | None | None | Electric, 80% Usage | 318 Rated kWh, 80% Usage | 100-150% | 8 | None | 5 to 9 Unit | Multifamily with 5+ units, 1-3 stories | Multi-Family with 5+ Units | 500-749 | 0-1499 | 3 | Electricity | 100% Conditioned | Central AC | None | Electricity Electric Furnace | None | 15000-19999 | 100% LED | Occupied | 1980s | Electricity | Yes | 67.9925 | 0 | 0 | 317.396 | 1713.5865 | 51.5805 | 0 | 74.147 | 0 | 8409.6744 | 0 | 0 | 803.6009 | 21.6873 | 0 | 248.8173 | 16.412 | 685.7863 | 0 | 0 | 0 | 277.5383 | 434.0383 | 0 | 0 | 0 | 0 | 0 | 0 | 0 | 0 | 0 | 0 | 0 | 0 | 0 | 0 | 0 | 0 | 0 | 0 | 0 | 13122.2572 | 13122.2572 | 13122.2572 | 13122.2572 | 0 | 0 | 0 | 2377.5339 | 0 | 0 | 0 | 5450.2335 | 0 | 0 | 0 | 4744.7436 | 0 | 0 | 0 | 5749.0842 | 0 | 0 | 0 | 2377.5339 | 5450.2335 | 4744.7436 | 5749.0842
90108 | 242.131 | 1690 | 4 | Standard Efficiency | Electric, 120% Usage | EnergyStar, 120% Usage | Electric, 120% Usage | 290 Rated kWh, 120% Usage | 400%+ | None | None | Single-Family Detached | Single-Family Detached | Single-Family Detached | 1500-1999 | 1500-2499 | 1 | Electricity | 100% Conditioned | Heat Pump | None | Electricity ASHP | None | 200000+ | 100% CFL | Occupied | 1980s | Electricity | Yes | 67.9925 | 481.5158 | 28.1348 | 954.2394 | 4053.1729 | 109.3155 | 0 | 575.2985 | 1234.7084 | 5904.2098 | 0 | 0 | 3764.4979 | 46.0122 | 24.911 | 620.1384 | 21.9803 | 4765.3356 | 0 | 0 | 0 | 486.498 | 434.0383 | 0 | 0 | 0 | 0 | 0 | 0 | 0 | 0 | 0 | 0 | 0 | 0 | 0 | 0 | 0 | 0 | 0 | 0 | 0 | 23571.9992 | 23571.9992 | 23571.9992 | 23571.9992 | 0 | 0 | 0 | 4121.5848 | 0 | 0 | 0 | 9327.0117 | 0 | 0 | 0 | 8173.3313 | 0 | 0 | 0 | 9768.8501 | 0 | 0 | 0 | 4121.5848 | 9327.0117 | 8173.3313 | 9768.8501
90131 | 242.131 | 1138 | 2 | None | Electric, 80% Usage | EnergyStar, 80% Usage | Gas, 80% Usage | None | 150-200% | 67 | None | 50 or more Unit | Multifamily with 5+ units, 4-7 stories | Multi-Family with 5+ Units | 1000-1499 | 0-1499 | 4 | Electricity | 100% Conditioned | Heat Pump | None | Electricity ASHP | None | 30000-34999 | 100% Incandescent | Occupied | 2000s | Electricity | Yes | 0 | 296.0018 | 17.2912 | 316.8098 | 1346.6616 | 0 | 0 | 69.7509 | 80.3015 | 795.688 | 0 | 0 | 1079.0877 | 156.793 | 0 | 1465.0623 | 16.412 | 888.2984 | 0 | 0 | 0 | 21.3942 | 434.0383 | 0 | 0 | 0 | 0 | 0 | 0 | 0 | 0 | 0 | 0 | 0 | 0 | 0 | 624.8275 | 0 | 0 | 0 | 0 | 0 | 7608.125 | 7608.125 | 6983.2975 | 6983.2975 | 0 | 624.8275 | 0 | 1190.0894 | 0 | 142.448 | 0 | 2631.5692 | 0 | 142.448 | 0 | 2316.0635 | 0 | 142.448 | 0 | 2802.9822 | 0 | 142.448 | 0 | 1332.5374 | 2774.0172 | 2458.5115 | 2945.4302
90348 | 242.131 | 1623 | 4 | Standard Efficiency | Electric, 80% Usage | EnergyStar, 80% Usage | Electric, 80% Usage | None | 400%+ | 2 | None | 2 Unit | Multifamily with 2-4 Units | Multi-Family with 2 - 4 Units | 1500-1999 | 1500-2499 | 2 | Electricity | 100% Conditioned | Central AC | None | Electricity Electric Furnace | None | 50000-59999 | 100% CFL | Occupied | 1970s | Natural Gas | Yes | 67.9925 | 231.8192 | 13.4813 | 461.5869 | 3163.4091 | 0 | 0 | 587.9006 | 0 | 25165.4266 | 0 | 0 | 0 | 45.426 | 0 | 601.968 | 21.9803 | 687.2517 | 0 | 0 | 0 | 277.5383 | 434.0383 | 0 | 0 | 0 | 0 | 0 | 0 | 0 | 0 | 0 | 0 | 2098.975 | 0 | 0 | 0 | 0 | 0 | 0 | 0 | 0 | 33858.7938 | 33858.7938 | 31759.8188 | 31759.8188 | 0 | 2098.975 | 0 | 5703.7648 | 0 | 478.5363 | 0 | 13289.8165 | 0 | 478.5363 | 0 | 11536.3835 | 0 | 478.5363 | 0 | 13997.1135 | 0 | 478.5363 | 0 | 6182.3012 | 13768.3528 | 12014.9198 | 14475.6498
90401 | 242.131 | 1138 | 2 | Standard Efficiency | None | None | Electric, 100% Usage | None | 150-200% | 14 | None | 10 to 19 Unit | Multifamily with 5+ units, 4-7 stories | Multi-Family with 5+ Units | 1000-1499 | 0-1499 | 4 | Natural Gas | 100% Conditioned | Central AC | Heating Only | Natural Gas Shared Heating | Boiler Baseboards Heating Only, Natural Gas | 35000-39999 | 100% CFL | Occupied | 2000s | Electricity | No | 67.9925 | 0 | 0 | 191.3754 | 1064.1411 | 0 | 0 | 43.3745 | 0 | 0 | 0 | 0 | 2251.665 | 39.2715 | 0 | 468.6206 | 16.412 | 1971.4891 | 0 | 0 | 0 | 431.9868 | 434.0383 | 0 | 0 | 0 | 0 | 0 | 0 | 0 | 0 | 1068.5371 | 0 | 0 | 0 | 0 | 0 | 0 | 0 | 0 | 0 | 0 | 8048.9039 | 8048.9039 | 6980.3667 | 6980.3667 | 0 | 1068.5371 | 0 | 1165.4176 | 0 | 243.6077 | 0 | 2592.8283 | 0 | 243.6077 | 0 | 2282.318 | 0 | 243.6077 | 0 | 2771.0221 | 0 | 243.6077 | 0 | 1409.0253 | 2836.436 | 2525.9257 | 3014.6298
90424 | 242.131 | 1138 | 2 | None | Electric, 100% Usage | EnergyStar, 100% Usage | Electric, 100% Usage | 318 Rated kWh, 100% Usage | 0-100% | 18 | None | 10 to 19 Unit | Multifamily with 5+ units, 1-3 stories | Multi-Family with 5+ Units | 1000-1499 | 0-1499 | 3 | Natural Gas | 60% Conditioned | Room AC | Heating Only | Natural Gas Shared Heating | Boiler Baseboards Heating Only, Natural Gas | <10000 | 100% CFL | Occupied | 1950s | Natural Gas | No | 0 | 610.7601 | 35.7547 | 0 | 987.6495 | 160.3099 | 0 | 79.4223 | 0 | 0 | 0 | 0 | 0 | 39.2715 | 0 | 468.6206 | 16.412 | 2361.8598 | 0 | 0 | 0 | 516.9774 | 727.1093 | 0 | 0 | 0 | 0 | 0 | 0 | 0 | 0 | 3300.5664 | 0 | 5871.972 | 0 | 0 | 0 | 0 | 0 | 0 | 0 | 0 | 15176.3923 | 15176.3923 | 6003.8539 | 6003.8539 | 0 | 9172.5383 | 0 | 992.5173 | 0 | 2091.1638 | 0 | 2212.4131 | 0 | 2091.1638 | 0 | 1950.8622 | 0 | 2091.1638 | 0 | 2348.1202 | 0 | 2091.1638 | 0 | 3083.681 | 4303.5769 | 4042.026 | 4439.284
90544 | 242.131 | 333 | 1 | Standard Efficiency | Electric, 80% Usage | Standard, 80% Usage | Electric, 80% Usage | None | 0-100% | 12 | None | 10 to 19 Unit | Multifamily with 5+ units, 1-3 stories | Multi-Family with 5+ Units | 0-499 | 0-1499 | 2 | Electricity | 60% Conditioned | Room AC | None | Electricity Electric Boiler | None | <10000 | 100% Incandescent | Occupied | 1990s | Electricity | Yes | 67.9925 | 441.9512 | 16.412 | 0 | 495.5832 | 0 | 0 | 24.911 | 0 | 291.3126 | 0 | 0 | 907.6411 | 116.6423 | 0 | 774.0007 | 16.412 | 628.6374 | 0 | 0 | 0 | 277.5383 | 434.0383 | 0 | 0 | 0 | 0 | 0 | 0 | 0 | 0 | 0 | 0 | 0 | 0 | 0 | 0 | 0 | 0 | 0 | 0 | 0 | 4492.7795 | 4492.7795 | 4492.7795 | 4492.7795 | 0 | 0 | 0 | 758.3593 | 0 | 0 | 0 | 1708.6738 | 0 | 0 | 0 | 1500.6419 | 0 | 0 | 0 | 1819.1222 | 0 | 0 | 0 | 758.3593 | 1708.6738 | 1500.6419 | 1819.1222
90614 | 242.131 | 2115 | 2 | Standard Efficiency | Electric, 120% Usage | EnergyStar, 120% Usage | Electric, 120% Usage | 290 Rated kWh, 120% Usage | 400%+ | 67 | None | 50 or more Unit | Multifamily with 5+ units, 1-3 stories | Multi-Family with 5+ Units | 2000-2499 | 1500-2499 | 3 | Natural Gas | 60% Conditioned | Room AC | None | Natural Gas Fuel Boiler | None | 80000-99999 | 100% LED | Occupied | 1970s | Natural Gas | No | 67.9925 | 347.5823 | 20.2219 | 0 | 353.1506 | 72.3886 | 0 | 99.3511 | 0 | 0 | 0 | 0 | 0 | 34.2893 | 0 | 562.9895 | 16.412 | 3949.7188 | 0 | 0 | 0 | 416.454 | 434.0383 | 0 | 0 | 0 | 0 | 0 | 0 | 711.8696 | 0 | 8511.37 | 0 | 3883.7778 | 0 | 0 | 0 | 0 | 0 | 0 | 0 | 0 | 19481.6063 | 19481.6063 | 6374.8819 | 6374.8819 | 0 | 13106.7244 | 0 | 1108.5779 | 0 | 2988.0856 | 0 | 2452.2451 | 0 | 2988.0856 | 0 | 2156.5119 | 0 | 2988.0856 | 0 | 2604.4426 | 0 | 2988.0856 | 0 | 4096.6635 | 5440.3306 | 5144.5975 | 5592.5281
90663 | 242.131 | 1202 | 3 | Standard Efficiency, No usage | Electric, 120% Usage | Standard, 120% Usage | Electric, 120% Usage | 290 Rated kWh, 120% Usage | 200-300% | None | 8 | Single-Family Attached | Single-Family Attached | Single-Family Attached | 1000-1499 | 0-1499 | 1 | Natural Gas | 100% Conditioned | Central AC | None | Natural Gas Fuel Furnace | None | 60000-69999 | 100% LED | Vacant | 1950s | Electricity | No | 0 | 0 | 0 | 458.9493 | 1658.7823 | 0 | 319.7405 | 117.8146 | 0 | 0 | 0 | 0 | 350.513 | 0 | 0 | 0 | 21.9803 | 0 | 0 | 0 | 0 | 0 | 1356.0398 | 0 | 0 | 0 | 0 | 0 | 0 | 0 | 0 | 5191.1679 | 0 | 0 | 0 | 0 | 0 | 0 | 0 | 0 | 0 | 0 | 9474.6946 | 9474.6946 | 4283.5268 | 4283.5268 | 0 | 5191.1679 | 0 | 740.1902 | 0 | 1183.4493 | 0 | 1570.1055 | 0 | 1183.4493 | 0 | 1397.6474 | 0 | 1183.4493 | 0 | 1644.4787 | 0 | 1183.4493 | 0 | 1923.6394 | 2753.5547 | 2581.0966 | 2827.928
90681 | 242.131 | 2176 | 2 | Standard Efficiency | Electric, 100% Usage | Standard, 100% Usage | Electric, 100% Usage | None | 400%+ | None | None | Single-Family Detached | Single-Family Detached | Single-Family Detached | 2000-2499 | 1500-2499 | 1 | Natural Gas | 60% Conditioned | Central AC | None | Natural Gas Fuel Furnace | None | 80000-99999 | 100% CFL | Occupied | 1990s | Natural Gas | Yes | 67.9925 | 762.864 | 28.4279 | 307.7246 | 1902.3243 | 0 | 0 | 368.6834 | 0 | 0 | 0 | 0 | 0 | 52.1667 | 24.911 | 753.7788 | 16.412 | 2537.1163 | 0 | 0 | 0 | 405.6104 | 480.0504 | 0 | 0 | 0 | 0 | 0 | 0 | 0 | 0 | 14786.9008 | 0 | 3966.1308 | 0 | 0 | 0 | 0 | 0 | 0 | 0 | 0 | 26460.8008 | 26460.8008 | 7707.7691 | 7707.7691 | 0 | 18752.7386 | 0 | 1322.7275 | 0 | 4275.2582 | 0 | 2895.4493 | 0 | 4275.2582 | 0 | 2557.9806 | 0 | 4275.2582 | 0 | 3045.6977 | 0 | 4275.2582 | 0 | 5597.9857 | 7170.7075 | 6833.2389 | 7320.9559
90780 | 242.131 | 1675 | 3 | Standard Efficiency | Electric, 100% Usage | EnergyStar, 100% Usage | Electric, 100% Usage | None | 400%+ | None | 8 | Single-Family Attached | Single-Family Attached | Single-Family Attached | 1500-1999 | 1500-2499 | 2 | Electricity | 100% Conditioned | Heat Pump | None | Electricity ASHP | None | 80000-99999 | 100% LED | Occupied | 1980s | Electricity | Yes | 67.9925 | 450.1572 | 26.3764 | 710.1112 | 2997.824 | 0 | 0 | 289.5542 | 537.4923 | 2826.9635 | 0 | 0 | 2328.7427 | 30.4794 | 0 | 470.6721 | 21.9803 | 1990.5387 | 0 | 0 | 0 | 431.9868 | 434.0383 | 0 | 0 | 0 | 0 | 0 | 0 | 0 | 0 | 0 | 0 | 0 | 0 | 0 | 0 | 0 | 0 | 0 | 0 | 0 | 13614.9096 | 13614.9096 | 13614.9096 | 13614.9096 | 0 | 0 | 0 | 2351.8742 | 0 | 0 | 0 | 5289.7108 | 0 | 0 | 0 | 4643.0023 | 0 | 0 | 0 | 5550.8044 | 0 | 0 | 0 | 2351.8742 | 5289.7108 | 4643.0023 | 5550.8044
90837 | 242.131 | 853 | 1 | Standard Efficiency, No usage | None | None | Electric, 80% Usage | 290 Rated kWh, 80% Usage | 150-200% | 323 | None | 50 or more Unit | Multifamily with 5+ units, 8+ stories | Multi-Family with 5+ Units | 750-999 | 0-1499 | 9 | Electricity | 100% Conditioned | Heat Pump | None | Electricity ASHP | None | 25000-29999 | 100% Incandescent | Vacant | 1970s | Natural Gas | No | 0 | 0 | 0 | 194.3061 | 725.3509 | 0 | 0 | 28.4279 | 29.6002 | 372.2003 | 0 | 0 | 0 | 0 | 0 | 0 | 16.412 | 0 | 0 | 0 | 0 | 0 | 400.042 | 0 | 0 | 0 | 0 | 0 | 0 | 0 | 0 | 0 | 0 | 1615.4077 | 0 | 0 | 0 | 0 | 0 | 0 | 0 | 0 | 3381.7471 | 3381.7471 | 1766.3393 | 1766.3393 | 0 | 1615.4077 | 0 | 298.5064 | 0 | 368.2585 | 0 | 654.1455 | 0 | 368.2585 | 0 | 579.4611 | 0 | 368.2585 | 0 | 675.6848 | 0 | 368.2585 | 0 | 666.7649 | 1022.404 | 947.7196 | 1043.9433
90861 | 242.131 | 1138 | 2 | Standard Efficiency, No usage | None | None | Gas, 80% Usage | 290 Rated kWh, 80% Usage | 100-150% | 12 | None | 10 to 19 Unit | Multifamily with 5+ units, 1-3 stories | Multi-Family with 5+ Units | 1000-1499 | 0-1499 | 3 | Natural Gas | 100% Conditioned | Central AC | Heating and Cooling | Natural Gas Shared Heating | Fan Coil Heating and Cooling, Natural Gas | 15000-19999 | 100% Incandescent | Vacant | 1950s | Natural Gas | No | 0 | 0 | 0 | 23.4457 | 1779.2345 | 0 | 0 | 97.0065 | 0 | 0 | 0 | 0 | 0 | 0 | 0 | 0 | 16.412 | 0 | 0 | 0 | 0 | 0 | 480.0504 | 0 | 0 | 0 | 0 | 0 | 0 | 0 | 0 | 5131.9675 | 0 | 1606.6156 | 0 | 0 | 0 | 0 | 0 | 0 | 0 | 0 | 9134.4391 | 9134.4391 | 2396.1491 | 2396.1491 | 0 | 6738.5831 | 0 | 453.9988 | 0 | 1536.228 | 0 | 884.1577 | 0 | 1536.228 | 0 | 794.1187 | 0 | 1536.228 | 0 | 942.9614 | 0 | 1536.228 | 0 | 1990.2268 | 2420.3857 | 2330.3467 | 2479.1894
90930 | 242.131 | 1220 | 3 | Standard Efficiency | Electric, 80% Usage | Standard, 80% Usage | None | None | 400%+ | None | None | Single-Family Detached | Single-Family Detached | Single-Family Detached | 1000-1499 | 0-1499 | 1 | Natural Gas | 100% Conditioned | Central AC | None | Natural Gas Fuel Furnace | None | 140000-159999 | 100% CFL | Occupied | 1950s | Natural Gas | Yes | 67.9925 | 610.174 | 22.8595 | 969.186 | 4533.5164 | 0 | 319.7405 | 157.0861 | 0 | 0 | 0 | 0 | 0 | 40.1507 | 0 | 491.1871 | 21.9803 | 1116.6008 | 0 | 1853.3814 | 0 | 0 | 480.0504 | 0 | 0 | 0 | 0 | 0 | 0 | 0 | 0 | 24436.5589 | 0 | 2737.2838 | 0 | 0 | 0 | 0 | 0 | 0 | 0 | 0 | 37858.0416 | 37858.0416 | 10683.9059 | 10683.9059 | 0 | 27173.8427 | 0 | 1584.1818 | 0 | 6195.1029 | 0 | 3418.3565 | 0 | 6195.1029 | 0 | 3054.2683 | 0 | 6195.1029 | 0 | 3668.0881 | 0 | 6195.1029 | 0 | 7779.2847 | 9613.4594 | 9249.3712 | 9863.191
90963 | 242.131 | 1690 | 2 | Standard Efficiency | Electric, 120% Usage | Standard, 120% Usage | Propane, 120% Usage | 290 Rated kWh, 120% Usage | 400%+ | None | None | Single-Family Detached | Single-Family Detached | Single-Family Detached | 1500-1999 | 1500-2499 | 1 | Fuel Oil | 100% Conditioned | Central AC | None | Fuel Oil Fuel Boiler | None | 140000-159999 | 100% Incandescent | Occupied | 1950s | Electricity | Yes | 67.9925 | 915.261 | 34.2893 | 958.3424 | 3176.3043 | 109.3155 | 319.7405 | 273.4353 | 0 | 0 | 0 | 0 | 4187.1064 | 184.6348 | 99.9372 | 1938.9582 | 16.412 | 4765.3356 | 0 | 0 | 0 | 33.4101 | 400.042 | 0 | 0 | 31799.6765 | 0 | 0 | 0 | 0 | 0 | 0 | 0 | 0 | 0 | 0 | 0 | 0 | 0 | 0 | 0 | 976.2197 | 50256.4132 | 50256.4132 | 17480.517 | 17480.517 | 31799.6765 | 0 | 976.2197 | 3089.072 | 9641.6089 | 0 | 268.6278 | 6727.5768 | 9641.6089 | 0 | 268.6278 | 6180.4337 | 9641.6089 | 0 | 268.6278 | 7415.2296 | 9641.6089 | 0 | 268.6278 | 12999.3087 | 16637.8135 | 16090.6704 | 17325.4663
91029 | 242.131 | 1138 | 2 | Standard Efficiency, No usage | Electric, 80% Usage | Standard, 80% Usage | Electric, 80% Usage | None | 400%+ | 24 | None | 20 to 49 Unit | Multifamily with 5+ units, 1-3 stories | Multi-Family with 5+ Units | 1000-1499 | 0-1499 | 3 | Electricity | 100% Conditioned | Central AC | None | Electricity Electric Furnace | None | 100000-119999 | 100% LED | Vacant | 2000s | Electricity | Yes | 0 | 0 | 0 | 142.7256 | 991.7525 | 0 | 0 | 18.1704 | 0 | 1360.4359 | 0 | 0 | 335.5664 | 0 | 0 | 0 | 16.412 | 0 | 0 | 0 | 0 | 0 | 434.0383 | 0 | 0 | 0 | 0 | 0 | 0 | 0 | 0 | 0 | 0 | 0 | 0 | 0 | 0 | 0 | 0 | 0 | 0 | 0 | 3299.101 | 3299.101 | 3299.101 | 3299.101 | 0 | 0 | 0 | 619.5872 | 0 | 0 | 0 | 1383.4608 | 0 | 0 | 0 | 1210.9587 | 0 | 0 | 0 | 1430.8648 | 0 | 0 | 0 | 619.5872 | 1383.4608 | 1210.9587 | 1430.8648
91131 | 242.131 | 1220 | 2 | Standard Efficiency | Electric, 100% Usage | EnergyStar, 100% Usage | Electric, 100% Usage | 290 Rated kWh, 100% Usage | 400%+ | None | None | Single-Family Detached | Single-Family Detached | Single-Family Detached | 1000-1499 | 0-1499 | 1 | Natural Gas | 100% Conditioned | Central AC | None | Natural Gas Fuel Furnace | None | 200000+ | 100% CFL | Occupied | 1960s | Natural Gas | Yes | 67.9925 | 400.042 | 23.4457 | 1009.0437 | 3143.7734 | 91.1451 | 319.7405 | 377.7686 | 0 | 0 | 0 | 0 | 0 | 40.1507 | 0 | 491.1871 | 16.412 | 2233.2016 | 0 | 0 | 0 | 405.6104 | 434.0383 | 0 | 0 | 0 | 0 | 0 | 0 | 0 | 0 | 17988.9953 | 0 | 3919.2394 | 0 | 0 | 0 | 0 | 0 | 0 | 0 | 0 | 30962.0793 | 30962.0793 | 9053.8446 | 9053.8446 | 0 | 21908.2348 | 0 | 1525.3976 | 0 | 4994.6231 | 0 | 3282.3699 | 0 | 4994.6231 | 0 | 2916.6751 | 0 | 4994.6231 | 0 | 3447.7102 | 0 | 4994.6231 | 0 | 6520.0206 | 8276.993 | 7911.2982 | 8442.3333
91217 | 242.131 | 2152 | 4 | Standard Efficiency | Electric, 80% Usage | EnergyStar, 80% Usage | Electric, 80% Usage | None | 400%+ | None | 8 | Single-Family Attached | Single-Family Attached | Single-Family Attached | 2000-2499 | 1500-2499 | 2 | Electricity | 100% Conditioned | Heat Pump | None | Electricity ASHP | None | 70000-79999 | 100% Incandescent | Occupied | 1980s | Electricity | Yes | 67.9925 | 296.0018 | 17.2912 | 470.6721 | 1783.0444 | 0 | 0 | 529.8725 | 3022.4419 | 6016.7491 | 0 | 0 | 1181.0764 | 207.4943 | 0 | 2335.4834 | 21.9803 | 966.2553 | 0 | 0 | 0 | 311.5345 | 868.0765 | 0 | 0 | 0 | 0 | 0 | 0 | 0 | 0 | 0 | 0 | 0 | 0 | 0 | 0 | 0 | 0 | 0 | 0 | 0 | 18095.9663 | 18095.9663 | 18095.9663 | 18095.9663 | 0 | 0 | 0 | 3263.6216 | 0 | 0 | 0 | 7441.6369 | 0 | 0 | 0 | 6485.5549 | 0 | 0 | 0 | 7833.6491 | 0 | 0 | 0 | 3263.6216 | 7441.6369 | 6485.5549 | 7833.6491
91344 | 242.131 | 3301 | 5 | Standard Efficiency | Gas, 100% Usage | EnergyStar, 100% Usage | Electric, 100% Usage | None | 400%+ | None | None | Single-Family Detached | Single-Family Detached | Single-Family Detached | 3000-3999 | 2500-3999 | 2 | Electricity | 100% Conditioned | Heat Pump | None | Electricity ASHP | None | 100000-119999 | 100% LED | Occupied | 1980s | Electricity | Yes | 67.9925 | 35.7547 | 23.4457 | 460.4147 | 2146.4525 | 0 | 319.7405 | 673.4773 | 6481.8529 | 14293.3692 | 0 | 0 | 2069.3748 | 44.2537 | 16.7051 | 811.5138 | 27.2556 | 2894.956 | 0 | 0 | 0 | 405.6104 | 434.0383 | 0 | 0 | 0 | 0 | 475.0682 | 0 | 0 | 0 | 0 | 0 | 0 | 0 | 0 | 0 | 0 | 0 | 0 | 0 | 0 | 31681.2757 | 31681.2757 | 31205.9145 | 31205.9145 | 0 | 475.0682 | 0 | 5735.3067 | 0 | 108.3247 | 0 | 13196.3252 | 0 | 108.3247 | 0 | 11470.9795 | 0 | 108.3247 | 0 | 13888.8723 | 0 | 108.3247 | 0 | 5843.6314 | 13304.6498 | 11579.3042 | 13997.1969
91385 | 242.131 | 3301 | 4 | Standard Efficiency | Electric, 120% Usage | Standard, 120% Usage | Electric, 120% Usage | None | 400%+ | None | None | Single-Family Detached | Single-Family Detached | Single-Family Detached | 3000-3999 | 2500-3999 | 1 | Electricity | 100% Conditioned | Heat Pump | None | Electricity ASHP | None | 200000+ | 100% CFL | Occupied | 1980s | Electricity | Yes | 67.9925 | 1199.833 | 44.8399 | 468.6206 | 2154.6585 | 0 | 0 | 926.9838 | 1676.3665 | 7845.8056 | 0 | 0 | 5784.3437 | 66.2341 | 24.911 | 1062.6757 | 21.9803 | 6419.4287 | 0 | 0 | 0 | 565.6272 | 434.0383 | 0 | 0 | 0 | 0 | 0 | 0 | 0 | 0 | 0 | 0 | 0 | 0 | 0 | 0 | 0 | 0 | 0 | 0 | 0 | 28764.6324 | 28764.6324 | 28764.6324 | 28764.6324 | 0 | 0 | 0 | 5208.2469 | 0 | 0 | 0 | 11580.445 | 0 | 0 | 0 | 10480.6359 | 0 | 0 | 0 | 12702.6706 | 0 | 0 | 0 | 5208.2469 | 11580.445 | 10480.6359 | 12702.6706
91453 | 242.131 | 2663 | 4 | Standard Efficiency | Electric, 100% Usage | EnergyStar, 100% Usage | Propane, 100% Usage | 318 Rated kWh, 100% Usage | 400%+ | None | None | Single-Family Detached | Single-Family Detached | Single-Family Detached | 2500-2999 | 2500-3999 | 2 | Propane | 100% Conditioned | Central AC | None | Propane Fuel Wall/Floor Furnace | None | 100000-119999 | 100% CFL | Occupied | <1940 | Electricity | Yes | 67.9925 | 400.042 | 23.4457 | 1345.1962 | 6315.9746 | 97.5927 | 319.7405 | 0 | 0 | 0 | 0 | 0 | 2091.6482 | 58.3211 | 0 | 887.4192 | 21.9803 | 2692.1508 | 0 | 0 | 0 | 27.8418 | 868.0765 | 0 | 0 | 0 | 0 | 0 | 0 | 0 | 0 | 0 | 0 | 0 | 0 | 0 | 0 | 0 | 0 | 50688.4 | 0 | 813.5653 | 66719.0944 | 66719.0944 | 15217.4222 | 15217.4222 | 0 | 0 | 51501.9653 | 2616.3589 | 0 | 0 | 14172.5376 | 5576.3993 | 0 | 0 | 14172.5376 | 4962.0814 | 0 | 0 | 14172.5376 | 5837.2072 | 0 | 0 | 14172.5376 | 16788.8965 | 19748.9369 | 19134.619 | 20009.7448
91462 | 242.131 | 1138 | 2 | None | None | None | Electric, 100% Usage | None | 300-400% | 8 | None | 5 to 9 Unit | Multifamily with 5+ units, 1-3 stories | Multi-Family with 5+ Units | 1000-1499 | 0-1499 | 2 | Electricity | None | None | Heating Only | Electricity Shared Heating | Boiler Baseboards Heating Only, Electricity | 60000-69999 | 100% Incandescent | Occupied | 1990s | Electricity | Yes | 0 | 0 | 0 | 0 | 0 | 0 | 0 | 118.1076 | 0 | 3558.1759 | 0 | 0 | 1681.9349 | 156.793 | 0 | 1465.0623 | 16.412 | 1776.3038 | 0 | 0 | 0 | 389.4915 | 434.0383 | 0 | 0 | 0 | 0 | 0 | 0 | 0 | 0 | 0 | 0 | 0 | 0 | 0 | 0 | 0 | 0 | 0 | 0 | 0 | 9596.6122 | 9596.6122 | 9596.6122 | 9596.6122 | 0 | 0 | 0 | 1656.7883 | 0 | 0 | 0 | 3818.4685 | 0 | 0 | 0 | 3330.0615 | 0 | 0 | 0 | 4061.5695 | 0 | 0 | 0 | 1656.7883 | 3818.4685 | 3330.0615 | 4061.5695
91575 | 242.131 | 328 | 2 | Standard Efficiency | Electric, 100% Usage | EnergyStar, 100% Usage | Electric, 100% Usage | 318 Rated kWh, 100% Usage | 100-150% | None | None | Single-Family Detached | Single-Family Detached | Single-Family Detached | 0-499 | 0-1499 | 1 | Natural Gas | 20% Conditioned | Room AC | None | Natural Gas Fuel Wall/Floor Furnace | None | 25000-29999 | 100% Incandescent | Occupied | 1960s | Electricity | Yes | 67.9925 | 524.5972 | 30.7725 | 0 | 452.7948 | 134.8127 | 319.7405 | 0 | 0 | 0 | 0 | 0 | 3072.8502 | 116.3492 | 0 | 769.6046 | 16.412 | 2264.2671 | 0 | 1909.358 | 0 | 471.2583 | 434.0383 | 0 | 0 | 0 | 0 | 0 | 0 | 0 | 0 | 7713.3375 | 0 | 0 | 0 | 0 | 0 | 0 | 0 | 0 | 0 | 0 | 18298.4784 | 18298.4784 | 10585.1409 | 10585.1409 | 0 | 7713.3375 | 0 | 1649.432 | 0 | 1758.452 | 0 | 3757.1927 | 0 | 1758.452 | 0 | 3303.9015 | 0 | 1758.452 | 0 | 4043.8272 | 0 | 1758.452 | 0 | 3407.8839 | 5515.6447 | 5062.3535 | 5802.2792
91591 | 242.131 | 617 | 1 | None | None | None | Electric, 100% Usage | None | 100-150% | 5 | None | 5 to 9 Unit | Multifamily with 5+ units, 1-3 stories | Multi-Family with 5+ Units | 500-749 | 0-1499 | 2 | Electricity | 100% Conditioned | Central AC | None | Electricity Electric Furnace | None | 10000-14999 | 100% Incandescent | Vacant | 1980s | Electricity | Yes | 0 | 0 | 0 | 123.0898 | 1033.0755 | 0 | 319.7405 | 14.6536 | 0 | 626.879 | 0 | 0 | 326.4812 | 0 | 0 | 0 | 16.412 | 0 | 0 | 0 | 0 | 0 | 434.0383 | 0 | 0 | 0 | 0 | 0 | 0 | 0 | 0 | 0 | 0 | 0 | 0 | 0 | 0 | 0 | 0 | 0 | 0 | 0 | 2894.3699 | 2894.3699 | 2894.3699 | 2894.3699 | 0 | 0 | 0 | 507.1145 | 0 | 0 | 0 | 1136.9665 | 0 | 0 | 0 | 999.4023 | 0 | 0 | 0 | 1170.0134 | 0 | 0 | 0 | 507.1145 | 1136.9665 | 999.4023 | 1170.0134
91650 | 242.131 | 1690 | 3 | Standard Efficiency | Electric, 120% Usage | EnergyStar, 120% Usage | Electric, 120% Usage | None | 400%+ | None | None | Single-Family Detached | Single-Family Detached | Single-Family Detached | 1500-1999 | 1500-2499 | 1 | Fuel Oil | 100% Conditioned | Central AC | None | Fuel Oil Fuel Furnace | None | 120000-139999 | 100% LED | Occupied | 1960s | Electricity | Yes | 67.9925 | 778.6898 | 45.426 | 814.7376 | 4825.1221 | 0 | 0 | 1074.9847 | 0 | 0 | 0 | 0 | 6802.1795 | 30.7725 | 16.7051 | 473.6028 | 21.9803 | 6024.3689 | 0 | 0 | 0 | 644.7564 | 434.0383 | 0 | 0 | 43288.6485 | 0 | 0 | 0 | 0 | 0 | 0 | 0 | 0 | 0 | 0 | 0 | 0 | 0 | 0 | 0 | 0 | 65344.2981 | 65344.2981 | 22055.6495 | 22055.6495 | 43288.6485 | 0 | 0 | 3737.8189 | 13125.0508 | 0 | 0 | 8241.4844 | 13125.0508 | 0 | 0 | 7273.8163 | 13125.0508 | 0 | 0 | 8708.6265 | 13125.0508 | 0 | 0 | 16862.8697 | 21366.5353 | 20398.8672 | 21833.6773
91652 | 242.131 | 8194 | 4 | Standard Efficiency | Electric, 120% Usage | EnergyStar, 120% Usage | Electric, 120% Usage | None | 400%+ | None | None | Single-Family Detached | Single-Family Detached | Single-Family Detached | 4000+ | 4000+ | 2 | Natural Gas | 100% Conditioned | Central AC | None | Natural Gas Fuel Furnace | None | 100000-119999 | 100% CFL | Occupied | 1990s | Electricity | Yes | 67.9925 | 629.5167 | 36.6339 | 2942.4335 | 13146.8751 | 0 | 0 | 184.6348 | 0 | 0 | 0 | 0 | 5327.739 | 127.4859 | 24.911 | 2406.1135 | 21.9803 | 9531.5504 | 0 | 0 | 0 | 565.6272 | 914.0887 | 0 | 0 | 0 | 0 | 0 | 0 | 0 | 0 | 38586.6163 | 0 | 0 | 0 | 0 | 0 | 0 | 0 | 0 | 0 | 0 | 74514.1988 | 74514.1988 | 35927.5825 | 35927.5825 | 0 | 38586.6163 | 0 | 6068.4481 | 0 | 8796.9223 | 0 | 13068.5432 | 0 | 8796.9223 | 0 | 11605.877 | 0 | 8796.9223 | 0 | 13753.7861 | 0 | 8796.9223 | 0 | 14865.3705 | 21865.4656 | 20402.7994 | 22550.7085
91836 | 242.131 | 853 | 2 | Standard Efficiency | Electric, 80% Usage | Standard, 80% Usage | Electric, 80% Usage | None | 0-100% | 8 | None | 5 to 9 Unit | Multifamily with 5+ units, 1-3 stories | Multi-Family with 5+ Units | 750-999 | 0-1499 | 2 | Natural Gas | 100% Conditioned | Room AC | Heating Only | Natural Gas Shared Heating | Boiler Baseboards Heating Only, Natural Gas | 10000-14999 | 100% Incandescent | Occupied | 1970s | Natural Gas | No | 67.9925 | 564.1618 | 21.1011 | 0 | 1480.302 | 0 | 0 | 57.1489 | 0 | 0 | 0 | 0 | 0 | 142.7256 | 0 | 1220.3479 | 16.412 | 830.8565 | 0 | 0 | 0 | 311.5345 | 434.0383 | 0 | 0 | 0 | 0 | 0 | 0 | 0 | 0 | 4435.3376 | 0 | 2681.8934 | 0 | 0 | 0 | 0 | 0 | 0 | 0 | 0 | 12264.1451 | 12264.1451 | 5146.9141 | 5146.9141 | 0 | 7117.2309 | 0 | 878.0813 | 0 | 1622.6083 | 0 | 1915.316 | 0 | 1622.6083 | 0 | 1694.9205 | 0 | 1622.6083 | 0 | 2019.7121 | 0 | 1622.6083 | 0 | 2500.6897 | 3537.9243 | 3317.5288 | 3642.3204
91958 | 242.131 | 1202 | 2 | Standard Efficiency | Electric, 120% Usage | EnergyStar, 120% Usage | Electric, 120% Usage | 290 Rated kWh, 120% Usage | 400%+ | None | 12 | Single-Family Attached | Single-Family Attached | Single-Family Attached | 1000-1499 | 0-1499 | 1 | Electricity | 100% Conditioned | Heat Pump | None | Electricity ASHP | None | 80000-99999 | 100% Incandescent | Occupied | 1950s | Electricity | No | 67.9925 | 347.5823 | 20.2219 | 695.7507 | 2732.3016 | 72.3886 | 319.7405 | 428.763 | 2337.2418 | 4937.3683 | 0 | 0 | 2330.5011 | 160.0168 | 0 | 1519.8666 | 16.412 | 3311.41 | 0 | 0 | 0 | 416.454 | 400.042 | 0 | 0 | 0 | 0 | 0 | 0 | 0 | 0 | 0 | 0 | 0 | 0 | 0 | 0 | 0 | 0 | 0 | 0 | 0 | 20114.6398 | 20114.6398 | 20114.6398 | 20114.6398 | 0 | 0 | 0 | 3527.9965 | 0 | 0 | 0 | 8063.9565 | 0 | 0 | 0 | 7057.2949 | 0 | 0 | 0 | 8416.9516 | 0 | 0 | 0 | 3527.9965 | 8063.9565 | 7057.2949 | 8416.9516
91991 | 242.131 | 1138 | 2 | Standard Efficiency | Electric, 80% Usage | Standard, 80% Usage | Electric, 80% Usage | 290 Rated kWh, 80% Usage | 300-400% | 323 | None | 50 or more Unit | Multifamily with 5+ units, 8+ stories | Multi-Family with 5+ Units | 1000-1499 | 0-1499 | 20 | Natural Gas | 100% Conditioned | Central AC | None | Natural Gas Fuel Furnace | None | 50000-59999 | 100% Incandescent | Occupied | 2000s | Natural Gas | Yes | 67.9925 | 564.1618 | 21.1011 | 220.6825 | 968.3068 | 66.2341 | 0 | 1.1723 | 0 | 0 | 0 | 0 | 0 | 156.793 | 0 | 1465.0623 | 16.412 | 888.2984 | 0 | 0 | 0 | 311.5345 | 480.0504 | 0 | 0 | 0 | 0 | 0 | 0 | 0 | 0 | 189.9101 | 0 | 1933.976 | 0 | 0 | 0 | 0 | 0 | 0 | 0 | 0 | 7351.9809 | 7351.9809 | 5228.0948 | 5228.0948 | 0 | 2123.886 | 0 | 885.459 | 0 | 484.1863 | 0 | 1944.2593 | 0 | 484.1863 | 0 | 1713.3395 | 0 | 484.1863 | 0 | 2082.8118 | 0 | 484.1863 | 0 | 1369.6453 | 2428.4456 | 2197.5258 | 2566.9981
92019 | 242.131 | 1138 | 2 | None | Gas, 120% Usage | EnergyStar, 120% Usage | Electric, 120% Usage | None | 150-200% | 16 | None | 10 to 19 Unit | Multifamily with 5+ units, 8+ stories | Multi-Family with 5+ Units | 1000-1499 | 0-1499 | 8 | Natural Gas | None | None | None | Natural Gas Fuel Furnace | None | 25000-29999 | 100% Incandescent | Vacant | 1970s | Natural Gas | No | 0 | 0 | 0 | 0 | 0 | 0 | 0 | 46.0122 | 0 | 0 | 0 | 0 | 0 | 0 | 0 | 0 | 16.412 | 0 | 0 | 0 | 0 | 0 | 434.0383 | 0 | 0 | 0 | 0 | 0 | 0 | 0 | 0 | 2140.005 | 0 | 1455.684 | 0 | 0 | 0 | 0 | 0 | 0 | 0 | 0 | 4092.1514 | 4092.1514 | 496.4624 | 496.4624 | 0 | 3595.689 | 0 | 83.8416 | 0 | 819.7507 | 0 | 188.7661 | 0 | 819.7507 | 0 | 165.8905 | 0 | 819.7507 | 0 | 199.2073 | 0 | 819.7507 | 0 | 903.5923 | 1008.5168 | 985.6413 | 1018.9581
92054 | 242.131 | 1220 | 3 | None | Electric, 100% Usage | EnergyStar, 100% Usage | Electric, 100% Usage | 290 Rated kWh, 100% Usage | 400%+ | None | None | Single-Family Detached | Single-Family Detached | Single-Family Detached | 1000-1499 | 0-1499 | 1 | Other Fuel | 40% Conditioned | Room AC | None | None | None | 120000-139999 | 100% Incandescent | Occupied | 1980s | Electricity | Yes | 0 | 524.5972 | 30.7725 | 0 | 603.7264 | 125.7275 | 0 | 0 | 0 | 0 | 0 | 0 | 3222.3164 | 160.896 | 0 | 1535.3993 | 21.9803 | 2547.9599 | 0 | 0 | 0 | 471.2583 | 1836.0903 | 0 | 0 | 0 | 0 | 0 | 0 | 0 | 0 | 0 | 0 | 0 | 0 | 0 | 0 | 0 | 0 | 0 | 0 | 0 | 11080.7241 | 11080.7241 | 11080.7241 | 11080.7241 | 0 | 0 | 0 | 1918.5932 | 0 | 0 | 0 | 4219.6773 | 0 | 0 | 0 | 3861.0263 | 0 | 0 | 0 | 4685.8659 | 0 | 0 | 0 | 1918.5932 | 4219.6773 | 3861.0263 | 4685.8659
92122 | 242.131 | 1690 | 4 | Standard Efficiency | Electric, 120% Usage | EnergyStar, 120% Usage | Gas, 120% Usage | 290 Rated kWh, 120% Usage | 400%+ | None | None | Single-Family Detached | Single-Family Detached | Single-Family Detached | 1500-1999 | 1500-2499 | 1 | Natural Gas | 100% Conditioned | Central AC | None | Natural Gas Fuel Furnace | None | 100000-119999 | 100% CFL | Occupied | 1990s | Natural Gas | Yes | 67.9925 | 778.6898 | 45.426 | 333.5149 | 1961.8177 | 192.5477 | 319.7405 | 127.779 | 0 | 0 | 1185.1794 | 1170.8189 | 0 | 46.0122 | 24.911 | 620.1384 | 21.9803 | 6024.3689 | 0 | 0 | 0 | 44.2537 | 434.0383 | 0 | 0 | 0 | 0 | 0 | 0 | 0 | 0 | 7361.0661 | 0 | 10204.4416 | 0 | 0 | 1297.1326 | 0 | 0 | 0 | 0 | 0 | 32262.4357 | 32262.4357 | 13399.7955 | 13399.7955 | 0 | 18862.9333 | 0 | 2295.8818 | 0 | 4300.3451 | 0 | 5060.0751 | 0 | 4300.3451 | 0 | 4464.4212 | 0 | 4300.3451 | 0 | 5342.2585 | 0 | 4300.3451 | 0 | 6596.2269 | 9360.4201 | 8764.7663 | 9642.6036
92126 | 242.131 | 1690 | 3 | Standard Efficiency | Electric, 120% Usage | EnergyStar, 120% Usage | Gas, 120% Usage | None | 400%+ | None | None | Single-Family Detached | Single-Family Detached | Single-Family Detached | 1500-1999 | 1500-2499 | 2 | Natural Gas | 100% Conditioned | Central AC | None | Natural Gas Fuel Furnace | None | 100000-119999 | 100% CFL | Occupied | 1990s | Natural Gas | Yes | 67.9925 | 480.0504 | 28.1348 | 1232.6569 | 4031.4856 | 0 | 319.7405 | 64.7687 | 0 | 0 | 0 | 0 | 0 | 46.0122 | 0 | 620.1384 | 21.9803 | 4765.3356 | 0 | 0 | 0 | 33.4101 | 783.9651 | 0 | 0 | 0 | 0 | 0 | 0 | 0 | 0 | 7775.4686 | 0 | 5828.5974 | 0 | 0 | 976.2197 | 0 | 0 | 0 | 0 | 0 | 27076.25 | 27076.25 | 12495.6712 | 12495.6712 | 0 | 14580.5788 | 0 | 2096.3243 | 0 | 3324.0487 | 0 | 4526.4672 | 0 | 3324.0487 | 0 | 4017.4717 | 0 | 3324.0487 | 0 | 4778.294 | 0 | 3324.0487 | 0 | 5420.373 | 7850.5159 | 7341.5204 | 8102.3427
92143 | 242.131 | 1202 | 3 | None | Electric, 100% Usage | EnergyStar, 100% Usage | Electric, 100% Usage | 290 Rated kWh, 100% Usage | 200-300% | None | 5 | Single-Family Attached | Single-Family Attached | Single-Family Attached | 1000-1499 | 0-1499 | 2 | Propane | 40% Conditioned | Room AC | None | Propane Fuel Wall/Floor Furnace | None | 25000-29999 | 100% Incandescent | Occupied | <1940 | Propane | Yes | 0 | 289.8473 | 16.9981 | 0 | 508.4783 | 60.3726 | 0 | 0 | 0 | 0 | 0 | 0 | 0 | 160.0168 | 0 | 1519.8666 | 21.9803 | 1655.5585 | 0 | 1564.9995 | 0 | 346.9961 | 400.042 | 0 | 0 | 0 | 0 | 0 | 0 | 0 | 0 | 0 | 0 | 0 | 0 | 0 | 0 | 0 | 0 | 21985.6055 | 1409.3788 | 0 | 29939.8474 | 29939.8474 | 6544.8631 | 6544.8631 | 0 | 0 | 23394.9843 | 1042.9663 | 0 | 0 | 6437.959 | 2338.4546 | 0 | 0 | 6437.959 | 2059.7121 | 0 | 0 | 6437.959 | 2512.1941 | 0 | 0 | 6437.959 | 7480.9252 | 8776.4136 | 8497.6711 | 8950.1531
92216 | 242.131 | 2176 | 3 | None | Electric, 120% Usage | EnergyStar, 120% Usage | Electric, 120% Usage | None | 400%+ | None | None | Single-Family Detached | Single-Family Detached | Single-Family Detached | 2000-2499 | 1500-2499 | 1 | Electricity | 20% Conditioned | Room AC | None | Electricity Baseboard | None | 200000+ | 100% LED | Occupied | 1950s | Electricity | Yes | 0 | 480.0504 | 28.1348 | 0 | 1162.0268 | 0 | 0 | 0 | 0 | 22520.7533 | 0 | 0 | 3770.3593 | 34.8755 | 0 | 575.5916 | 21.9803 | 5074.5256 | 0 | 0 | -3521.835 | 486.498 | 868.0765 | 0 | 0 | 0 | 0 | 0 | 0 | 0 | 0 | 0 | 0 | 0 | 0 | 0 | 0 | 0 | 0 | 0 | 0 | 0 | 31501.037 | 35022.8721 | 31501.037 | 35022.8721 | 0 | 0 | 0 | 5894.187 | 0 | 0 | 0 | 13706.0696 | 0 | 0 | 0 | 11878.4407 | 0 | 0 | 0 | 14383.3655 | 0 | 0 | 0 | 5894.187 | 13706.0696 | 11878.4407 | 14383.3655
92229 | 242.131 | 1690 | 3 | None | Electric, 80% Usage | EnergyStar, 80% Usage | Propane, 80% Usage | None | 150-200% | None | None | Single-Family Detached | Single-Family Detached | Single-Family Detached | 1500-1999 | 1500-2499 | 1 | Fuel Oil | 20% Conditioned | Room AC | None | Fuel Oil Fuel Boiler | None | 35000-39999 | 100% CFL | Occupied | <1940 | Fuel Oil | Yes | 0 | 419.6778 | 24.618 | 0 | 616.0354 | 0 | 0 | 169.102 | 0 | 0 | 0 | 0 | 0 | 46.0122 | 0 | 620.1384 | 21.9803 | 1348.7131 | 0 | 0 | 0 | 25.7903 | 480.0504 | 0 | 0 | 20474.8242 | 2906.9719 | 0 | 0 | 0 | 0 | 0 | 0 | 0 | 0 | 0 | 0 | 0 | 0 | 0 | 0 | 757.8818 | 27911.5026 | 27911.5026 | 3772.1177 | 3772.1177 | 23381.503 | 0 | 757.8818 | 656.643 | 7089.2763 | 0 | 208.5255 | 1446.7692 | 7089.2763 | 0 | 208.5255 | 1275.8828 | 7089.2763 | 0 | 208.5255 | 1523.9869 | 7089.2763 | 0 | 208.5255 | 7954.4448 | 8744.571 | 8573.6846 | 8821.7887
92296 | 242.131 | 2176 | 3 | Standard Efficiency | Electric, 120% Usage | EnergyStar, 120% Usage | Gas, 120% Usage | 290 Rated kWh, 120% Usage | 400%+ | None | None | Single-Family Detached | Single-Family Detached | Single-Family Detached | 2000-2499 | 1500-2499 | 2 | Fuel Oil | 60% Conditioned | Central AC | None | Fuel Oil Fuel Furnace | None | 80000-99999 | 100% Incandescent | Occupied | <1940 | Propane | Yes | 67.9925 | 629.5167 | 36.6339 | 230.3539 | 1739.9629 | 150.9316 | 319.7405 | 476.8266 | 0 | 0 | 0 | 0 | 0 | 208.6666 | 99.9372 | 2355.9983 | 21.9803 | 5704.0422 | 0 | 0 | 0 | 38.6854 | 434.0383 | 0 | 0 | 22065.907 | 0 | 0 | 0 | 0 | 0 | 0 | 0 | 0 | 0 | 0 | 1136.5296 | 0 | 0 | 0 | 8240.5723 | 0 | 43958.9021 | 43958.9021 | 12515.8931 | 12515.8931 | 22065.907 | 1136.5296 | 8240.5723 | 2097.3612 | 6690.3732 | 259.1319 | 2267.6557 | 4636.6607 | 6690.3732 | 259.1319 | 2267.6557 | 4087.3612 | 6690.3732 | 259.1319 | 2267.6557 | 4938.5577 | 6690.3732 | 259.1319 | 2267.6557 | 11314.5219 | 13853.8214 | 13304.5219 | 14155.7184
92328 | 242.131 | 2176 | 4 | Standard Efficiency | Electric, 80% Usage | EnergyStar, 80% Usage | Electric, 80% Usage | None | 400%+ | None | None | Single-Family Detached | Single-Family Detached | Single-Family Detached | 2000-2499 | 1500-2499 | 2 | Natural Gas | 40% Conditioned | Room AC | None | Natural Gas Fuel Boiler | None | 180000-199999 | 100% CFL | Occupied | 1950s | Electricity | Yes | 67.9925 | 618.673 | 36.0477 | 0 | 2316.4337 | 0 | 0 | 94.3689 | 0 | 0 | 0 | 0 | 2407.5788 | 52.1667 | 24.911 | 753.7788 | 21.9803 | 1740.8422 | 0 | 0 | 0 | 482.6881 | 434.0383 | 0 | 0 | 0 | 0 | 0 | 0 | 0 | 0 | 37720.5913 | 0 | 0 | 0 | 0 | 0 | 0 | 0 | 0 | 0 | 0 | 46771.7982 | 46771.7982 | 9051.2069 | 9051.2069 | 0 | 37720.5913 | 0 | 1526.6436 | 0 | 8599.518 | 0 | 3338.6444 | 0 | 8599.518 | 0 | 2950.8597 | 0 | 8599.518 | 0 | 3540.669 | 0 | 8599.518 | 0 | 10126.1616 | 11938.1624 | 11550.3777 | 12140.187
92353 | 242.131 | 3301 | 5 | Standard Efficiency | Electric, 100% Usage | EnergyStar, 100% Usage | Propane, 100% Usage | None | 400%+ | None | None | Single-Family Detached | Single-Family Detached | Single-Family Detached | 3000-3999 | 2500-3999 | 2 | Fuel Oil | 80% Conditioned | Central AC | None | Fuel Oil Fuel Furnace | None | 140000-159999 | 100% LED | Occupied | 1950s | Electricity | Yes | 67.9925 | 524.5972 | 30.7725 | 774.8799 | 6327.6975 | 0 | 0 | 2117.4385 | 0 | 0 | 0 | 0 | 2723.8025 | 44.2537 | 16.7051 | 811.5138 | 27.2556 | 3209.7144 | 0 | 0 | 0 | 32.2378 | 868.0765 | 0 | 0 | 85161.4707 | 0 | 0 | 0 | 0 | 0 | 0 | 0 | 0 | 0 | 0 | 0 | 0 | 0 | 0 | 0 | 947.2057 | 103685.3208 | 103685.3208 | 17576.9374 | 17576.9374 | 85161.4707 | 0 | 947.2057 | 3053.5167 | 25820.7974 | 0 | 260.6569 | 6605.8113 | 25820.7974 | 0 | 260.6569 | 5848.5783 | 25820.7974 | 0 | 260.6569 | 6937.2335 | 25820.7974 | 0 | 260.6569 | 29134.9709 | 32687.2655 | 31930.0325 | 33018.6878
92357 | 242.131 | 2176 | 3 | Standard Efficiency | Electric, 120% Usage | Standard, 120% Usage | Electric, 120% Usage | None | 200-300% | None | None | Single-Family Detached | Single-Family Detached | Single-Family Detached | 2000-2499 | 1500-2499 | 1 | Fuel Oil | 100% Conditioned | Central AC | None | Fuel Oil Fuel Boiler | None | 45000-49999 | 100% CFL | Occupied | 1940s | Electricity | Yes | 67.9925 | 915.261 | 34.2893 | 807.9969 | 3611.2217 | 0 | 0 | 143.8979 | 0 | 0 | 0 | 0 | 4090.686 | 52.1667 | 0 | 753.7788 | 21.9803 | 5074.5256 | 0 | 0 | 0 | 486.498 | 914.0887 | 376.8894 | 0 | 31611.5248 | 0 | 0 | 0 | 0 | 0 | 0 | 0 | 0 | 0 | 0 | 0 | 0 | 0 | 0 | 0 | 0 | 48962.7975 | 48962.7975 | 17350.9796 | 17350.9796 | 31611.5248 | 0 | 0 | 2959.9796 | 9584.5982 | 0 | 0 | 6463.6015 | 9584.5982 | 0 | 0 | 5714.6774 | 9584.5982 | 0 | 0 | 6849.0987 | 9584.5982 | 0 | 0 | 12544.5778 | 16048.1997 | 15299.2756 | 16433.6969
92478 | 242.131 | 1690 | 2 | None | Electric, 80% Usage | EnergyStar, 80% Usage | Gas, 80% Usage | 290 Rated kWh, 80% Usage | 300-400% | None | None | Single-Family Detached | Single-Family Detached | Single-Family Detached | 1500-1999 | 1500-2499 | 3 | Natural Gas | 100% Conditioned | Central AC | None | Natural Gas Fuel Furnace | None | 40000-44999 | 100% CFL | Occupied | 1970s | Natural Gas | Yes | 0 | 220.6825 | 12.8951 | 1164.9575 | 5507.3915 | 45.1329 | 0 | 788.6542 | 0 | 0 | 753.7788 | 744.6936 | 0 | 46.0122 | 24.911 | 620.1384 | 16.412 | 1033.9547 | 0 | 0 | 0 | 18.4635 | 960.1008 | 0 | 0 | 0 | 0 | 0 | 0 | 0 | 0 | 40569.5351 | 0 | 2137.6604 | 0 | 0 | 543.9399 | 0 | 0 | 0 | 0 | 0 | 55209.3143 | 55209.3143 | 11958.4719 | 11958.4719 | 0 | 43251.1354 | 0 | 2197.391 | 0 | 9860.3393 | 0 | 4587.2368 | 0 | 9860.3393 | 0 | 4082.6366 | 0 | 9860.3393 | 0 | 4788.2707 | 0 | 9860.3393 | 0 | 12057.7303 | 14447.5761 | 13942.9759 | 14648.61
92499 | 242.131 | 1202 | 2 | Standard Efficiency | Electric, 80% Usage | EnergyStar, 80% Usage | Electric, 80% Usage | 318 Rated kWh, 80% Usage | 200-300% | None | 16 | Single-Family Attached | Single-Family Attached | Single-Family Attached | 1000-1499 | 0-1499 | 2 | Fuel Oil | 100% Conditioned | Central AC | None | Fuel Oil Fuel Wall/Floor Furnace | None | 25000-29999 | 100% LED | Occupied | <1940 | Electricity | Yes | 67.9925 | 231.8192 | 13.4813 | 293.6572 | 1633.8712 | 51.5805 | 0 | 0 | 0 | 0 | 0 | 0 | 892.4014 | 26.6695 | 0 | 371.321 | 16.412 | 827.9258 | 0 | 0 | 0 | 277.5383 | 434.0383 | 0 | 0 | 27646.5663 | 0 | 0 | 0 | 0 | 0 | 0 | 0 | 0 | 0 | 0 | 0 | 0 | 0 | 0 | 0 | 0 | 32785.5675 | 32785.5675 | 5139.0012 | 5139.0012 | 27646.5663 | 0 | 0 | 855.1636 | 8382.3661 | 0 | 0 | 1874.1507 | 8382.3661 | 0 | 0 | 1661.3587 | 8382.3661 | 0 | 0 | 1961.2205 | 8382.3661 | 0 | 0 | 9237.5297 | 10256.5168 | 10043.7248 | 10343.5866
92546 | 242.131 | 2152 | 3 | Standard Efficiency | None | EnergyStar, 80% Usage | Electric, 80% Usage | 318 Rated kWh, 80% Usage | 400%+ | None | 8 | Single-Family Attached | Single-Family Attached | Single-Family Attached | 2000-2499 | 1500-2499 | 2 | Electricity | 100% Conditioned | Heat Pump | None | Electricity ASHP | None | 200000+ | 100% LED | Occupied | 1980s | Electricity | Yes | 67.9925 | 0 | 17.2912 | 568.5579 | 2559.3897 | 70.9232 | 0 | 608.4155 | 1104.2918 | 6099.102 | 0 | 0 | 1144.7356 | 34.5824 | 0 | 570.6094 | 21.9803 | 966.2553 | 0 | 0 | 0 | 311.5345 | 727.1093 | 0 | 0 | 0 | 0 | 0 | 0 | 0 | 0 | 0 | 0 | 0 | 0 | 0 | 0 | 0 | 0 | 0 | 0 | 0 | 14872.4776 | 14872.4776 | 14872.4776 | 14872.4776 | 0 | 0 | 0 | 2658.6142 | 0 | 0 | 0 | 6074.3698 | 0 | 0 | 0 | 5302.292 | 0 | 0 | 0 | 6333.8282 | 0 | 0 | 0 | 2658.6142 | 6074.3698 | 5302.292 | 6333.8282
92618 | 242.131 | 1675 | 1 | None | Gas, 80% Usage | EnergyStar, 80% Usage | Gas, 80% Usage | 290 Rated kWh, 80% Usage | 400%+ | None | 50 | Single-Family Attached | Single-Family Attached | Single-Family Attached | 1500-1999 | 1500-2499 | 3 | Natural Gas | 100% Conditioned | Central AC | None | Natural Gas Fuel Furnace | None | 140000-159999 | 100% Incandescent | Occupied | 1980s | Natural Gas | Yes | 0 | 20.808 | 13.4813 | 502.91 | 2981.412 | 48.3567 | 0 | 124.5552 | 0 | 0 | 0 | 0 | 0 | 183.7556 | 0 | 1926.0631 | 16.412 | 864.2666 | 0 | 0 | 0 | 19.0496 | 434.0383 | 0 | 0 | 0 | 0 | 275.1937 | 0 | 0 | 0 | 10479.9284 | 0 | 2149.3832 | 0 | 0 | 555.9558 | 0 | 0 | 0 | 0 | 0 | 20594.6902 | 20594.6902 | 7134.5221 | 7134.5221 | 0 | 13460.1681 | 0 | 1261.2703 | 0 | 3068.6631 | 0 | 2654.4343 | 0 | 3068.6631 | 0 | 2357.0633 | 0 | 3068.6631 | 0 | 2815.4016 | 0 | 3068.6631 | 0 | 4329.9333 | 5723.0974 | 5425.7263 | 5884.0646
92648 | 242.131 | 2176 | 4 | None | Electric, 100% Usage | Standard, 100% Usage | Electric, 100% Usage | None | 400%+ | None | None | Single-Family Detached | Single-Family Detached | Single-Family Detached | 2000-2499 | 1500-2499 | 2 | Propane | 80% Conditioned | Central AC | None | Propane Fuel Furnace | None | 140000-159999 | 100% CFL | Occupied | 1980s | Electricity | Yes | 0 | 762.864 | 28.4279 | 241.7836 | 3510.4053 | 0 | 319.7405 | 570.3163 | 0 | 0 | 0 | 0 | 2257.5265 | 52.1667 | 24.911 | 753.7788 | 21.9803 | 2537.1163 | 0 | 0 | 0 | 405.6104 | 868.0765 | 0 | 0 | 0 | 0 | 0 | 0 | 0 | 0 | 0 | 0 | 0 | 0 | 0 | 0 | 0 | 0 | 22871.5594 | 0 | 0 | 35226.5565 | 35226.5565 | 12354.9971 | 12354.9971 | 0 | 0 | 22871.5594 | 2091.0078 | 0 | 0 | 6293.9425 | 4559.1118 | 0 | 0 | 6293.9425 | 4034.8171 | 0 | 0 | 6293.9425 | 4813.0346 | 0 | 0 | 6293.9425 | 8384.9502 | 10853.0543 | 10328.7596 | 11106.9771
92651 | 242.131 | 1220 | 3 | Standard Efficiency | Propane, 100% Usage | Standard, 100% Usage | None | 290 Rated kWh, 100% Usage | 200-300% | None | None | Single-Family Detached | Single-Family Detached | Single-Family Detached | 1000-1499 | 0-1499 | 1 | Electricity | 100% Conditioned | Heat Pump | None | Electricity ASHP | None | 50000-59999 | 100% Incandescent | Occupied | 1990s | Electricity | Yes | 67.9925 | 110.4878 | 46.3052 | 594.0551 | 1886.4985 | 160.6029 | 0 | 310.6553 | 1793.888 | 4840.3618 | 0 | 0 | 4384.9293 | 160.896 | 0 | 1535.3993 | 21.9803 | 2862.7182 | 0 | 0 | 0 | 0 | 868.0765 | 0 | 0 | 0 | 0 | 0 | 0 | 0 | 0 | 0 | 0 | 0 | 0 | 0 | 0 | 1468.8722 | 0 | 0 | 0 | 0 | 21114.0122 | 21114.0122 | 19645.14 | 19645.14 | 0 | 0 | 1468.8722 | 3395.0817 | 0 | 0 | 404.2166 | 7723.7155 | 0 | 0 | 404.2166 | 6751.8621 | 0 | 0 | 404.2166 | 8161.4639 | 0 | 0 | 404.2166 | 3799.2983 | 8127.9321 | 7156.0787 | 8565.6805
92750 | 242.131 | 617 | 3 | Standard Efficiency | Electric, 80% Usage | EnergyStar, 80% Usage | Electric, 80% Usage | None | 0-100% | 4 | None | 3 or 4 Unit | Multifamily with 2-4 Units | Multi-Family with 2 - 4 Units | 500-749 | 0-1499 | 2 | Natural Gas | 20% Conditioned | Room AC | Heating Only | Natural Gas Shared Heating | Boiler Baseboards Heating Only, Natural Gas | <10000 | 100% Incandescent | Occupied | 2000s | Natural Gas | Yes | 67.9925 | 424.3669 | 24.911 | 0 | 306.5523 | 0 | 0 | 59.7865 | 0 | 0 | 0 | 0 | 0 | 130.7097 | 0 | 1017.8358 | 21.9803 | 757.0026 | 0 | 0 | 0 | 379.527 | 434.0383 | 0 | 0 | 0 | 0 | 0 | 0 | 0 | 0 | 2137.0742 | 0 | 2960.897 | 0 | 0 | 0 | 0 | 0 | 0 | 0 | 0 | 8722.3812 | 8722.3812 | 3624.703 | 3624.703 | 0 | 5097.9713 | 0 | 599.9789 | 0 | 1162.2057 | 0 | 1340.0729 | 0 | 1162.2057 | 0 | 1179.6241 | 0 | 1162.2057 | 0 | 1434.2491 | 0 | 1162.2057 | 0 | 1762.1846 | 2502.2786 | 2341.8298 | 2596.4548
92791 | 242.131 | 853 | 1 | None | None | None | Electric, 100% Usage | None | 400%+ | 67 | None | 50 or more Unit | Multifamily with 5+ units, 4-7 stories | Multi-Family with 5+ Units | 750-999 | 0-1499 | 4 | Electricity | 100% Conditioned | Heat Pump | None | Electricity ASHP | None | 80000-99999 | 100% CFL | Occupied | 2010s | Natural Gas | Yes | 0 | 0 | 0 | 479.7573 | 2036.5509 | 0 | 319.7405 | 329.998 | 985.598 | 3237.263 | 0 | 0 | 0 | 35.7547 | 0 | 390.3707 | 16.412 | 1466.5276 | 0 | 0 | 0 | 346.9961 | 1356.0398 | 258.1956 | 0 | 0 | 0 | 0 | 0 | 0 | 0 | 0 | 0 | 2760.1433 | 0 | 0 | 0 | 0 | 0 | 0 | 0 | 0 | 14018.7616 | 14018.7616 | 11258.9113 | 11258.9113 | 0 | 2760.1433 | 0 | 1980.5521 | 0 | 629.2519 | 0 | 4481.7135 | 0 | 629.2519 | 0 | 3921.8558 | 0 | 629.2519 | 0 | 4693.7112 | 0 | 629.2519 | 0 | 2609.804 | 5110.9654 | 4551.1077 | 5322.9632
92885 | 242.131 | 3301 | 5 | Standard Efficiency | Gas, 100% Usage | EnergyStar, 100% Usage | Electric, 100% Usage | 290 Rated kWh, 100% Usage | 400%+ | None | None | Single-Family Detached | Single-Family Detached | Single-Family Detached | 3000-3999 | 2500-3999 | 2 | Natural Gas | None | None | None | Natural Gas Fuel Furnace | None | 160000-179999 | 100% Incandescent | Occupied | 1980s | Natural Gas | Yes | 67.9925 | 69.1648 | 45.1329 | 0 | 0 | 195.1853 | 0 | 606.071 | 0 | 0 | 0 | 0 | 0 | 264.9362 | 99.9372 | 3321.6675 | 27.2556 | 3839.231 | 0 | 0 | 0 | 603.1403 | 480.0504 | 0 | 0 | 0 | 0 | 918.1917 | 0 | 0 | 0 | 24365.6357 | 0 | 6456.0626 | 0 | 0 | 0 | 0 | 0 | 0 | 0 | 0 | 41359.9478 | 41359.9478 | 9620.0579 | 9620.0579 | 0 | 31739.89 | 0 | 1650.1269 | 0 | 7236.023 | 0 | 3690.2465 | 0 | 7236.023 | 0 | 3235.6545 | 0 | 7236.023 | 0 | 3956.0544 | 0 | 7236.023 | 0 | 8886.1499 | 10926.2695 | 10471.6775 | 11192.0774
93107 | 242.131 | 853 | 1 | None | Gas, 100% Usage | EnergyStar, 100% Usage | Gas, 100% Usage | None | 150-200% | 12 | None | 10 to 19 Unit | Multifamily with 5+ units, 1-3 stories | Multi-Family with 5+ Units | 750-999 | 0-1499 | 3 | Natural Gas | 100% Conditioned | Central AC | None | Natural Gas Fuel Furnace | None | 15000-19999 | 100% Incandescent | Occupied | 2000s | Natural Gas | Yes | 0 | 25.7903 | 16.9981 | 348.7546 | 1328.1981 | 0 | 0 | 11.4298 | 0 | 0 | 0 | 0 | 0 | 142.7256 | 0 | 1220.3479 | 16.412 | 1466.5276 | 0 | 0 | 0 | 23.7388 | 434.0383 | 0 | 0 | 0 | 0 | 344.0654 | 0 | 0 | 0 | 3880.554 | 0 | 2655.2239 | 0 | 0 | 694.8715 | 0 | 0 | 0 | 0 | 0 | 12609.3828 | 12609.3828 | 5034.961 | 5034.961 | 0 | 7574.7149 | 0 | 862.607 | 0 | 1726.8593 | 0 | 1867.8648 | 0 | 1726.8593 | 0 | 1651.66 | 0 | 1726.8593 | 0 | 1982.8759 | 0 | 1726.8593 | 0 | 2589.4663 | 3594.7241 | 3378.5193 | 3709.7351
93141 | 242.131 | 633 | 2 | Standard Efficiency | Electric, 120% Usage | EnergyStar, 120% Usage | Electric, 120% Usage | 318 Rated kWh, 120% Usage | 100-150% | None | None | Single-Family Detached | Single-Family Detached | Single-Family Detached | 500-749 | 0-1499 | 1 | Natural Gas | 100% Conditioned | Central AC | None | Natural Gas Fuel Furnace | None | 10000-14999 | 100% LED | Occupied | 1950s | Electricity | Yes | 67.9925 | 330.8772 | 19.3427 | 428.763 | 2496.9655 | 72.6816 | 319.7405 | 416.454 | 0 | 0 | 0 | 0 | 1957.7147 | 21.9803 | 0 | 252.0411 | 16.412 | 3463.5139 | 0 | 0 | 0 | 407.3688 | 434.0383 | 240.3183 | 0 | 0 | 0 | 0 | 0 | 0 | 0 | 16715.0154 | 0 | 0 | 0 | 0 | 0 | 0 | 0 | 0 | 0 | 0 | 27661.5129 | 27661.5129 | 10946.4975 | 10946.4975 | 0 | 16715.0154 | 0 | 1857.9248 | 0 | 3810.6871 | 0 | 4084.2677 | 0 | 3810.6871 | 0 | 3605.2982 | 0 | 3810.6871 | 0 | 4320.0995 | 0 | 3810.6871 | 0 | 5668.6119 | 7894.9548 | 7415.9853 | 8130.7866
93237 | 242.131 | 2152 | 2 | Standard Efficiency | None | None | Gas, 100% Usage | 290 Rated kWh, 100% Usage | 400%+ | None | 8 | Single-Family Attached | Single-Family Attached | Single-Family Attached | 2000-2499 | 1500-2499 | 1 | Electricity | 100% Conditioned | Heat Pump | None | Electricity ASHP | None | 80000-99999 | 100% Incandescent | Occupied | 2000s | Natural Gas | Yes | 67.9925 | 0 | 0 | 352.8576 | 1441.3235 | 82.646 | 0 | 30.7725 | 88.5075 | 436.3828 | 0 | 0 | 0 | 207.4943 | 0 | 2335.4834 | 16.412 | 1932.8037 | 0 | 0 | 0 | 26.6695 | 434.0383 | 0 | 0 | 0 | 0 | 0 | 0 | 0 | 0 | 0 | 0 | 3639.6496 | 0 | 0 | 781.0344 | 0 | 0 | 0 | 0 | 0 | 11874.3605 | 11874.3605 | 7453.6765 | 7453.6765 | 0 | 4420.684 | 0 | 1313.8031 | 0 | 1007.8219 | 0 | 2899.6777 | 0 | 1007.8219 | 0 | 2553.6384 | 0 | 1007.8219 | 0 | 3040.0024 | 0 | 1007.8219 | 0 | 2321.625 | 3907.4996 | 3561.4603 | 4047.8243
93244 | 242.131 | 1675 | 3 | Standard Efficiency | Electric, 120% Usage | EnergyStar, 120% Usage | Propane, 120% Usage | 318 Rated kWh, 120% Usage | 400%+ | None | 144 | Single-Family Attached | Single-Family Attached | Single-Family Attached | 1500-1999 | 1500-2499 | 2 | Electricity | 100% Conditioned | Central AC | None | Electricity Electric Furnace | None | 60000-69999 | 100% Incandescent | Occupied | 1980s | Electricity | Yes | 67.9925 | 444.0027 | 25.7903 | 320.6198 | 3726.9848 | 106.3848 | 319.7405 | 356.0814 | 0 | 15239.1095 | 0 | 0 | 3603.6019 | 183.7556 | 0 | 1926.0631 | 21.9803 | 3718.7788 | 0 | 0 | 0 | 31.9447 | 434.0383 | 0 | 0 | 0 | 0 | 0 | 0 | 0 | 0 | 0 | 0 | 0 | 0 | 0 | 0 | 0 | 0 | 0 | 0 | 937.2413 | 31464.4031 | 31464.4031 | 30527.1619 | 30527.1619 | 0 | 0 | 937.2413 | 5333.5255 | 0 | 0 | 257.9144 | 12220.0715 | 0 | 0 | 257.9144 | 10659.4248 | 0 | 0 | 257.9144 | 12942.547 | 0 | 0 | 257.9144 | 5591.4399 | 12477.9859 | 10917.3392 | 13200.4615
93249 | 242.131 | 1202 | 3 | Standard Efficiency | Electric, 100% Usage | EnergyStar, 100% Usage | Gas, 100% Usage | 318 Rated kWh, 100% Usage | 100-150% | None | 90 | Single-Family Attached | Single-Family Attached | Single-Family Attached | 1000-1499 | 0-1499 | 1 | Natural Gas | 20% Conditioned | Room AC | None | Natural Gas Fuel Wall/Floor Furnace | None | 40000-44999 | 100% Incandescent | Occupied | 1960s | Natural Gas | Yes | 67.9925 | 610.7601 | 35.7547 | 0 | 575.5916 | 160.3099 | 0 | 0 | 0 | 0 | 0 | 0 | 0 | 160.0168 | 0 | 1519.8666 | 21.9803 | 2179.8626 | 0 | 0 | 0 | 35.4616 | 1356.0398 | 0 | 0 | 0 | 0 | 0 | 0 | 0 | 0 | 33456.7003 | 0 | 5693.4917 | 0 | 0 | 1039.8162 | 0 | 0 | 0 | 0 | 0 | 46913.6446 | 46913.6446 | 6723.6365 | 6723.6365 | 0 | 40190.0081 | 0 | 1132.9467 | 0 | 9162.491 | 0 | 2510.1697 | 0 | 9162.491 | 0 | 2211.5132 | 0 | 9162.491 | 0 | 2673.2398 | 0 | 9162.491 | 0 | 10295.4378 | 11672.6608 | 11374.0042 | 11835.7309
93345 | 242.131 | 8194 | 4 | None | Electric, 100% Usage | EnergyStar, 100% Usage | Electric, 100% Usage | None | 400%+ | None | None | Single-Family Detached | Single-Family Detached | Single-Family Detached | 4000+ | 4000+ | 2 | Natural Gas | 100% Conditioned | Central AC | None | Natural Gas Fuel Furnace | None | 200000+ | 100% CFL | Occupied | 2010s | Natural Gas | Yes | 0 | 648.8593 | 37.8062 | 637.4296 | 2980.8259 | 0 | 319.7405 | 289.5542 | 0 | 0 | 0 | 0 | 0 | 127.4859 | 24.911 | 2406.1135 | 21.9803 | 5080.387 | 0 | 0 | 0 | 537.1993 | 400.042 | 0 | 0 | 0 | 0 | 0 | 0 | 0 | 0 | 31757.7673 | 0 | 5530.2511 | 0 | 0 | 0 | 0 | 0 | 0 | 0 | 0 | 50800.9393 | 50800.9393 | 13512.9209 | 13512.9209 | 0 | 37288.0184 | 0 | 2306.167 | 0 | 8500.8898 | 0 | 5008.3941 | 0 | 8500.8898 | 0 | 4430.4077 | 0 | 8500.8898 | 0 | 5309.5532 | 0 | 8500.8898 | 0 | 10807.0568 | 13509.2839 | 12931.2975 | 13810.443
93397 | 242.131 | 2631 | 2 | Standard Efficiency | Electric, 80% Usage | EnergyStar, 80% Usage | Electric, 80% Usage | None | 400%+ | None | 36 | Single-Family Attached | Single-Family Attached | Single-Family Attached | 2500-2999 | 2500-3999 | 2 | Natural Gas | 80% Conditioned | Central AC | None | Natural Gas Fuel Furnace | None | 100000-119999 | 100% CFL | Occupied | 1990s | Natural Gas | Yes | 67.9925 | 424.3669 | 24.911 | 104.9194 | 1546.243 | 0 | 0 | 373.9587 | 0 | 0 | 0 | 0 | 0 | 58.0281 | 0 | 878.6271 | 16.412 | 1134.185 | 0 | 0 | 0 | 379.527 | 880.0924 | 0 | 0 | 0 | 0 | 0 | 0 | 0 | 0 | 17290.0208 | 0 | 3117.9831 | 0 | 0 | 0 | 0 | 0 | 0 | 0 | 0 | 26296.681 | 26296.681 | 5888.9701 | 5888.9701 | 0 | 20407.7109 | 0 | 1000.1798 | 0 | 4652.5641 | 0 | 2187.2328 | 0 | 4652.5641 | 0 | 1931.2992 | 0 | 4652.5641 | 0 | 2325.901 | 0 | 4652.5641 | 0 | 5652.7439 | 6839.7969 | 6583.8633 | 6978.4651
93421 | 242.131 | 1675 | 2 | None | Electric, 80% Usage | EnergyStar, 80% Usage | Electric, 80% Usage | None | 400%+ | None | 8 | Single-Family Attached | Single-Family Attached | Single-Family Attached | 1500-1999 | 1500-2499 | 2 | Electricity | 100% Conditioned | Central AC | None | Electricity Baseboard | None | 60000-69999 | 100% Incandescent | Occupied | 1970s | Electricity | Yes | 0 | 231.8192 | 13.4813 | 669.6674 | 2738.163 | 0 | 0 | 0 | 0 | 8742.6031 | 0 | 0 | 821.7713 | 183.7556 | 0 | 1926.0631 | 16.412 | 864.2666 | 0 | 0 | 0 | 277.5383 | 1160.8545 | 0 | 0 | 0 | 0 | 0 | 0 | 0 | 0 | 0 | 0 | 0 | 0 | 0 | 0 | 0 | 0 | 0 | 0 | 0 | 17646.3953 | 17646.3953 | 17646.3953 | 17646.3953 | 0 | 0 | 0 | 3039.3655 | 0 | 0 | 0 | 6968.5006 | 0 | 0 | 0 | 6089.0036 | 0 | 0 | 0 | 7352.8398 | 0 | 0 | 0 | 3039.3655 | 6968.5006 | 6089.0036 | 7352.8398
93434 | 242.131 | 8194 | 3 | Standard Efficiency | Electric, 120% Usage | EnergyStar, 120% Usage | Electric, 120% Usage | 290 Rated kWh, 120% Usage | 400%+ | None | None | Single-Family Detached | Single-Family Detached | Single-Family Detached | 4000+ | 4000+ | 2 | Other Fuel | 100% Conditioned | Central AC | None | None | None | 200000+ | 100% CFL | Occupied | 1990s | Electricity | Yes | 67.9925 | 1077.0362 | 63.0103 | 2475.5713 | 7599.919 | 275.7799 | 319.7405 | 0 | 0 | 0 | 0 | 0 | 11045.8486 | 127.4859 | 24.911 | 2406.1135 | 21.9803 | 11420.1004 | 0 | 0 | 0 | 803.0147 | 868.0765 | 0 | 0 | 0 | 0 | 0 | 0 | 0 | 0 | 0 | 0 | 0 | 0 | 0 | 0 | 0 | 0 | 0 | 0 | 0 | 38596.8738 | 38596.8738 | 38596.8738 | 38596.8738 | 0 | 0 | 0 | 6361.2869 | 0 | 0 | 0 | 13894.3099 | 0 | 0 | 0 | 12288.1003 | 0 | 0 | 0 | 14849.1105 | 0 | 0 | 0 | 6361.2869 | 13894.3099 | 12288.1003 | 14849.1105
93448 | 242.131 | 1220 | 3 | None | Electric, 100% Usage | EnergyStar, 100% Usage | Gas, 100% Usage | None | 400%+ | None | None | Single-Family Detached | Single-Family Detached | Single-Family Detached | 1000-1499 | 0-1499 | 1 | Natural Gas | 60% Conditioned | Room AC | None | Natural Gas Fuel Boiler | None | 140000-159999 | 100% LED | Occupied | 1950s | Natural Gas | Yes | 0 | 524.5972 | 30.7725 | 0 | 2913.7126 | 0 | 0 | 97.8857 | 0 | 0 | 0 | 0 | 0 | 26.9625 | 16.7051 | 375.131 | 21.9803 | 2547.9599 | 0 | 0 | -11066.6567 | 32.2378 | 434.0383 | 0 | 0 | 0 | 0 | 0 | 0 | 0 | 0 | 18023.2847 | 0 | 4618.2139 | 0 | 0 | 947.2057 | 0 | 0 | 0 | 0 | 0 | 19544.0304 | 30610.394 | -4044.9669 | 7021.6898 | 0 | 23588.7043 | 0 | 154.4423 | 0 | 5377.7503 | 0 | -43.9649 | 0 | 5377.7503 | 0 | -49.9079 | 0 | 5377.7503 | 0 | -267.7089 | 0 | 5377.7503 | 0 | 5532.1926 | 5333.7854 | 5327.8425 | 5110.0415
93456 | 242.131 | 1138 | 2 | Standard Efficiency | None | None | Electric, 100% Usage | None | 400%+ | 6 | None | 5 to 9 Unit | Multifamily with 5+ units, 1-3 stories | Multi-Family with 5+ Units | 1000-1499 | 0-1499 | 3 | Electricity | 40% Conditioned | Room AC | None | Electricity Baseboard | None | 100000-119999 | 100% CFL | Occupied | 1960s | Electricity | Yes | 67.9925 | 0 | 0 | 0 | 1329.3704 | 0 | 0 | 0 | 0 | 6167.3876 | 0 | 0 | 1778.6483 | 39.2715 | 0 | 468.6206 | 16.412 | 1776.3038 | 0 | 0 | 0 | 389.4915 | 434.0383 | 309.19 | 0 | 0 | 0 | 0 | 0 | 0 | 0 | 0 | 0 | 0 | 0 | 0 | 0 | 0 | 0 | 0 | 0 | 0 | 12777.0194 | 12777.0194 | 12777.0194 | 12777.0194 | 0 | 0 | 0 | 2270.4584 | 0 | 0 | 0 | 5214.1663 | 0 | 0 | 0 | 4541.3033 | 0 | 0 | 0 | 5492.5042 | 0 | 0 | 0 | 2270.4584 | 5214.1663 | 4541.3033 | 5492.5042
93491 | 242.131 | 1690 | 3 | None | Electric, 100% Usage | Standard, 100% Usage | Gas, 100% Usage | None | 400%+ | None | None | Single-Family Detached | Single-Family Detached | Single-Family Detached | 1500-1999 | 1500-2499 | 1 | Natural Gas | 100% Conditioned | Central AC | None | Natural Gas Fuel Furnace | None | 200000+ | 100% LED | Occupied | 1970s | Natural Gas | Yes | 0 | 525.7695 | 19.6358 | 403.8519 | 1981.4535 | 0 | 0 | 192.2546 | 0 | 0 | 0 | 0 | 0 | 30.7725 | 16.7051 | 473.6028 | 21.9803 | 2067.9095 | 0 | 0 | 0 | 23.1526 | 434.0383 | 0 | 0 | 0 | 0 | 0 | 0 | 0 | 0 | 14271.0958 | 0 | 2576.6808 | 0 | 0 | 679.6318 | 0 | 0 | 0 | 0 | 0 | 23718.8278 | 23718.8278 | 6191.1264 | 6191.1264 | 0 | 17527.7015 | 0 | 1028.1397 | 0 | 3995.9283 | 0 | 2217.8562 | 0 | 3995.9283 | 0 | 1968.2194 | 0 | 3995.9283 | 0 | 2344.3196 | 0 | 3995.9283 | 0 | 5024.068 | 6213.7846 | 5964.1477 | 6340.2479
93511 | 242.131 | 853 | 2 | Standard Efficiency | Electric, 100% Usage | EnergyStar, 100% Usage | Electric, 100% Usage | None | 300-400% | 19 | None | 10 to 19 Unit | Multifamily with 5+ units, 1-3 stories | Multi-Family with 5+ Units | 750-999 | 0-1499 | 2 | Natural Gas | 80% Conditioned | Room AC | None | Natural Gas Fuel Wall/Floor Furnace | None | 50000-59999 | 100% CFL | Occupied | 1990s | Natural Gas | No | 67.9925 | 369.8557 | 21.6873 | 0 | 906.7619 | 0 | 0 | 0 | 0 | 0 | 0 | 0 | 0 | 35.7547 | 0 | 390.3707 | 16.412 | 1661.713 | 0 | 0 | 0 | 389.4915 | 434.0383 | 0 | 0 | 0 | 0 | 0 | 0 | 0 | 0 | 3583.0869 | 0 | 3416.0364 | 0 | 0 | 0 | 0 | 0 | 0 | 0 | 0 | 11293.2006 | 11293.2006 | 4294.0773 | 4294.0773 | 0 | 6999.4164 | 0 | 702.6436 | 0 | 1595.6935 | 0 | 1568.6703 | 0 | 1595.6935 | 0 | 1385.492 | 0 | 1595.6935 | 0 | 1658.9302 | 0 | 1595.6935 | 0 | 2298.3371 | 3164.3638 | 2981.1855 | 3254.6237
93543 | 242.131 | 2663 | 2 | None | Electric, 80% Usage | EnergyStar, 80% Usage | Electric, 80% Usage | None | 150-200% | None | None | Single-Family Detached | Single-Family Detached | Single-Family Detached | 2500-2999 | 2500-3999 | 2 | Electricity | 100% Conditioned | Heat Pump | None | Electricity ASHP | None | 25000-29999 | 100% Incandescent | Occupied | 1980s | Natural Gas | Yes | 0 | 320.0336 | 18.7565 | 1246.7243 | 4072.2225 | 0 | 0 | 569.144 | 2831.3596 | 10542.3525 | 0 | 0 | 0 | 233.2846 | 99.9372 | 2773.9177 | 16.412 | 1346.0754 | 0 | 0 | 0 | 324.4297 | 480.0504 | 0 | 0 | 0 | 0 | 0 | 0 | 0 | 0 | 0 | 0 | 2506.6369 | 0 | 0 | 0 | 0 | 0 | 0 | 0 | 0 | 27381.6301 | 27381.6301 | 24874.9932 | 24874.9932 | 0 | 2506.6369 | 0 | 4467.7333 | 0 | 571.457 | 0 | 10168.6782 | 0 | 571.457 | 0 | 8873.4003 | 0 | 571.457 | 0 | 10651.5028 | 0 | 571.457 | 0 | 5039.1903 | 10740.1352 | 9444.8573 | 11222.9598
93748 | 242.131 | 1220 | 2 | Standard Efficiency | Electric, 120% Usage | EnergyStar, 120% Usage | Electric, 120% Usage | 318 Rated kWh, 120% Usage | 0-100% | None | None | Single-Family Detached | Single-Family Detached | Single-Family Detached | 1000-1499 | 0-1499 | 2 | Electricity | 100% Conditioned | Heat Pump | None | Electricity ASHP | None | <10000 | 100% LED | Occupied | 1970s | Electricity | Yes | 67.9925 | 330.8772 | 19.3427 | 791.585 | 3409.2958 | 72.6816 | 0 | 584.0906 | 1264.8947 | 5886.0394 | 0 | 0 | 2027.4657 | 26.9625 | 0 | 375.131 | 16.412 | 3836.8864 | 0 | 0 | 0 | 407.3688 | 1160.8545 | 0 | 0 | 0 | 0 | 0 | 0 | 0 | 0 | 0 | 0 | 0 | 0 | 0 | 0 | 0 | 0 | 0 | 0 | 0 | 20277.8804 | 20277.8804 | 20277.8804 | 20277.8804 | 0 | 0 | 0 | 3575.0527 | 0 | 0 | 0 | 8102.7491 | 0 | 0 | 0 | 7092.4633 | 0 | 0 | 0 | 8474.0031 | 0 | 0 | 0 | 3575.0527 | 8102.7491 | 7092.4633 | 8474.0031
93761 | 242.131 | 1690 | 3 | None | Electric, 80% Usage | EnergyStar, 80% Usage | Propane, 80% Usage | 318 Rated kWh, 80% Usage | 400%+ | None | None | Single-Family Detached | Single-Family Detached | Single-Family Detached | 1500-1999 | 1500-2499 | 1 | Fuel Oil | 100% Conditioned | Central AC | None | Fuel Oil Fuel Boiler | None | 200000+ | 100% Incandescent | Occupied | 1960s | Fuel Oil | Yes | 0 | 320.0336 | 18.7565 | 1366.0043 | 5736.8662 | 77.9569 | 0 | 194.013 | 0 | 0 | 0 | 0 | 0 | 184.6348 | 0 | 1938.9582 | 21.9803 | 1191.3339 | 0 | 0 | 0 | 22.2734 | 434.0383 | 0 | 0 | 22922.5537 | 2409.6303 | 0 | 0 | 0 | 0 | 0 | 0 | 0 | 0 | 0 | 0 | 0 | 0 | 0 | 0 | 650.9108 | 37489.9443 | 37489.9443 | 11506.8494 | 11506.8494 | 25332.4771 | 0 | 650.9108 | 1971.5515 | 7680.7286 | 0 | 179.0855 | 4166.49 | 7680.7286 | 0 | 179.0855 | 3713.2636 | 7680.7286 | 0 | 179.0855 | 4366.0665 | 7680.7286 | 0 | 179.0855 | 9831.3656 | 12026.3041 | 11573.0777 | 12225.8806
93787 | 242.131 | 853 | 1 | Standard Efficiency | Electric, 100% Usage | EnergyStar, 100% Usage | Electric, 100% Usage | 318 Rated kWh, 100% Usage | 200-300% | 12 | None | 10 to 19 Unit | Multifamily with 5+ units, 1-3 stories | Multi-Family with 5+ Units | 750-999 | 0-1499 | 3 | Electricity | 100% Conditioned | Central AC | None | Electricity Electric Furnace | None | 30000-34999 | 100% Incandescent | Occupied | 2000s | Electricity | Yes | 67.9925 | 289.8473 | 16.9981 | 370.4418 | 1426.3769 | 64.7687 | 319.7405 | 8.4991 | 0 | 2129.7475 | 0 | 0 | 1390.9153 | 142.7256 | 0 | 1220.3479 | 16.412 | 1466.5276 | 0 | 0 | 0 | 346.9961 | 434.0383 | 0 | 0 | 0 | 0 | 0 | 0 | 0 | 0 | 0 | 0 | 0 | 0 | 0 | 0 | 0 | 0 | 0 | 0 | 0 | 9711.7891 | 9711.7891 | 9711.7891 | 9711.7891 | 0 | 0 | 0 | 1735.0725 | 0 | 0 | 0 | 3863.6853 | 0 | 0 | 0 | 3387.1402 | 0 | 0 | 0 | 4091.8368 | 0 | 0 | 0 | 1735.0725 | 3863.6853 | 3387.1402 | 4091.8368
93799 | 242.131 | 2176 | 4 | Standard Efficiency | Gas, 100% Usage | EnergyStar, 100% Usage | Electric, 100% Usage | 290 Rated kWh, 100% Usage | 300-400% | None | None | Single-Family Detached | Single-Family Detached | Single-Family Detached | 2000-2499 | 1500-2499 | 2 | Natural Gas | 20% Conditioned | Room AC | None | Natural Gas Fuel Wall/Floor Furnace | None | 100000-119999 | 100% Incandescent | Occupied | <1940 | Natural Gas | Yes | 67.9925 | 69.1648 | 45.1329 | 0 | 752.0204 | 195.1853 | 0 | 0 | 0 | 0 | 0 | 0 | 0 | 208.6666 | 0 | 2355.9983 | 21.9803 | 3481.3912 | 0 | 3092.779 | 0 | 603.1403 | 834.0803 | 545.9914 | 0 | 0 | 0 | 918.1917 | 0 | 0 | 0 | 30511.043 | 0 | 6968.937 | 0 | 8572.3288 | 0 | 0 | 0 | 0 | 0 | 0 | 59244.6099 | 59244.6099 | 12273.8164 | 12273.8164 | 0 | 46970.7935 | 0 | 1919.235 | 0 | 10708.3774 | 0 | 4360.481 | 0 | 10708.3774 | 0 | 3838.8575 | 0 | 10708.3774 | 0 | 4672.5766 | 0 | 10708.3774 | 0 | 12627.6124 | 15068.8583 | 14547.2348 | 15380.9539
93804 | 242.131 | 2176 | 4 | Standard Efficiency | Electric, 80% Usage | Standard, 80% Usage | Electric, 80% Usage | 290 Rated kWh, 80% Usage | 400%+ | None | None | Single-Family Detached | Single-Family Detached | Single-Family Detached | 2000-2499 | 1500-2499 | 2 | Electricity | 100% Conditioned | Central AC | None | Electricity Electric Furnace | None | 160000-179999 | 100% Incandescent | Occupied | 2000s | Electricity | Yes | 67.9925 | 989.701 | 36.927 | 344.9446 | 1750.5135 | 128.3651 | 319.7405 | 215.7003 | 0 | 15064.1461 | 0 | 0 | 2224.9956 | 208.6666 | 99.9372 | 2355.9983 | 21.9803 | 1583.463 | 0 | 0 | 0 | 429.9353 | 434.0383 | 0 | 0 | 0 | 0 | 0 | 0 | 0 | 0 | 0 | 0 | 0 | 0 | 0 | 0 | 0 | 0 | 0 | 0 | 0 | 26277.0452 | 26277.0452 | 26277.0452 | 26277.0452 | 0 | 0 | 0 | 4495.4741 | 0 | 0 | 0 | 10530.6862 | 0 | 0 | 0 | 9163.0816 | 0 | 0 | 0 | 11153.4994 | 0 | 0 | 0 | 4495.4741 | 10530.6862 | 9163.0816 | 11153.4994
93820 | 242.131 | 885 | 3 | Standard Efficiency | Electric, 100% Usage | Standard, 100% Usage | Electric, 100% Usage | None | 0-100% | None | None | Mobile Home | Mobile Home | Mobile Home | 750-999 | 0-1499 | 1 | Electricity | 100% Conditioned | Heat Pump | None | Electricity ASHP | None | <10000 | 100% CFL | Occupied | 2000s | Electricity | Yes | 67.9925 | 762.864 | 28.4279 | 830.2703 | 2522.4627 | 0 | 319.7405 | 144.191 | 158.2584 | 2191.8785 | 0 | 0 | 2209.7559 | 36.0477 | 0 | 399.1628 | 21.9803 | 2207.1182 | 0 | 0 | 0 | 405.6104 | 434.0383 | 309.7761 | 0 | 0 | 0 | 0 | 0 | 0 | 0 | 0 | 0 | 0 | 0 | 0 | 0 | 0 | 0 | 0 | 0 | 0 | 13049.2825 | 13049.2825 | 13049.2825 | 13049.2825 | 0 | 0 | 0 | 2276.0594 | 0 | 0 | 0 | 4980.3871 | 0 | 0 | 0 | 4576.19 | 0 | 0 | 0 | 5496.5466 | 0 | 0 | 0 | 2276.0594 | 4980.3871 | 4576.19 | 5496.5466
94008 | 242.131 | 1220 | 2 | Standard Efficiency | Gas, 80% Usage | Standard, 80% Usage | Electric, 80% Usage | None | 400%+ | None | None | Single-Family Detached | Single-Family Detached | Single-Family Detached | 1000-1499 | 0-1499 | 1 | Electricity | 100% Conditioned | Central AC | None | Electricity Electric Furnace | None | 80000-99999 | 100% LED | Occupied | 2010s | Electricity | Yes | 67.9925 | 54.5112 | 22.8595 | 560.3519 | 2480.2605 | 0 | 319.7405 | 130.7097 | 0 | 10573.4181 | 0 | 0 | 1355.1606 | 26.9625 | 0 | 375.131 | 16.412 | 1116.6008 | 0 | 0 | 0 | 324.4297 | 434.0383 | 0 | 0 | 0 | 0 | 724.7648 | 0 | 0 | 0 | 0 | 0 | 0 | 0 | 0 | 0 | 0 | 0 | 0 | 0 | 0 | 18583.3435 | 18583.3435 | 17858.5787 | 17858.5787 | 0 | 724.7648 | 0 | 3177.9525 | 0 | 165.2002 | 0 | 7292.556 | 0 | 165.2002 | 0 | 6360.3325 | 0 | 165.2002 | 0 | 7677.4228 | 0 | 165.2002 | 0 | 3343.1527 | 7457.7562 | 6525.5327 | 7842.623
94011 | 242.131 | 1220 | 2 | Standard Efficiency | Electric, 100% Usage | Standard, 100% Usage | Electric, 100% Usage | 290 Rated kWh, 100% Usage | 100-150% | None | None | Single-Family Detached | Single-Family Detached | Single-Family Detached | 1000-1499 | 0-1499 | 1 | Natural Gas | 20% Conditioned | Room AC | None | Natural Gas Fuel Boiler | None | 15000-19999 | 100% CFL | Occupied | <1940 | Natural Gas | Yes | 81.7668 | 525.7695 | 19.6358 | 0 | 923.76 | 56.5627 | 0 | 79.4223 | 0 | 0 | 0 | 0 | 0 | 40.1507 | 0 | 491.1871 | 16.412 | 1918.4432 | 0 | 0 | 0 | 339.6694 | 400.042 | 0 | 0 | 0 | 0 | 0 | 0 | 0 | 0 | 15205.9925 | 0 | 2609.5048 | 0 | 0 | 0 | 0 | 0 | 0 | 0 | 0 | 22708.0257 | 22708.0257 | 4892.5284 | 4892.5284 | 0 | 17815.4973 | 0 | 831.8353 | 0 | 4061.5654 | 0 | 1823.3565 | 0 | 4061.5654 | 0 | 1608.8749 | 0 | 4061.5654 | 0 | 1940.8365 | 0 | 4061.5654 | 0 | 4893.4008 | 5884.9219 | 5670.4403 | 6002.4019
94035 | 242.131 | 1202 | 3 | None | Electric, 120% Usage | EnergyStar, 120% Usage | Electric, 120% Usage | 318 Rated kWh, 120% Usage | 400%+ | None | 8 | Single-Family Attached | Single-Family Attached | Single-Family Attached | 1000-1499 | 0-1499 | 2 | Electricity | 100% Conditioned | Central AC | None | Electricity Electric Furnace | None | 50000-59999 | 100% CFL | Occupied | 1980s | Electricity | Yes | 0 | 347.5823 | 20.2219 | 318.8613 | 2422.8185 | 77.6638 | 0 | 381.2855 | 0 | 16316.4388 | 0 | 0 | 2365.0835 | 40.1507 | 0 | 486.2049 | 21.9803 | 3311.41 | 0 | 0 | 0 | 416.454 | 434.0383 | 0 | 0 | 0 | 0 | 0 | 0 | 0 | 0 | 0 | 0 | 0 | 0 | 0 | 0 | 0 | 0 | 0 | 0 | 0 | 26960.4869 | 26960.4869 | 26960.4869 | 26960.4869 | 0 | 0 | 0 | 4758.5595 | 0 | 0 | 0 | 11021.8387 | 0 | 0 | 0 | 9593.2836 | 0 | 0 | 0 | 11623.0096 | 0 | 0 | 0 | 4758.5595 | 11021.8387 | 9593.2836 | 11623.0096
94055 | 242.131 | 1675 | 3 | None | Electric, 120% Usage | EnergyStar, 120% Usage | Electric, 120% Usage | 290 Rated kWh, 120% Usage | 400%+ | None | 6 | Single-Family Attached | Single-Family Attached | Single-Family Attached | 1500-1999 | 1500-2499 | 2 | Electricity | 100% Conditioned | Central AC | None | Electricity Electric Furnace | None | 70000-79999 | 100% Incandescent | Occupied | 1990s | Electricity | Yes | 0 | 347.5823 | 20.2219 | 244.7143 | 1359.5567 | 72.3886 | 0 | 63.3034 | 0 | 4562.5304 | 0 | 0 | 2203.0152 | 183.7556 | 0 | 1926.0631 | 21.9803 | 3456.7733 | 0 | 0 | 0 | 416.454 | 434.0383 | 0 | 0 | 0 | 0 | 0 | 0 | 0 | 0 | 0 | 0 | 0 | 0 | 0 | 0 | 0 | 0 | 0 | 0 | 0 | 15312.3773 | 15312.3773 | 15312.3773 | 15312.3773 | 0 | 0 | 0 | 2637.5911 | 0 | 0 | 0 | 6002.5607 | 0 | 0 | 0 | 5248.872 | 0 | 0 | 0 | 6361.3989 | 0 | 0 | 0 | 2637.5911 | 6002.5607 | 5248.872 | 6361.3989
94089 | 242.131 | 1138 | 2 | Standard Efficiency | None | Standard, 120% Usage | Electric, 120% Usage | 318 Rated kWh, 120% Usage | 300-400% | 67 | None | 50 or more Unit | Multifamily with 5+ units, 1-3 stories | Multi-Family with 5+ Units | 1000-1499 | 0-1499 | 3 | Propane | 100% Conditioned | Central AC | None | Propane Fuel Furnace | None | 60000-69999 | 100% CFL | Occupied | 1990s | Electricity | Yes | 67.9925 | 0 | 31.6517 | 504.6684 | 1904.962 | 106.3848 | 0 | 0.87921 | 0 | 0 | 0 | 0 | 3577.5186 | 39.2715 | 0 | 468.6206 | 16.412 | 3552.9006 | 0 | 0 | 0 | 467.4484 | 480.0504 | 0 | 0 | 0 | 0 | 0 | 0 | 0 | 0 | 0 | 0 | 0 | 0 | 0 | 0 | 0 | 0 | 60.3726 | 0 | 0 | 11278.8401 | 11278.8401 | 11218.4675 | 11218.4675 | 0 | 0 | 60.3726 | 1886.1074 | 0 | 0 | 16.6423 | 4181.1464 | 0 | 0 | 16.6423 | 3684.4165 | 0 | 0 | 16.6423 | 4454.8014 | 0 | 0 | 16.6423 | 1902.7497 | 4197.7887 | 3701.0588 | 4471.4437
94187 | 242.131 | 1220 | 3 | None | Electric, 100% Usage | Standard, 100% Usage | Electric, 100% Usage | 318 Rated kWh, 100% Usage | 100-150% | None | None | Mobile Home | Mobile Home | Mobile Home | 1000-1499 | 0-1499 | 1 | Fuel Oil | 100% Conditioned | Room AC | None | Fuel Oil Fuel Furnace | None | 10000-14999 | 100% Incandescent | Occupied | 1970s | Electricity | Yes | 0 | 525.7695 | 19.6358 | 0 | 3941.8059 | 60.3726 | 0 | 629.2236 | 0 | 0 | 0 | 0 | 1397.6559 | 160.896 | 0 | 1535.3993 | 21.9803 | 1990.8318 | 0 | 0 | 0 | 339.6694 | 400.042 | 0 | 0 | 24820.1889 | 0 | 0 | 0 | 0 | 0 | 0 | 0 | 0 | 0 | 0 | 0 | 0 | 0 | 0 | 0 | 0 | 35843.4711 | 35843.4711 | 11023.2822 | 11023.2822 | 24820.1889 | 0 | 0 | 1925.354 | 7525.4834 | 0 | 0 | 4193.8797 | 7525.4834 | 0 | 0 | 3868.5052 | 7525.4834 | 0 | 0 | 4614.2301 | 7525.4834 | 0 | 0 | 9450.8374 | 11719.3631 | 11393.9886 | 12139.7135
94279 | 242.131 | 866 | 2 | None | Electric, 120% Usage | EnergyStar, 120% Usage | Electric, 120% Usage | 318 Rated kWh, 120% Usage | 0-100% | None | 6 | Single-Family Attached | Single-Family Attached | Single-Family Attached | 750-999 | 0-1499 | 2 | Electricity | 60% Conditioned | Central AC | None | Electricity Electric Furnace | None | <10000 | 100% Incandescent | Occupied | 1970s | Electricity | Yes | 0 | 347.5823 | 20.2219 | 70.9232 | 1515.7636 | 77.6638 | 319.7405 | 510.5298 | 0 | 21844.3453 | 0 | 0 | 2350.43 | 143.3118 | 0 | 1231.4846 | 16.412 | 3208.249 | 0 | 0 | 0 | 416.454 | 434.0383 | 0 | 0 | 0 | 0 | 0 | 0 | 0 | 0 | 0 | 0 | 0 | 0 | 0 | 0 | 0 | 0 | 0 | 0 | 0 | 32507.15 | 32507.15 | 32507.15 | 32507.15 | 0 | 0 | 0 | 5711.5793 | 0 | 0 | 0 | 13299.1292 | 0 | 0 | 0 | 11554.661 | 0 | 0 | 0 | 14091.8567 | 0 | 0 | 0 | 5711.5793 | 13299.1292 | 11554.661 | 14091.8567
94314 | 242.131 | 1690 | 4 | None | Electric, 80% Usage | EnergyStar, 80% Usage | Electric, 80% Usage | None | 100-150% | None | None | Single-Family Detached | Single-Family Detached | Single-Family Detached | 1500-1999 | 1500-2499 | 1 | Electricity | 100% Conditioned | Heat Pump | None | Electricity ASHP | None | 15000-19999 | 100% CFL | Occupied | 1980s | Electricity | Yes | 0 | 220.6825 | 12.8951 | 478.8781 | 1600.4611 | 0 | 319.7405 | 419.6778 | 1115.1354 | 7467.7439 | 0 | 0 | 721.541 | 46.0122 | 0 | 620.1384 | 21.9803 | 1033.9547 | 0 | 0 | 0 | 271.6769 | 914.0887 | 0 | 0 | 0 | 0 | 0 | 0 | 0 | 0 | 0 | 0 | 0 | 0 | 0 | 0 | 0 | 0 | 0 | 0 | 0 | 15264.6067 | 15264.6067 | 15264.6067 | 15264.6067 | 0 | 0 | 0 | 2750.9978 | 0 | 0 | 0 | 6303.9664 | 0 | 0 | 0 | 5488.2672 | 0 | 0 | 0 | 6600.4476 | 0 | 0 | 0 | 2750.9978 | 6303.9664 | 5488.2672 | 6600.4476
94416 | 242.131 | 1202 | 3 | Standard Efficiency | Electric, 100% Usage | Standard, 100% Usage | Electric, 100% Usage | None | 400%+ | None | 6 | Single-Family Attached | Single-Family Attached | Single-Family Attached | 1000-1499 | 0-1499 | 1 | Electricity | 100% Conditioned | Heat Pump | None | Electricity ASHP | None | 120000-139999 | 100% CFL | Occupied | 1980s | Electricity | Yes | 67.9925 | 1317.0614 | 49.2359 | 625.7067 | 2241.1145 | 0 | 319.7405 | 305.087 | 784.8443 | 2785.3474 | 0 | 0 | 4212.6036 | 40.1507 | 0 | 486.2049 | 21.9803 | 2311.1585 | 0 | 0 | 0 | 559.4727 | 960.1008 | 0 | 0 | 0 | 0 | 0 | 0 | 0 | 0 | 0 | 0 | 0 | 0 | 0 | 0 | 0 | 0 | 0 | 0 | 0 | 17087.5087 | 17087.5087 | 17087.5087 | 17087.5087 | 0 | 0 | 0 | 2849.1026 | 0 | 0 | 0 | 6518.4843 | 0 | 0 | 0 | 5714.9182 | 0 | 0 | 0 | 6862.7564 | 0 | 0 | 0 | 2849.1026 | 6518.4843 | 5714.9182 | 6862.7564
94511 | 242.131 | 1138 | 2 | Standard Efficiency | Electric, 80% Usage | EnergyStar, 80% Usage | Electric, 80% Usage | 318 Rated kWh, 80% Usage | 300-400% | 116 | None | 50 or more Unit | Multifamily with 5+ units, 1-3 stories | Multi-Family with 5+ Units | 1000-1499 | 0-1499 | 3 | Natural Gas | 100% Conditioned | Central AC | None | Natural Gas Fuel Furnace | None | 60000-69999 | 100% LED | Occupied | 1940s | Electricity | No | 67.9925 | 296.0018 | 17.2912 | 500.8585 | 3078.7116 | 70.9232 | 0 | 759.3471 | 0 | 0 | 0 | 0 | 1194.8508 | 26.0833 | 0 | 357.8398 | 16.412 | 888.2984 | 0 | 0 | 0 | 311.5345 | 434.0383 | 0 | 0 | 0 | 0 | 0 | 0 | 0 | 0 | 30326.7013 | 0 | 0 | 0 | 0 | 0 | 0 | 0 | 0 | 0 | 0 | 38347.1772 | 38347.1772 | 8020.476 | 8020.476 | 0 | 30326.7013 | 0 | 1329.5459 | 0 | 6913.8481 | 0 | 2909.2462 | 0 | 6913.8481 | 0 | 2578.4281 | 0 | 6913.8481 | 0 | 3053.0273 | 0 | 6913.8481 | 0 | 8243.394 | 9823.0943 | 9492.2763 | 9966.8754
94526 | 242.131 | 1220 | 3 | None | Electric, 80% Usage | EnergyStar, 80% Usage | Electric, 80% Usage | None | 400%+ | None | None | Single-Family Detached | Single-Family Detached | Single-Family Detached | 1000-1499 | 0-1499 | 1 | Fuel Oil | 60% Conditioned | Room AC | None | Fuel Oil Fuel Furnace | None | 80000-99999 | 100% LED | Occupied | 1950s | Electricity | Yes | 0 | 419.6778 | 24.618 | 0 | 2534.4786 | 0 | 319.7405 | 444.2957 | 0 | 0 | 0 | 0 | 1563.8272 | 26.9625 | 16.7051 | 375.131 | 21.9803 | 1273.9799 | 0 | 0 | 0 | 377.1825 | 1160.8545 | 0 | 0 | 17909.5731 | 0 | 0 | 0 | 0 | 0 | 0 | 0 | 0 | 0 | 0 | 0 | 0 | 0 | 0 | 0 | 0 | 26468.7137 | 26468.7137 | 8559.1406 | 8559.1406 | 17909.5731 | 0 | 0 | 1458.4446 | 5430.1688 | 0 | 0 | 3204.2346 | 5430.1688 | 0 | 0 | 2832.3419 | 5430.1688 | 0 | 0 | 3369.3635 | 5430.1688 | 0 | 0 | 6888.6134 | 8634.4034 | 8262.5107 | 8799.5323
94601 | 242.131 | 1690 | 3 | Standard Efficiency | Electric, 100% Usage | EnergyStar, 100% Usage | Electric, 100% Usage | 290 Rated kWh, 100% Usage | 200-300% | None | None | Single-Family Detached | Single-Family Detached | Single-Family Detached | 1500-1999 | 1500-2499 | 1 | Natural Gas | 100% Conditioned | Central AC | None | Natural Gas Fuel Furnace | None | 45000-49999 | 100% CFL | Occupied | 1940s | Natural Gas | Yes | 67.9925 | 400.042 | 23.4457 | 1457.7355 | 4771.4901 | 91.1451 | 319.7405 | 345.5308 | 0 | 0 | 0 | 0 | 0 | 46.0122 | 0 | 620.1384 | 21.9803 | 2382.6678 | 0 | 0 | 0 | 405.6104 | 400.042 | 0 | 0 | 0 | 0 | 0 | 0 | 0 | 0 | 26078.9292 | 0 | 3958.5109 | 472.4306 | 0 | 0 | 0 | 0 | 0 | 0 | 0 | 41863.737 | 41863.737 | 11353.8663 | 11353.8663 | 0 | 30509.8707 | 0 | 1939.0244 | 0 | 6955.6009 | 0 | 4126.2803 | 0 | 6955.6009 | 0 | 3673.7272 | 0 | 6955.6009 | 0 | 4322.8224 | 0 | 6955.6009 | 0 | 8894.6252 | 11081.8812 | 10629.328 | 11278.4232
94627 | 242.131 | 1675 | 2 | Standard Efficiency | Electric, 120% Usage | Standard, 120% Usage | Electric, 120% Usage | 318 Rated kWh, 120% Usage | 400%+ | None | 5 | Single-Family Attached | Single-Family Attached | Single-Family Attached | 1500-1999 | 1500-2499 | 1 | Natural Gas | 100% Conditioned | Central AC | None | Natural Gas Fuel Furnace | None | 200000+ | 100% CFL | Occupied | 1980s | Electricity | Yes | 67.9925 | 1029.8517 | 38.6854 | 165.2921 | 1333.1803 | 135.1058 | 0 | 308.0177 | 0 | 0 | 0 | 0 | 4597.6989 | 46.0122 | 0 | 616.0354 | 16.412 | 3981.0774 | 0 | 0 | 0 | 518.4427 | 868.0765 | 0 | 0 | 0 | 0 | 0 | 0 | 0 | 0 | 14297.7652 | 0 | 0 | 0 | 0 | 0 | 0 | 0 | 0 | 0 | 0 | 28019.3527 | 28019.3527 | 13721.5875 | 13721.5875 | 0 | 14297.7652 | 0 | 2259.9986 | 0 | 3259.6114 | 0 | 5055.2402 | 0 | 3259.6114 | 0 | 4448.7215 | 0 | 3259.6114 | 0 | 5403.8432 | 0 | 3259.6114 | 0 | 5519.61 | 8314.8516 | 7708.3329 | 8663.4546
94916 | 242.131 | 1202 | 2 | Standard Efficiency | Electric, 120% Usage | EnergyStar, 120% Usage | Gas, 120% Usage | 318 Rated kWh, 120% Usage | 400%+ | None | 5 | Single-Family Attached | Single-Family Attached | Single-Family Attached | 1000-1499 | 0-1499 | 2 | Natural Gas | 100% Conditioned | Central AC | None | Natural Gas Fuel Furnace | None | 50000-59999 | 100% Incandescent | Occupied | 1960s | Natural Gas | Yes | 67.9925 | 347.5823 | 20.2219 | 329.998 | 3490.1834 | 77.6638 | 0 | 553.9043 | 0 | 0 | 0 | 0 | 0 | 160.0168 | 0 | 1519.8666 | 16.412 | 3311.41 | 0 | 0 | 0 | 28.4279 | 480.0504 | 0 | 0 | 0 | 0 | 0 | 0 | 0 | 0 | 23384.4337 | 0 | 4082.7731 | 0 | 0 | 833.7872 | 0 | 0 | 0 | 0 | 0 | 38704.4309 | 38704.4309 | 10403.7299 | 10403.7299 | 0 | 28300.994 | 0 | 1841.2575 | 0 | 6452.0194 | 0 | 3968.8965 | 0 | 6452.0194 | 0 | 3509.6383 | 0 | 6452.0194 | 0 | 4181.5964 | 0 | 6452.0194 | 0 | 8293.277 | 10420.9159 | 9961.6577 | 10633.6158
94968 | 242.131 | 1690 | 4 | Standard Efficiency | Electric, 100% Usage | EnergyStar, 100% Usage | Gas, 100% Usage | None | 400%+ | None | None | Single-Family Detached | Single-Family Detached | Single-Family Detached | 1500-1999 | 1500-2499 | 1 | Natural Gas | 100% Conditioned | Central AC | None | Natural Gas Fuel Wall/Floor Furnace | None | 180000-199999 | 100% CFL | Occupied | 1960s | Natural Gas | Yes | 67.9925 | 648.8593 | 37.8062 | 958.9285 | 3979.9051 | 0 | 319.7405 | 0 | 0 | 0 | 0 | 0 | 0 | 46.0122 | 24.911 | 620.1384 | 21.9803 | 3012.1845 | 0 | 0 | 0 | 36.927 | 480.0504 | 0 | 0 | 0 | 0 | 0 | 0 | 0 | 0 | 26894.2529 | 0 | 5068.6642 | 0 | 0 | 1080.8461 | 0 | 0 | 0 | 0 | 0 | 43300.0783 | 43300.0783 | 10256.0221 | 10256.0221 | 0 | 33044.0562 | 0 | 1842.5326 | 0 | 7533.3664 | 0 | 3929.1228 | 0 | 7533.3664 | 0 | 3490.4341 | 0 | 7533.3664 | 0 | 4082.3009 | 0 | 7533.3664 | 0 | 9375.899 | 11462.4892 | 11023.8005 | 11615.6673
94976 | 242.131 | 1690 | 3 | None | Electric, 120% Usage | EnergyStar, 120% Usage | Propane, 120% Usage | None | 400%+ | None | None | Mobile Home | Mobile Home | Mobile Home | 1500-1999 | 1500-2499 | 1 | Propane | 100% Conditioned | Central AC | None | Propane Fuel Furnace | None | 70000-79999 | 100% CFL | Occupied | 1980s | Propane | Yes | 0 | 330.8772 | 19.3427 | 480.0504 | 1607.2017 | 0 | 319.7405 | 265.2293 | 0 | 0 | 0 | 0 | 0 | 46.0122 | 0 | 620.1384 | 21.9803 | 4292.0258 | 0 | 0 | 0 | 27.8418 | 480.0504 | 0 | 0 | 0 | 0 | 0 | 0 | 0 | 0 | 0 | 0 | 0 | 0 | 0 | 0 | 0 | 0 | 26950.5225 | 3594.8097 | 815.6168 | 39871.7329 | 39871.7329 | 8510.4908 | 8510.4908 | 0 | 0 | 31361.2421 | 1413.2478 | 0 | 0 | 8630.141 | 3082.4754 | 0 | 0 | 8630.141 | 2725.4919 | 0 | 0 | 8630.141 | 3291.8056 | 0 | 0 | 8630.141 | 10043.3887 | 11712.6164 | 11355.6328 | 11921.9465
94980 | 242.131 | 2152 | 4 | Standard Efficiency, No usage | Electric, 80% Usage | EnergyStar, 80% Usage | Gas, 80% Usage | 318 Rated kWh, 80% Usage | 400%+ | None | 6 | Single-Family Attached | Single-Family Attached | Single-Family Attached | 2000-2499 | 1500-2499 | 3 | Natural Gas | 80% Conditioned | Central AC | None | Natural Gas Fuel Furnace | None | 200000+ | 100% CFL | Vacant | <1940 | Natural Gas | Yes | 0 | 0 | 0 | 499.6862 | 4542.6016 | 0 | 0 | 432.5729 | 0 | 0 | 0 | 0 | 0 | 0 | 0 | 0 | 21.9803 | 0 | 0 | 0 | 0 | 0 | 480.0504 | 0 | 0 | 0 | 0 | 0 | 0 | 0 | 0 | 18262.4307 | 0 | 1543.8984 | 0 | 0 | 0 | 0 | 0 | 0 | 0 | 0 | 25782.9274 | 25782.9274 | 5976.5983 | 5976.5983 | 0 | 19806.6221 | 0 | 1010.6628 | 0 | 4515.4767 | 0 | 2042.3908 | 0 | 4515.4767 | 0 | 1836.0453 | 0 | 4515.4767 | 0 | 2168.6079 | 0 | 4515.4767 | 0 | 5526.1394 | 6557.8675 | 6351.522 | 6684.0845
95006 | 242.131 | 1202 | 3 | None | Gas, 80% Usage | EnergyStar, 80% Usage | Gas, 80% Usage | 290 Rated kWh, 80% Usage | 400%+ | None | 8 | Single-Family Attached | Single-Family Attached | Single-Family Attached | 1000-1499 | 0-1499 | 1 | Natural Gas | 100% Conditioned | Central AC | None | Natural Gas Fuel Furnace | None | 80000-99999 | 100% CFL | Occupied | 2000s | Electricity | Yes | 0 | 26.3764 | 17.2912 | 155.3277 | 1017.2497 | 66.2341 | 0 | 29.6002 | 0 | 0 | 0 | 0 | 1198.3676 | 40.1507 | 0 | 486.2049 | 21.9803 | 893.2806 | 0 | 0 | 0 | 21.3942 | 480.0504 | 0 | 0 | 0 | 0 | 351.3922 | 0 | 0 | 0 | 2181.328 | 0 | 0 | 0 | 0 | 624.8275 | 0 | 0 | 0 | 0 | 0 | 7610.7626 | 7610.7626 | 4453.2149 | 4453.2149 | 0 | 3157.5477 | 0 | 721.3153 | 0 | 719.8606 | 0 | 1620.1027 | 0 | 719.8606 | 0 | 1429.8207 | 0 | 719.8606 | 0 | 1713.3454 | 0 | 719.8606 | 0 | 1441.1759 | 2339.9633 | 2149.6813 | 2433.206
95045 | 242.131 | 853 | 1 | None | Electric, 80% Usage | Standard, 80% Usage | Gas, 80% Usage | 318 Rated kWh, 80% Usage | 200-300% | 67 | None | 50 or more Unit | Multifamily with 5+ units, 4-7 stories | Multi-Family with 5+ Units | 750-999 | 0-1499 | 4 | Electricity | 100% Conditioned | Heat Pump | Heating and Cooling | Electricity Shared Heating | Fan Coil Heating and Cooling, Electricity | 35000-39999 | 100% LED | Occupied | 2010s | Electricity | Yes | 0 | 564.1618 | 21.1011 | 12.0159 | 1059.745 | 70.9232 | 0 | 67.6994 | 0 | 401.8004 | 0 | 0 | 1266.067 | 23.7388 | 0 | 298.0533 | 16.412 | 830.8565 | 0 | 0 | 0 | 21.3942 | 434.0383 | 0 | 0 | 0 | 0 | 0 | 0 | 0 | 0 | 0 | 0 | 0 | 0 | 0 | 624.8275 | 0 | 0 | 0 | 0 | 0 | 5713.1274 | 5713.1274 | 5088.2999 | 5088.2999 | 0 | 624.8275 | 0 | 862.3299 | 0 | 142.448 | 0 | 1925.7078 | 0 | 142.448 | 0 | 1694.0918 | 0 | 142.448 | 0 | 2042.5088 | 0 | 142.448 | 0 | 1004.7779 | 2068.1558 | 1836.5397 | 2184.9567
95255 | 242.131 | 2176 | 4 | Standard Efficiency | Electric, 100% Usage | EnergyStar, 100% Usage | Gas, 100% Usage | 290 Rated kWh, 100% Usage | 400%+ | None | None | Single-Family Detached | Single-Family Detached | Single-Family Detached | 2000-2499 | 1500-2499 | 2 | Natural Gas | 100% Conditioned | Central AC | None | Natural Gas Fuel Furnace | None | 200000+ | 100% Incandescent | Occupied | 1980s | Natural Gas | Yes | 67.9925 | 400.042 | 23.4457 | 646.5148 | 4498.934 | 91.1451 | 319.7405 | 694.2854 | 0 | 0 | 0 | 0 | 0 | 208.6666 | 99.9372 | 2355.9983 | 21.9803 | 2537.1163 | 0 | 0 | 0 | 27.8418 | 727.1093 | 0 | 0 | 0 | 0 | 0 | 1683.1072 | 0 | 0 | 27848.4923 | 0 | 3887.8808 | 0 | 0 | 813.5653 | 0 | 0 | 0 | 0 | 0 | 46953.7953 | 46953.7953 | 12721.0429 | 12721.0429 | 0 | 34232.7525 | 0 | 2188.2502 | 0 | 7804.3865 | 0 | 4685.8822 | 0 | 7804.3865 | 0 | 4152.2762 | 0 | 7804.3865 | 0 | 4978.6172 | 0 | 7804.3865 | 0 | 9992.6367 | 12490.2687 | 11956.6627 | 12783.0036
95446 | 242.131 | 617 | 1 | Standard Efficiency, No usage | Electric, 80% Usage | Standard, 80% Usage | Electric, 80% Usage | None | 200-300% | 323 | None | 50 or more Unit | Multifamily with 5+ units, 4-7 stories | Multi-Family with 5+ Units | 500-749 | 0-1499 | 4 | Electricity | 100% Conditioned | Central AC | None | Electricity Electric Furnace | None | 35000-39999 | 100% LED | Vacant | 1970s | Natural Gas | Yes | 0 | 0 | 0 | 171.1535 | 1102.5334 | 0 | 0 | 26.3764 | 0 | 1969.7307 | 0 | 0 | 0 | 0 | 0 | 0 | 16.412 | 0 | 0 | 0 | 0 | 0 | 434.0383 | 0 | 0 | 0 | 0 | 0 | 0 | 0 | 0 | 0 | 0 | 1575.5501 | 0 | 0 | 0 | 0 | 0 | 0 | 0 | 0 | 5296.0873 | 5296.0873 | 3720.5372 | 3720.5372 | 0 | 1575.5501 | 0 | 679.1883 | 0 | 359.2098 | 0 | 1564.7535 | 0 | 359.2098 | 0 | 1363.6624 | 0 | 359.2098 | 0 | 1591.1299 | 0 | 359.2098 | 0 | 1038.3981 | 1923.9633 | 1722.8722 | 1950.3397
95449 | 242.131 | 617 | 4 | Standard Efficiency | Electric, 80% Usage | EnergyStar, 80% Usage | Electric, 80% Usage | None | 400%+ | None | 6 | Single-Family Attached | Single-Family Attached | Single-Family Attached | 500-749 | 0-1499 | 1 | Natural Gas | 20% Conditioned | Room AC | None | Natural Gas Fuel Boiler | None | 80000-99999 | 100% Incandescent | Occupied | 1990s | Natural Gas | Yes | 67.9925 | 360.1843 | 21.1011 | 0 | 473.6028 | 0 | 0 | 69.1648 | 0 | 0 | 0 | 0 | 0 | 130.7097 | 0 | 1017.8358 | 21.9803 | 914.0887 | 0 | 0 | 0 | 345.5308 | 1356.0398 | 0 | 0 | 0 | 0 | 0 | 0 | 0 | 0 | 4983.9666 | 0 | 2881.1817 | 0 | 0 | 0 | 0 | 0 | 0 | 0 | 0 | 12643.086 | 12643.086 | 4778.2307 | 4778.2307 | 0 | 7865.1483 | 0 | 809.9368 | 0 | 1793.0824 | 0 | 1800.6655 | 0 | 1793.0824 | 0 | 1586.3976 | 0 | 1793.0824 | 0 | 1915.6204 | 0 | 1793.0824 | 0 | 2603.0192 | 3593.7479 | 3379.48 | 3708.7028
95523 | 242.131 | 1202 | 3 | Standard Efficiency | Electric, 100% Usage | EnergyStar, 100% Usage | Electric, 100% Usage | 290 Rated kWh, 100% Usage | 400%+ | None | 5 | Single-Family Attached | Single-Family Attached | Single-Family Attached | 1000-1499 | 0-1499 | 1 | Natural Gas | 100% Conditioned | Central AC | None | Natural Gas Fuel Furnace | None | 50000-59999 | 100% LED | Occupied | 1990s | Natural Gas | Yes | 67.9925 | 289.8473 | 16.9981 | 531.3378 | 2621.8138 | 60.3726 | 0 | 169.3951 | 0 | 0 | 0 | 0 | 0 | 26.6695 | 0 | 371.321 | 21.9803 | 1655.5585 | 0 | 0 | 0 | 346.9961 | 727.1093 | 276.366 | 0 | 0 | 0 | 0 | 0 | 0 | 0 | 7977.6876 | 0 | 2806.4486 | 0 | 0 | 0 | 0 | 0 | 0 | 0 | 0 | 17967.8942 | 17967.8942 | 7183.7581 | 7183.7581 | 0 | 10784.1362 | 0 | 1249.1022 | 0 | 2458.5514 | 0 | 2697.8948 | 0 | 2458.5514 | 0 | 2393.1266 | 0 | 2458.5514 | 0 | 2823.93 | 0 | 2458.5514 | 0 | 3707.6536 | 5156.4462 | 4851.678 | 5282.4814
95549 | 242.131 | 1202 | 2 | Standard Efficiency | Electric, 100% Usage | Standard, 100% Usage | Electric, 100% Usage | None | 200-300% | None | 8 | Single-Family Attached | Single-Family Attached | Single-Family Attached | 1000-1499 | 0-1499 | 1 | Electricity | 100% Conditioned | Central AC | None | Electricity Electric Furnace | None | 35000-39999 | 100% Incandescent | Occupied | 1990s | Electricity | Yes | 67.9925 | 552.439 | 20.808 | 272.8492 | 2129.1613 | 0 | 0 | 29.6002 | 0 | 2127.696 | 0 | 0 | 1230.0193 | 160.0168 | 0 | 1519.8666 | 16.412 | 1655.5585 | 0 | 0 | 0 | 346.9961 | 880.0924 | 0 | 0 | 0 | 0 | 0 | 0 | 0 | 0 | 0 | 0 | 0 | 0 | 0 | 0 | 0 | 0 | 0 | 0 | 0 | 11009.5078 | 11009.5078 | 11009.5078 | 11009.5078 | 0 | 0 | 0 | 1944.2874 | 0 | 0 | 0 | 4332.8069 | 0 | 0 | 0 | 3803.0069 | 0 | 0 | 0 | 4575.5504 | 0 | 0 | 0 | 1944.2874 | 4332.8069 | 3803.0069 | 4575.5504
95573 | 242.131 | 1690 | 3 | Standard Efficiency | Electric, 100% Usage | EnergyStar, 100% Usage | Electric, 100% Usage | None | 400%+ | None | None | Single-Family Detached | Single-Family Detached | Single-Family Detached | 1500-1999 | 1500-2499 | 2 | Natural Gas | 60% Conditioned | Room AC | None | Natural Gas Fuel Wall/Floor Furnace | None | 120000-139999 | 100% LED | Occupied | 1970s | Natural Gas | Yes | 67.9925 | 400.042 | 23.4457 | 0 | 2763.9533 | 0 | 319.7405 | 0 | 0 | 0 | 0 | 0 | 0 | 30.7725 | 0 | 473.6028 | 21.9803 | 2382.6678 | 0 | 0 | 0 | 405.6104 | 480.0504 | 0 | 0 | 0 | 0 | 0 | 0 | 0 | 0 | 26352.3645 | 0 | 3879.9679 | 472.4306 | 0 | 0 | 0 | 0 | 0 | 0 | 0 | 38074.6211 | 38074.6211 | 7369.8582 | 7369.8582 | 0 | 30704.7629 | 0 | 1232.1483 | 0 | 7000.0293 | 0 | 2685.3267 | 0 | 7000.0293 | 0 | 2381.2905 | 0 | 7000.0293 | 0 | 2827.1991 | 0 | 7000.0293 | 0 | 8232.1776 | 9685.356 | 9381.3199 | 9827.2284
95647 | 242.131 | 1675 | 3 | None | Gas, 120% Usage | EnergyStar, 120% Usage | Electric, 120% Usage | 318 Rated kWh, 120% Usage | 200-300% | None | 16 | Single-Family Attached | Single-Family Attached | Single-Family Attached | 1500-1999 | 1500-2499 | 2 | Natural Gas | 100% Conditioned | Central AC | None | Natural Gas Fuel Furnace | None | 35000-39999 | 100% Incandescent | Occupied | 1990s | Natural Gas | Yes | 0 | 31.0655 | 20.2219 | 562.6965 | 3407.2443 | 77.6638 | 319.7405 | 415.2817 | 0 | 0 | 0 | 0 | 0 | 183.7556 | 0 | 1926.0631 | 21.9803 | 3456.7733 | 0 | 0 | 0 | 416.454 | 434.0383 | 0 | 0 | 0 | 0 | 412.9371 | 0 | 0 | 0 | 20149.8083 | 0 | 4069.8779 | 0 | 0 | 0 | 0 | 0 | 0 | 0 | 0 | 35905.3091 | 35905.3091 | 11272.9787 | 11272.9787 | 0 | 24632.6234 | 0 | 1858.3126 | 0 | 5615.7035 | 0 | 4092.6764 | 0 | 5615.7035 | 0 | 3625.064 | 0 | 5615.7035 | 0 | 4312.9141 | 0 | 5615.7035 | 0 | 7474.0161 | 9708.3799 | 9240.7675 | 9928.6176
95664 | 242.131 | 2176 | 4 | Standard Efficiency | Gas, 80% Usage | Standard, 80% Usage | Electric, 80% Usage | 290 Rated kWh, 80% Usage | 400%+ | None | None | Single-Family Detached | Single-Family Detached | Single-Family Detached | 2000-2499 | 1500-2499 | 1 | Natural Gas | 100% Conditioned | Central AC | None | Natural Gas Fuel Furnace | None | 100000-119999 | 100% CFL | Occupied | 1980s | Natural Gas | Yes | 67.9925 | 54.5112 | 22.8595 | 820.8921 | 3973.1645 | 72.9747 | 319.7405 | 213.3557 | 0 | 0 | 0 | 0 | 0 | 52.1667 | 0 | 753.7788 | 21.9803 | 1268.7047 | 0 | 0 | 0 | 324.4297 | 480.0504 | 376.8894 | 0 | 0 | 0 | 724.7648 | 0 | 0 | 0 | 18212.6086 | 0 | 2730.5432 | 0 | 0 | 0 | 0 | 0 | 0 | 0 | 0 | 30491.1141 | 30491.1141 | 8823.1976 | 8823.1976 | 0 | 21667.6234 | 0 | 1588.7998 | 0 | 4939.7906 | 0 | 3370.3183 | 0 | 4939.7906 | 0 | 2997.7915 | 0 | 4939.7906 | 0 | 3491.8711 | 0 | 4939.7906 | 0 | 6528.5904 | 8310.1089 | 7937.5821 | 8431.6616
95666 | 242.131 | 8194 | 4 | Standard Efficiency | Electric, 120% Usage | Standard, 120% Usage | Electric, 120% Usage | None | 400%+ | None | None | Single-Family Detached | Single-Family Detached | Single-Family Detached | 4000+ | 4000+ | 2 | Natural Gas | 80% Conditioned | Central AC | None | Natural Gas Fuel Furnace | None | 180000-199999 | 100% Incandescent | Occupied | 1960s | Electricity | Yes | 67.9925 | 2053.549 | 76.7846 | 1149.7178 | 4629.9368 | 0 | 319.7405 | 786.3097 | 0 | 0 | 0 | 0 | 10278.5886 | 509.6506 | 99.9372 | 7521.669 | 21.9803 | 11420.1004 | 0 | 0 | 0 | 803.0147 | 434.0383 | 0 | 0 | 0 | 0 | 0 | 0 | 0 | 0 | 69207.854 | 0 | 0 | 0 | 0 | 0 | 0 | 0 | 0 | 0 | 0 | 109380.864 | 109380.864 | 40172.7169 | 40172.7169 | 0 | 69207.854 | 0 | 6680.5261 | 0 | 15777.9779 | 0 | 14741.2259 | 0 | 15777.9779 | 0 | 12987.1465 | 0 | 15777.9779 | 0 | 15841.5879 | 0 | 15777.9779 | 0 | 22458.504 | 30519.2038 | 28765.1244 | 31619.5658
95817 | 242.131 | 2176 | 2 | None | Electric, 80% Usage | Standard, 80% Usage | Electric, 80% Usage | 318 Rated kWh, 80% Usage | 400%+ | None | None | Single-Family Detached | Single-Family Detached | Single-Family Detached | 2000-2499 | 1500-2499 | 2 | Fuel Oil | 100% Conditioned | Central AC | None | Fuel Oil Fuel Furnace | None | 200000+ | 100% LED | Occupied | 1990s | Electricity | Yes | 0 | 989.701 | 36.927 | 734.7292 | 2819.9298 | 137.4503 | 0 | 261.4194 | 0 | 0 | 1249.655 | 1234.4153 | 2358.3429 | 34.8755 | 0 | 575.5916 | 16.412 | 1583.463 | 0 | 0 | 0 | 429.9353 | 960.1008 | 0 | 0 | 20883.0722 | 0 | 0 | 0 | 0 | 0 | 0 | 0 | 0 | 0 | 0 | 0 | 0 | 0 | 0 | 0 | 0 | 34305.7272 | 34305.7272 | 13422.655 | 13422.655 | 20883.0722 | 0 | 0 | 2329.977 | 6331.685 | 0 | 0 | 5092.3182 | 6331.685 | 0 | 0 | 4501.555 | 6331.685 | 0 | 0 | 5338.7414 | 6331.685 | 0 | 0 | 8661.662 | 11424.0033 | 10833.24 | 11670.4264
95840 | 242.131 | 1690 | 3 | None | Electric, 100% Usage | EnergyStar, 100% Usage | Electric, 100% Usage | None | 300-400% | None | None | Single-Family Detached | Single-Family Detached | Single-Family Detached | 1500-1999 | 1500-2499 | 2 | Electricity | 100% Conditioned | Central AC | None | Electricity Electric Furnace | None | 60000-69999 | 100% CFL | Occupied | 1990s | Electricity | Yes | 0 | 400.042 | 23.4457 | 348.4615 | 2624.4514 | 0 | 319.7405 | 289.5542 | 0 | 14372.2053 | 897.3836 | 886.54 | 2111.284 | 46.0122 | 0 | 620.1384 | 21.9803 | 2382.6678 | 0 | 0 | 0 | 405.6104 | 1324.9743 | 0 | 0 | 0 | 0 | 0 | 0 | 0 | 0 | 0 | 0 | 0 | 0 | 0 | 0 | 0 | 0 | 0 | 0 | 0 | 27074.7847 | 27074.7847 | 27074.7847 | 27074.7847 | 0 | 0 | 0 | 4836.6142 | 0 | 0 | 0 | 11123.3024 | 0 | 0 | 0 | 9697.8616 | 0 | 0 | 0 | 11674.4878 | 0 | 0 | 0 | 4836.6142 | 11123.3024 | 9697.8616 | 11674.4878
95843 | 242.131 | 1690 | 3 | None | Electric, 100% Usage | EnergyStar, 100% Usage | Electric, 100% Usage | 290 Rated kWh, 100% Usage | 200-300% | None | None | Single-Family Detached | Single-Family Detached | Single-Family Detached | 1500-1999 | 1500-2499 | 1 | Natural Gas | 20% Conditioned | Room AC | None | Natural Gas Fuel Boiler | None | 35000-39999 | 100% LED | Occupied | 1960s | Natural Gas | Yes | 0 | 275.7799 | 16.1189 | 0 | 615.7423 | 56.5627 | 319.7405 | 94.955 | 0 | 0 | 0 | 0 | 0 | 30.7725 | 16.7051 | 473.6028 | 21.9803 | 2067.9095 | 0 | 0 | 0 | 339.6694 | 480.0504 | 0 | 0 | 0 | 0 | 0 | 0 | 0 | 0 | 25189.4585 | 0 | 2559.9758 | 0 | 0 | 0 | 0 | 0 | 0 | 0 | 0 | 32558.7305 | 32558.7305 | 4809.2963 | 4809.2963 | 0 | 27749.4343 | 0 | 798.5593 | 0 | 6326.2732 | 0 | 1774.9627 | 0 | 6326.2732 | 0 | 1564.6047 | 0 | 6326.2732 | 0 | 1886.4566 | 0 | 6326.2732 | 0 | 7124.8325 | 8101.2359 | 7890.8779 | 8212.7298
95883 | 242.131 | 1202 | 2 | Standard Efficiency | Gas, 100% Usage | EnergyStar, 100% Usage | Electric, 100% Usage | None | 300-400% | None | 12 | Single-Family Attached | Single-Family Attached | Single-Family Attached | 1000-1499 | 0-1499 | 2 | Natural Gas | 100% Conditioned | Central AC | None | Natural Gas Fuel Furnace | None | 45000-49999 | 100% LED | Occupied | 1990s | Natural Gas | Yes | 67.9925 | 25.7903 | 16.9981 | 365.1666 | 1522.2111 | 0 | 0 | 83.8183 | 0 | 0 | 0 | 0 | 0 | 26.6695 | 0 | 371.321 | 16.412 | 1655.5585 | 0 | 0 | 0 | 346.9961 | 480.0504 | 276.366 | 0 | 0 | 0 | 344.0654 | 0 | 0 | 0 | 10168.3938 | 0 | 2794.7257 | 0 | 0 | 0 | 0 | 0 | 0 | 0 | 0 | 18562.8285 | 18562.8285 | 5255.6435 | 5255.6435 | 0 | 13307.185 | 0 | 882.3011 | 0 | 3033.7609 | 0 | 1908.416 | 0 | 3033.7609 | 0 | 1690.5828 | 0 | 3033.7609 | 0 | 2032.6408 | 0 | 3033.7609 | 0 | 3916.0621 | 4942.1769 | 4724.3437 | 5066.4018
95996 | 242.131 | 2176 | 4 | Standard Efficiency | Gas, 80% Usage | EnergyStar, 80% Usage | Electric, 80% Usage | 290 Rated kWh, 80% Usage | 400%+ | None | None | Single-Family Detached | Single-Family Detached | Single-Family Detached | 2000-2499 | 1500-2499 | 2 | Natural Gas | 100% Conditioned | Central AC | None | Natural Gas Fuel Furnace | None | 100000-119999 | 100% Incandescent | Occupied | <1940 | Natural Gas | Yes | 67.9925 | 19.6358 | 12.8951 | 593.762 | 3950.598 | 45.1329 | 319.7405 | 1070.0025 | 0 | 0 | 0 | 0 | 0 | 208.6666 | 99.9372 | 2355.9983 | 21.9803 | 1111.3255 | 0 | 0 | 0 | 271.6769 | 914.0887 | 0 | 0 | 0 | 0 | 262.0055 | 1431.6522 | 0 | 0 | 48670.8987 | 0 | 1992.2971 | 0 | 0 | 0 | 0 | 0 | 0 | 0 | 0 | 63420.2865 | 63420.2865 | 11063.4329 | 11063.4329 | 0 | 52356.8536 | 0 | 2053.8626 | 0 | 11936.2914 | 0 | 4447.299 | 0 | 11936.2914 | 0 | 4073.0096 | 0 | 11936.2914 | 0 | 4823.6578 | 0 | 11936.2914 | 0 | 13990.154 | 16383.5904 | 16009.3009 | 16759.9491
96021 | 242.131 | 1202 | 2 | Standard Efficiency | Gas, 100% Usage | Standard, 100% Usage | Electric, 100% Usage | 318 Rated kWh, 100% Usage | 200-300% | None | 16 | Single-Family Attached | Single-Family Attached | Single-Family Attached | 1000-1499 | 0-1499 | 2 | Natural Gas | 100% Conditioned | Central AC | None | Natural Gas Fuel Furnace | None | 30000-34999 | 100% Incandescent | Occupied | 1990s | Natural Gas | Yes | 67.9925 | 49.2359 | 20.808 | 977.0989 | 3254.2612 | 64.7687 | 0 | 63.5964 | 0 | 0 | 0 | 0 | 0 | 160.0168 | 0 | 1519.8666 | 16.412 | 1655.5585 | 0 | 0 | 0 | 346.9961 | 400.042 | 0 | 0 | 0 | 0 | 655.8931 | 0 | 0 | 0 | 4995.6895 | 0 | 3056.1451 | 0 | 0 | 0 | 0 | 0 | 0 | 0 | 0 | 17304.3813 | 17304.3813 | 8596.6537 | 8596.6537 | 0 | 8707.7276 | 0 | 1430.9107 | 0 | 1985.1701 | 0 | 3159.4428 | 0 | 1985.1701 | 0 | 2801.9181 | 0 | 1985.1701 | 0 | 3291.269 | 0 | 1985.1701 | 0 | 3416.0808 | 5144.6129 | 4787.0882 | 5276.4391
96107 | 242.131 | 1690 | 2 | Standard Efficiency | Electric, 80% Usage | EnergyStar, 80% Usage | Electric, 80% Usage | 290 Rated kWh, 80% Usage | 400%+ | None | None | Single-Family Detached | Single-Family Detached | Single-Family Detached | 1500-1999 | 1500-2499 | 2 | Natural Gas | 100% Conditioned | Central AC | None | Natural Gas Fuel Boiler | None | 140000-159999 | 100% Incandescent | Occupied | <1940 | Natural Gas | Yes | 67.9925 | 419.6778 | 24.618 | 492.0663 | 2299.4356 | 100.5234 | 319.7405 | 95.2481 | 0 | 0 | 0 | 0 | 0 | 184.6348 | 99.9372 | 1938.9582 | 16.412 | 1348.7131 | 0 | 0 | 0 | 377.1825 | 868.0765 | 0 | 0 | 0 | 0 | 0 | 0 | 0 | 0 | 37306.7749 | 0 | 3290.602 | 0 | 0 | 0 | 0 | 0 | 0 | 0 | 0 | 49250.3002 | 49250.3002 | 8652.9233 | 8652.9233 | 0 | 40597.3769 | 0 | 1463.2849 | 0 | 9255.3323 | 0 | 3111.9712 | 0 | 9255.3323 | 0 | 2760.1549 | 0 | 9255.3323 | 0 | 3341.9842 | 0 | 9255.3323 | 0 | 10718.6172 | 12367.3035 | 12015.4872 | 12597.3165
96201 | 242.131 | 2663 | 4 | Standard Efficiency | Electric, 80% Usage | EnergyStar, 80% Usage | Propane, 80% Usage | None | 400%+ | None | None | Single-Family Detached | Single-Family Detached | Single-Family Detached | 2500-2999 | 2500-3999 | 2 | Fuel Oil | 100% Conditioned | Central AC | None | Fuel Oil Fuel Boiler | None | 100000-119999 | 100% Incandescent | Occupied | 1950s | Electricity | Yes | 67.9925 | 320.0336 | 18.7565 | 1246.7243 | 4426.5454 | 0 | 0 | 235.3361 | 0 | 0 | 0 | 0 | 1222.6925 | 233.2846 | 0 | 2774.2107 | 21.9803 | 1346.0754 | 0 | 0 | 0 | 22.2734 | 434.0383 | 0 | 0 | 36218.309 | 0 | 0 | 0 | 0 | 0 | 0 | 0 | 0 | 0 | 0 | 0 | 0 | 0 | 0 | 0 | 650.9108 | 49238.5774 | 49238.5774 | 12369.6507 | 12369.6507 | 36218.309 | 0 | 650.9108 | 2193.0257 | 10981.3211 | 0 | 179.0855 | 4667.5412 | 10981.3211 | 0 | 179.0855 | 4142.0481 | 10981.3211 | 0 | 179.0855 | 4898.2624 | 10981.3211 | 0 | 179.0855 | 13353.4323 | 15827.9479 | 15302.4548 | 16058.669
96316 | 242.131 | 1138 | 2 | Standard Efficiency | None | None | Electric, 100% Usage | None | 400%+ | 12 | None | 10 to 19 Unit | Multifamily with 5+ units, 1-3 stories | Multi-Family with 5+ Units | 1000-1499 | 0-1499 | 3 | Natural Gas | 100% Conditioned | Central AC | None | Natural Gas Fuel Wall/Floor Furnace | None | 120000-139999 | 100% CFL | Occupied | 1940s | Natural Gas | Yes | 67.9925 | 0 | 0 | 532.5101 | 2757.2126 | 0 | 0 | 0 | 0 | 0 | 0 | 0 | 0 | 39.2715 | 0 | 468.6206 | 16.412 | 2166.6744 | 0 | 0 | 0 | 474.4821 | 480.0504 | 0 | 0 | 0 | 0 | 0 | 0 | 0 | 0 | 13171.2 | 0 | 4753.3197 | 0 | 0 | 0 | 0 | 0 | 0 | 0 | 0 | 24927.746 | 24927.746 | 7003.2263 | 7003.2263 | 0 | 17924.2266 | 0 | 1164.9336 | 0 | 4086.3724 | 0 | 2551.316 | 0 | 4086.3724 | 0 | 2265.5877 | 0 | 4086.3724 | 0 | 2659.0034 | 0 | 4086.3724 | 0 | 5251.306 | 6637.6884 | 6351.9601 | 6745.3758
96375 | 242.131 | 1690 | 2 | None | Electric, 80% Usage | EnergyStar, 80% Usage | Electric, 80% Usage | 290 Rated kWh, 80% Usage | 400%+ | None | None | Single-Family Detached | Single-Family Detached | Single-Family Detached | 1500-1999 | 1500-2499 | 1 | Electricity | 100% Conditioned | Central AC | None | Electricity Electric Furnace | None | 200000+ | 100% Incandescent | Occupied | 1990s | Electricity | Yes | 0 | 220.6825 | 12.8951 | 394.4737 | 2511.326 | 45.1329 | 0 | 220.0964 | 0 | 9438.94 | 0 | 0 | 648.8593 | 184.6348 | 99.9372 | 1938.9582 | 16.412 | 1033.9547 | 0 | 0 | 0 | 271.6769 | 434.0383 | 0 | 0 | 0 | 0 | 0 | 0 | 0 | 0 | 0 | 0 | 0 | 0 | 0 | 0 | 0 | 0 | 0 | 0 | 0 | 17471.7249 | 17471.7249 | 17471.7249 | 17471.7249 | 0 | 0 | 0 | 3121.6481 | 0 | 0 | 0 | 7146.8535 | 0 | 0 | 0 | 6227.6776 | 0 | 0 | 0 | 7508.4406 | 0 | 0 | 0 | 3121.6481 | 7146.8535 | 6227.6776 | 7508.4406
96383 | 242.131 | 1623 | 3 | Standard Efficiency | Electric, 80% Usage | Standard, 80% Usage | Electric, 80% Usage | 318 Rated kWh, 80% Usage | 300-400% | 24 | None | 20 to 49 Unit | Multifamily with 5+ units, 1-3 stories | Multi-Family with 5+ Units | 1500-1999 | 1500-2499 | 2 | Electricity | 100% Conditioned | Heat Pump | None | Electricity ASHP | None | 40000-44999 | 100% LED | Occupied | 1970s | Electricity | Yes | 67.9925 | 441.9512 | 16.412 | 397.6974 | 1813.8169 | 51.5805 | 0 | 1278.9621 | 5140.4666 | 12586.8163 | 0 | 0 | 945.1542 | 30.1863 | 0 | 459.5354 | 21.9803 | 888.2984 | 0 | 0 | 0 | 277.5383 | 434.0383 | 0 | 0 | 0 | 0 | 0 | 0 | 0 | 0 | 0 | 0 | 0 | 0 | 0 | 0 | 0 | 0 | 0 | 0 | 0 | 24852.7198 | 24852.7198 | 24852.7198 | 24852.7198 | 0 | 0 | 0 | 4502.205 | 0 | 0 | 0 | 10513.7364 | 0 | 0 | 0 | 9113.2132 | 0 | 0 | 0 | 10981.3171 | 0 | 0 | 0 | 4502.205 | 10513.7364 | 9113.2132 | 10981.3171
96425 | 242.131 | 2663 | 4 | Standard Efficiency | Electric, 120% Usage | EnergyStar, 120% Usage | Electric, 120% Usage | None | 400%+ | None | None | Single-Family Detached | Single-Family Detached | Single-Family Detached | 2500-2999 | 2500-3999 | 1 | Electricity | 60% Conditioned | Central AC | None | Electricity Electric Furnace | None | 120000-139999 | 100% LED | Occupied | 1980s | Electricity | Yes | 67.9925 | 778.6898 | 45.426 | 309.7761 | 1948.0434 | 0 | 319.7405 | 352.2714 | 0 | 15079.0927 | 0 | 0 | 7005.8639 | 38.9785 | 16.7051 | 677.8734 | 21.9803 | 6643.335 | 0 | 0 | 0 | 644.7564 | 1290.9781 | 0 | 0 | 0 | 0 | 0 | 0 | 0 | 0 | 0 | 0 | 0 | 0 | 0 | 0 | 0 | 0 | 0 | 0 | 0 | 35241.21 | 35241.21 | 35241.21 | 35241.21 | 0 | 0 | 0 | 6066.1357 | 0 | 0 | 0 | 14010.7571 | 0 | 0 | 0 | 12222.3562 | 0 | 0 | 0 | 14835.5096 | 0 | 0 | 0 | 6066.1357 | 14010.7571 | 12222.3562 | 14835.5096
96446 | 242.131 | 1220 | 3 | Standard Efficiency | Electric, 100% Usage | EnergyStar, 100% Usage | Gas, 100% Usage | None | 400%+ | None | None | Single-Family Detached | Single-Family Detached | Single-Family Detached | 1000-1499 | 0-1499 | 1 | Natural Gas | 100% Conditioned | Room AC | None | Natural Gas Fuel Furnace | None | 200000+ | 100% LED | Occupied | 1980s | Natural Gas | Yes | 67.9925 | 648.8593 | 37.8062 | 0 | 3290.602 | 0 | 319.7405 | 383.337 | 0 | 0 | 0 | 0 | 0 | 26.9625 | 0 | 375.131 | 21.9803 | 2862.7182 | 0 | 0 | 0 | 36.927 | 1790.0781 | 0 | 0 | 0 | 0 | 0 | 0 | 0 | 0 | 15364.837 | 0 | 5713.7136 | 0 | 0 | 1080.8461 | 0 | 0 | 0 | 0 | 0 | 32021.5313 | 32021.5313 | 9861.8415 | 9861.8415 | 0 | 22159.6897 | 0 | 1670.8837 | 0 | 5051.9417 | 0 | 3630.9616 | 0 | 5051.9417 | 0 | 3217.6913 | 0 | 5051.9417 | 0 | 3821.2744 | 0 | 5051.9417 | 0 | 6722.8254 | 8682.9033 | 8269.633 | 8873.2161
96466 | 242.131 | 885 | 3 | Standard Efficiency | Electric, 100% Usage | Standard, 100% Usage | Electric, 100% Usage | None | 400%+ | None | None | Single-Family Detached | Single-Family Detached | Single-Family Detached | 750-999 | 0-1499 | 1 | Fuel Oil | 100% Conditioned | Central AC | None | Fuel Oil Fuel Furnace | None | 120000-139999 | 100% CFL | Occupied | 1950s | Electricity | Yes | 67.9925 | 999.9585 | 37.5131 | 387.1469 | 2830.7735 | 0 | 319.7405 | 483.5673 | 0 | 0 | 0 | 0 | 3117.397 | 36.0477 | 0 | 399.1628 | 21.9803 | 2441.5751 | 0 | 2073.7709 | 0 | 471.2583 | 914.0887 | 0 | 0 | 19396.0296 | 0 | 0 | 0 | 0 | 0 | 0 | 0 | 0 | 0 | 0 | 0 | 0 | 0 | 0 | 0 | 0 | 33997.4164 | 33997.4164 | 14601.3868 | 14601.3868 | 19396.0296 | 0 | 0 | 2274.3271 | 5880.8781 | 0 | 0 | 5150.173 | 5880.8781 | 0 | 0 | 4550.5811 | 5880.8781 | 0 | 0 | 5449.9495 | 5880.8781 | 0 | 0 | 8155.2053 | 11031.0512 | 10431.4592 | 11330.8277
96524 | 242.131 | 2663 | 3 | None | Electric, 100% Usage | EnergyStar, 100% Usage | Electric, 100% Usage | None | 400%+ | None | None | Single-Family Detached | Single-Family Detached | Single-Family Detached | 2500-2999 | 2500-3999 | 1 | Natural Gas | 100% Conditioned | Central AC | None | Natural Gas Fuel Furnace | None | 100000-119999 | 100% CFL | Occupied | 2000s | Electricity | Yes | 0 | 524.5972 | 30.7725 | 849.32 | 2905.2135 | 0 | 0 | 228.8885 | 0 | 0 | 0 | 0 | 2768.9355 | 58.3211 | 24.911 | 887.4192 | 21.9803 | 3006.9092 | 0 | 0 | 0 | 471.2583 | 480.0504 | 0 | 0 | 0 | 0 | 0 | 0 | 0 | 0 | 17336.3261 | 0 | 0 | 0 | 0 | 0 | 0 | 0 | 0 | 0 | 0 | 29594.6097 | 29594.6097 | 12258.2836 | 12258.2836 | 0 | 17336.3261 | 0 | 2105.5481 | 0 | 3952.3041 | 0 | 4576.0231 | 0 | 3952.3041 | 0 | 4048.1414 | 0 | 3952.3041 | 0 | 4840.0678 | 0 | 3952.3041 | 0 | 6057.8522 | 8528.3272 | 8000.4454 | 8792.3719
96536 | 242.131 | 1138 | 2 | Standard Efficiency | Electric, 100% Usage | EnergyStar, 100% Usage | Electric, 100% Usage | None | 400%+ | 12 | None | 10 to 19 Unit | Multifamily with 5+ units, 1-3 stories | Multi-Family with 5+ Units | 1000-1499 | 0-1499 | 2 | Electricity | 60% Conditioned | Room AC | None | Electricity Baseboard | None | 120000-139999 | 100% LED | Occupied | 1970s | Natural Gas | No | 67.9925 | 289.8473 | 16.9981 | 0 | 919.657 | 0 | 0 | 0 | 0 | 6916.7703 | 0 | 0 | 0 | 26.0833 | 0 | 357.8398 | 16.412 | 1581.4115 | 0 | 0 | 0 | 346.9961 | 434.0383 | 0 | 0 | 0 | 0 | 0 | 0 | 0 | 0 | 0 | 0 | 2677.4973 | 0 | 0 | 0 | 0 | 0 | 0 | 0 | 0 | 13651.2504 | 13651.2504 | 10974.0462 | 10974.0462 | 0 | 2677.4973 | 0 | 1922.5522 | 0 | 610.4101 | 0 | 4458.6474 | 0 | 610.4101 | 0 | 3879.1605 | 0 | 610.4101 | 0 | 4705.3618 | 0 | 610.4101 | 0 | 2532.9623 | 5069.0576 | 4489.5706 | 5315.7719
96567 | 242.131 | 1690 | 3 | Standard Efficiency | Electric, 80% Usage | EnergyStar, 80% Usage | Electric, 80% Usage | 290 Rated kWh, 80% Usage | 400%+ | None | None | Single-Family Detached | Single-Family Detached | Single-Family Detached | 1500-1999 | 1500-2499 | 2 | Natural Gas | 100% Conditioned | Central AC | None | Natural Gas Fuel Furnace | None | 200000+ | 100% CFL | Occupied | 2010s | Natural Gas | Yes | 67.9925 | 419.6778 | 24.618 | 293.9503 | 1502.8684 | 100.5234 | 0 | 533.0963 | 0 | 0 | 0 | 0 | 0 | 46.0122 | 24.911 | 620.1384 | 21.9803 | 1348.7131 | 0 | 0 | 0 | 377.1825 | 880.0924 | 407.9549 | 0 | 0 | 0 | 0 | 1821.7298 | 0 | 0 | 21470.3866 | 0 | 3094.8305 | 0 | 0 | 0 | 0 | 0 | 0 | 0 | 0 | 33056.3652 | 33056.3652 | 6669.7114 | 6669.7114 | 0 | 26386.6538 | 0 | 1193.5621 | 0 | 6015.6336 | 0 | 2594.9489 | 0 | 6015.6336 | 0 | 2291.2987 | 0 | 6015.6336 | 0 | 2722.8265 | 0 | 6015.6336 | 0 | 7209.1957 | 8610.5825 | 8306.9324 | 8738.4602
96705 | 242.131 | 866 | 2 | None | Electric, 100% Usage | Standard, 100% Usage | Electric, 100% Usage | None | 400%+ | None | 8 | Single-Family Attached | Single-Family Attached | Single-Family Attached | 750-999 | 0-1499 | 2 | Electricity | 80% Conditioned | Room AC | None | Electricity Electric Furnace | None | 120000-139999 | 100% Incandescent | Occupied | 1960s | Electricity | Yes | 0 | 705.129 | 26.3764 | 0 | 2330.5011 | 0 | 0 | 242.6628 | 0 | 10376.4743 | 0 | 0 | 2025.1211 | 143.3118 | 0 | 1231.4846 | 16.412 | 1735.2738 | 0 | 0 | 0 | 389.4915 | 400.042 | 0 | 0 | 0 | 0 | 0 | 0 | 0 | 0 | 0 | 0 | 0 | 0 | 0 | 0 | 0 | 0 | 0 | 0 | 0 | 19622.2804 | 19622.2804 | 19622.2804 | 19622.2804 | 0 | 0 | 0 | 3410.5483 | 0 | 0 | 0 | 7855.2945 | 0 | 0 | 0 | 6851.1462 | 0 | 0 | 0 | 8330.7246 | 0 | 0 | 0 | 3410.5483 | 7855.2945 | 6851.1462 | 8330.7246
96833 | 242.131 | 1138 | 2 | Standard Efficiency | Electric, 80% Usage | Standard, 80% Usage | Electric, 80% Usage | None | 400%+ | 15 | None | 10 to 19 Unit | Multifamily with 5+ units, 1-3 stories | Multi-Family with 5+ Units | 1000-1499 | 0-1499 | 1 | Electricity | 100% Conditioned | Heat Pump | None | Electricity ASHP | None | 60000-69999 | 100% Incandescent | Occupied | 1960s | Electricity | Yes | 67.9925 | 564.1618 | 21.1011 | 389.7845 | 1627.7167 | 0 | 0 | 324.1366 | 710.4043 | 3413.6918 | 0 | 0 | 1021.0596 | 156.793 | 0 | 1465.0623 | 16.412 | 888.2984 | 0 | 0 | 0 | 311.5345 | 400.042 | 0 | 0 | 0 | 0 | 0 | 0 | 0 | 0 | 0 | 0 | 0 | 0 | 0 | 0 | 0 | 0 | 0 | 0 | 0 | 11378.4843 | 11378.4843 | 11378.4843 | 11378.4843 | 0 | 0 | 0 | 1992.7637 | 0 | 0 | 0 | 4514.3327 | 0 | 0 | 0 | 3947.6838 | 0 | 0 | 0 | 4764.8418 | 0 | 0 | 0 | 1992.7637 | 4514.3327 | 3947.6838 | 4764.8418
96918 | 242.131 | 1220 | 3 | Standard Efficiency | Electric, 80% Usage | EnergyStar, 80% Usage | Gas, 80% Usage | 318 Rated kWh, 80% Usage | 200-300% | None | None | Single-Family Detached | Single-Family Detached | Single-Family Detached | 1000-1499 | 0-1499 | 1 | Natural Gas | 100% Conditioned | Central AC | None | Natural Gas Fuel Furnace | None | 35000-39999 | 100% LED | Occupied | 1980s | Natural Gas | Yes | 67.9925 | 320.0336 | 18.7565 | 809.1692 | 3792.3396 | 77.9569 | 319.7405 | 317.396 | 0 | 0 | 0 | 0 | 0 | 26.9625 | 16.7051 | 375.131 | 21.9803 | 1116.6008 | 0 | 0 | 0 | 22.2734 | 434.0383 | 0 | 0 | 0 | 0 | 0 | 0 | 0 | 0 | 12762.0728 | 0 | 2719.6995 | 0 | 0 | 650.9108 | 0 | 0 | 0 | 0 | 0 | 23869.4664 | 23869.4664 | 7737.0762 | 7737.0762 | 0 | 16132.3901 | 0 | 1380.0434 | 0 | 3677.8381 | 0 | 2938.2684 | 0 | 3677.8381 | 0 | 2613.5652 | 0 | 3677.8381 | 0 | 3037.5221 | 0 | 3677.8381 | 0 | 5057.8815 | 6616.1065 | 6291.4033 | 6715.3602
96938 | 242.131 | 1690 | 4 | Standard Efficiency | Gas, 100% Usage | EnergyStar, 100% Usage | Electric, 100% Usage | None | 200-300% | None | None | Single-Family Detached | Single-Family Detached | Single-Family Detached | 1500-1999 | 1500-2499 | 1 | Natural Gas | 100% Conditioned | Central AC | None | Natural Gas Fuel Wall/Floor Furnace | None | 70000-79999 | 100% CFL | Occupied | 1960s | Electricity | Yes | 67.9925 | 58.0281 | 37.8062 | 720.0756 | 2940.6751 | 0 | 319.7405 | 0 | 0 | 0 | 0 | 0 | 3703.8322 | 46.0122 | 24.911 | 620.1384 | 21.9803 | 3012.1845 | 0 | 2630.3129 | 0 | 537.1993 | 434.0383 | 0 | 0 | 0 | 0 | 770.4838 | 0 | 0 | 0 | 19322.1756 | 0 | 0 | 0 | 0 | 0 | 0 | 0 | 0 | 0 | 0 | 35267.8795 | 35267.8795 | 15175.22 | 15175.22 | 0 | 20092.6595 | 0 | 2437.0847 | 0 | 4580.7259 | 0 | 5469.4195 | 0 | 4580.7259 | 0 | 4831.5829 | 0 | 4580.7259 | 0 | 5783.7205 | 0 | 4580.7259 | 0 | 7017.8106 | 10050.1454 | 9412.3088 | 10364.4464
97120 | 242.131 | 1623 | 1 | Standard Efficiency, No usage | None | None | Electric, 100% Usage | 318 Rated kWh, 100% Usage | 150-200% | 67 | None | 50 or more Unit | Multifamily with 5+ units, 1-3 stories | Multi-Family with 5+ Units | 1500-1999 | 1500-2499 | 1 | Electricity | 100% Conditioned | Heat Pump | None | Electricity ASHP | None | 20000-24999 | 100% CFL | Vacant | 1980s | Electricity | Yes | 0 | 0 | 0 | 284.572 | 1169.6466 | 0 | 0 | 14.9466 | 18.1704 | 299.5186 | 0 | 0 | 351.6853 | 0 | 0 | 0 | 16.412 | 0 | 0 | 0 | 0 | 0 | 1356.0398 | 0 | 0 | 0 | 0 | 0 | 0 | 0 | 0 | 0 | 0 | 0 | 0 | 0 | 0 | 0 | 0 | 0 | 0 | 0 | 3511.2845 | 3511.2845 | 3511.2845 | 3511.2845 | 0 | 0 | 0 | 616.5146 | 0 | 0 | 0 | 1333.0948 | 0 | 0 | 0 | 1182.352 | 0 | 0 | 0 | 1382.8829 | 0 | 0 | 0 | 616.5146 | 1333.0948 | 1182.352 | 1382.8829
97140 | 242.131 | 853 | 2 | Standard Efficiency | None | None | Electric, 80% Usage | None | 100-150% | 10 | None | 10 to 19 Unit | Multifamily with 5+ units, 1-3 stories | Multi-Family with 5+ Units | 750-999 | 0-1499 | 3 | Electricity | 100% Conditioned | Central AC | None | Electricity Electric Furnace | None | 25000-29999 | 100% CFL | Occupied | 2000s | Electricity | Yes | 67.9925 | 0 | 0 | 126.6067 | 909.1065 | 0 | 0 | 57.4419 | 0 | 4328.9528 | 0 | 0 | 1025.7487 | 35.7547 | 0 | 390.3707 | 16.412 | 830.8565 | 0 | 0 | 0 | 311.5345 | 434.0383 | 0 | 0 | 0 | 0 | 0 | 1314.4237 | 0 | 0 | 0 | 0 | 0 | 0 | 0 | 0 | 0 | 0 | 0 | 0 | 0 | 9849.2394 | 9849.2394 | 8534.8157 | 8534.8157 | 0 | 1314.4237 | 0 | 1556.0473 | 0 | 299.6876 | 0 | 3575.8832 | 0 | 299.6876 | 0 | 3112.7708 | 0 | 299.6876 | 0 | 3739.4214 | 0 | 299.6876 | 0 | 1855.7348 | 3875.5708 | 3412.4584 | 4039.109
97295 | 242.131 | 2152 | 3 | Standard Efficiency | Electric, 120% Usage | Standard, 120% Usage | Gas, 120% Usage | None | 300-400% | None | 8 | Single-Family Attached | Single-Family Attached | Single-Family Attached | 2000-2499 | 1500-2499 | 2 | Electricity | 100% Conditioned | Heat Pump | None | Electricity ASHP | None | 60000-69999 | 100% Incandescent | Occupied | 1950s | Electricity | Yes | 67.9925 | 846.3893 | 31.6517 | 725.644 | 3300.5664 | 0 | 319.7405 | 2950.0534 | 23717.6556 | 30647.0279 | 0 | 0 | 3619.7208 | 207.4943 | 0 | 2335.4834 | 21.9803 | 3865.3143 | 0 | 0 | 0 | 31.9447 | 434.0383 | 361.9428 | 0 | 0 | 0 | 0 | 0 | 0 | 0 | 0 | 0 | 0 | 0 | 0 | 937.2413 | 0 | 0 | 0 | 0 | 0 | 74422.1744 | 74422.1744 | 73484.9332 | 73484.9332 | 0 | 937.2413 | 0 | 13304.4035 | 0 | 213.6715 | 0 | 31127.5224 | 0 | 213.6715 | 0 | 26978.3356 | 0 | 213.6715 | 0 | 32661.4039 | 0 | 213.6715 | 0 | 13518.075 | 31341.1939 | 27192.0071 | 32875.0754
97370 | 242.131 | 853 | 2 | Standard Efficiency | None | None | Electric, 120% Usage | 318 Rated kWh, 120% Usage | 100-150% | 2 | None | 2 Unit | Multifamily with 2-4 Units | Multi-Family with 2 - 4 Units | 750-999 | 0-1499 | 2 | Natural Gas | 20% Conditioned | Room AC | None | Natural Gas Fuel Wall/Floor Furnace | None | 35000-39999 | 100% Incandescent | Occupied | <1940 | Natural Gas | No | 67.9925 | 0 | 0 | 0 | 669.6674 | 163.8267 | 0 | 0 | 0 | 0 | 0 | 0 | 0 | 142.7256 | 0 | 1220.3479 | 16.412 | 3174.8389 | 0 | 0 | 0 | 569.4371 | 434.0383 | 367.2181 | 0 | 0 | 0 | 0 | 0 | 0 | 0 | 14765.7997 | 0 | 8267.828 | 0 | 0 | 0 | 0 | 0 | 0 | 0 | 0 | 29859.546 | 29859.546 | 6826.2114 | 6826.2114 | 0 | 23033.6277 | 0 | 1185.9994 | 0 | 5251.1699 | 0 | 2610.2853 | 0 | 5251.1699 | 0 | 2297.6173 | 0 | 5251.1699 | 0 | 2780.2604 | 0 | 5251.1699 | 0 | 6437.1693 | 7861.4552 | 7548.7872 | 8031.4303
97431 | 242.131 | 1690 | 4 | Standard Efficiency | Electric, 100% Usage | Standard, 100% Usage | Electric, 100% Usage | None | 400%+ | None | None | Single-Family Detached | Single-Family Detached | Single-Family Detached | 1500-1999 | 1500-2499 | 1 | Electricity | 40% Conditioned | Room AC | None | Electricity Baseboard | None | 140000-159999 | 100% CFL | Occupied | 1990s | Electricity | Yes | 67.9925 | 525.7695 | 19.6358 | 0 | 871.3003 | 0 | 319.7405 | 0 | 0 | 6546.9146 | 0 | 0 | 1276.9107 | 46.0122 | 24.911 | 620.1384 | 21.9803 | 2067.9095 | 0 | 0 | 0 | 339.6694 | 434.0383 | 0 | 0 | 0 | 0 | 0 | 0 | 0 | 0 | 0 | 0 | 0 | 0 | 0 | 0 | 0 | 0 | 0 | 0 | 0 | 13183.509 | 13183.509 | 13183.509 | 13183.509 | 0 | 0 | 0 | 2320.2601 | 0 | 0 | 0 | 5370.0864 | 0 | 0 | 0 | 4675.0545 | 0 | 0 | 0 | 5648.0637 | 0 | 0 | 0 | 2320.2601 | 5370.0864 | 4675.0545 | 5648.0637
97439 | 242.131 | 2663 | 3 | Standard Efficiency | Electric, 80% Usage | EnergyStar, 80% Usage | Electric, 80% Usage | None | 400%+ | None | None | Single-Family Detached | Single-Family Detached | Single-Family Detached | 2500-2999 | 2500-3999 | 1 | Electricity | 80% Conditioned | Central AC | None | Electricity Electric Furnace | None | 120000-139999 | 100% LED | Occupied | 1970s | Electricity | Yes | 67.9925 | 519.0289 | 30.1863 | 268.4531 | 2814.0684 | 0 | 0 | 485.0326 | 0 | 20762.62 | 0 | 0 | 2021.6042 | 38.9785 | 16.7051 | 677.8734 | 21.9803 | 1660.8338 | 0 | 0 | 0 | 429.9353 | 434.0383 | 0 | 0 | 0 | 0 | 0 | 0 | 0 | 0 | 0 | 0 | 0 | 0 | 0 | 0 | 0 | 0 | 0 | 0 | 0 | 30249.3305 | 30249.3305 | 30249.3305 | 30249.3305 | 0 | 0 | 0 | 5323.6286 | 0 | 0 | 0 | 12438.6581 | 0 | 0 | 0 | 10810.6121 | 0 | 0 | 0 | 13087.0189 | 0 | 0 | 0 | 5323.6286 | 12438.6581 | 10810.6121 | 13087.0189
97441 | 242.131 | 2176 | 4 | None | None | Standard, 100% Usage | Gas, 100% Usage | None | 400%+ | None | None | Single-Family Detached | Single-Family Detached | Single-Family Detached | 2000-2499 | 1500-2499 | 1 | Natural Gas | 100% Conditioned | Central AC | None | Natural Gas Fuel Furnace | None | 80000-99999 | 100% CFL | Occupied | 2000s | Natural Gas | Yes | 0 | 0 | 28.4279 | 871.5934 | 2972.9129 | 0 | 0 | 137.7434 | 0 | 0 | 0 | 0 | 0 | 52.1667 | 24.911 | 753.7788 | 21.9803 | 2537.1163 | 0 | 0 | 0 | 27.8418 | 914.0887 | 0 | 0 | 0 | 0 | 0 | 0 | 0 | 0 | 20981.544 | 0 | 3264.5186 | 0 | 0 | 813.5653 | 0 | 0 | 0 | 0 | 0 | 33401.896 | 33401.896 | 8342.5611 | 8342.5611 | 0 | 25059.3349 | 0 | 1462.9229 | 0 | 5713.0326 | 0 | 3148.7747 | 0 | 5713.0326 | 0 | 2796.069 | 0 | 5713.0326 | 0 | 3271.0777 | 0 | 5713.0326 | 0 | 7175.9556 | 8861.8074 | 8509.1017 | 8984.1104
97468 | 242.131 | 8194 | 5 | Standard Efficiency | Electric, 100% Usage | EnergyStar, 100% Usage | Electric, 100% Usage | None | 400%+ | None | None | Single-Family Detached | Single-Family Detached | Single-Family Detached | 4000+ | 4000+ | 2 | Fuel Oil | 80% Conditioned | Central AC | None | Fuel Oil Fuel Boiler | None | 200000+ | 100% Incandescent | Occupied | <1940 | Electricity | Yes | 67.9925 | 524.5972 | 30.7725 | 1574.6709 | 6444.9259 | 0 | 0 | 269.9185 | 0 | 0 | 0 | 0 | 2798.2426 | 509.6506 | 0 | 7521.669 | 27.2556 | 4765.6287 | 0 | 0 | 0 | 471.2583 | 434.0383 | 0 | 0 | 83066.5987 | 0 | 0 | 0 | 0 | 0 | 0 | 0 | 0 | 0 | 0 | 0 | 0 | 0 | 0 | 0 | 0 | 108507.8052 | 108507.8052 | 25440.9134 | 25440.9134 | 83066.5987 | 0 | 0 | 4379.413 | 25185.7064 | 0 | 0 | 9465.9416 | 25185.7064 | 0 | 0 | 8372.7826 | 25185.7064 | 0 | 0 | 10057.7404 | 25185.7064 | 0 | 0 | 29565.1194 | 34651.648 | 33558.489 | 35243.4468
97509 | 242.131 | 1690 | 3 | Standard Efficiency | Electric, 100% Usage | Standard, 100% Usage | Electric, 100% Usage | 318 Rated kWh, 100% Usage | 400%+ | None | None | Single-Family Detached | Single-Family Detached | Single-Family Detached | 1500-1999 | 1500-2499 | 1 | Natural Gas | 60% Conditioned | Room AC | None | Natural Gas Fuel Wall/Floor Furnace | None | 160000-179999 | 100% LED | Occupied | <1940 | Natural Gas | Yes | 67.9925 | 762.864 | 28.4279 | 0 | 1764.2878 | 97.5927 | 0 | 0 | 0 | 0 | 0 | 0 | 0 | 30.7725 | 0 | 473.6028 | 21.9803 | 2382.6678 | 0 | 1992.0041 | -11140.8037 | 405.6104 | 400.042 | 0 | 0 | 0 | 0 | 0 | 0 | 0 | 0 | 32556.9721 | 0 | 4126.7337 | 0 | 0 | 0 | 0 | 0 | 0 | 0 | 0 | 33970.7469 | 45111.5506 | -2712.6658 | 8427.8448 | 0 | 36683.7058 | 0 | 230.9125 | 0 | 8363.1034 | 0 | 168.2401 | 0 | 8363.1034 | 0 | 124.5551 | 0 | 8363.1034 | 0 | 90.5271 | 0 | 8363.1034 | 0 | 8594.016 | 8531.3436 | 8487.6585 | 8453.6305
97721 | 242.131 | 866 | 3 | Standard Efficiency | Electric, 100% Usage | EnergyStar, 100% Usage | Electric, 100% Usage | 290 Rated kWh, 100% Usage | 400%+ | None | 6 | Single-Family Attached | Single-Family Attached | Single-Family Attached | 750-999 | 0-1499 | 1 | Natural Gas | 100% Conditioned | Central AC | None | Natural Gas Fuel Furnace | None | 100000-119999 | 100% CFL | Occupied | <1940 | Electricity | Yes | 67.9925 | 450.1572 | 26.3764 | 462.1731 | 2539.7539 | 105.2125 | 0 | 269.6254 | 0 | 0 | 0 | 0 | 2580.7838 | 35.7547 | 0 | 393.8875 | 21.9803 | 1866.2766 | 0 | 0 | 0 | 431.9868 | 434.0383 | 0 | 0 | 0 | 0 | 0 | 0 | 0 | 0 | 10809.3403 | 0 | 0 | 0 | 0 | 0 | 0 | 0 | 0 | 0 | 0 | 20495.3391 | 20495.3391 | 9685.7058 | 9685.7058 | 0 | 10809.3403 | 0 | 1612.6374 | 0 | 2464.3215 | 0 | 3562.2627 | 0 | 2464.3215 | 0 | 3146.9803 | 0 | 2464.3215 | 0 | 3765.6962 | 0 | 2464.3215 | 0 | 4076.959 | 6026.5843 | 5611.3019 | 6230.0177
97814 | 242.131 | 1220 | 3 | Standard Efficiency | Electric, 100% Usage | EnergyStar, 100% Usage | Electric, 100% Usage | 318 Rated kWh, 100% Usage | 200-300% | None | None | Single-Family Detached | Single-Family Detached | Single-Family Detached | 1000-1499 | 0-1499 | 1 | Electricity | 100% Conditioned | Central AC | None | Electricity Electric Furnace | None | 60000-69999 | 100% CFL | Occupied | 1980s | Electricity | Yes | 67.9925 | 773.1215 | 45.1329 | 649.4455 | 2927.1938 | 208.9597 | 0 | 78.25 | 0 | 8632.7014 | 0 | 0 | 4612.0594 | 40.1507 | 0 | 491.1871 | 21.9803 | 3177.4765 | 0 | 0 | 0 | 603.1403 | 1160.8545 | 0 | 0 | 0 | 0 | 0 | 0 | 0 | 0 | 0 | 0 | 0 | 0 | 0 | 0 | 0 | 0 | 0 | 0 | 0 | 23489.9393 | 23489.9393 | 23489.9393 | 23489.9393 | 0 | 0 | 0 | 3894.2878 | 0 | 0 | 0 | 8958.9124 | 0 | 0 | 0 | 7833.0122 | 0 | 0 | 0 | 9505.938 | 0 | 0 | 0 | 3894.2878 | 8958.9124 | 7833.0122 | 9505.938
97843 | 242.131 | 1202 | 2 | Standard Efficiency | None | Standard, 120% Usage | Electric, 120% Usage | None | 200-300% | None | 24 | Single-Family Attached | Single-Family Attached | Single-Family Attached | 1000-1499 | 0-1499 | 2 | Electricity | 100% Conditioned | Central AC | None | Electricity Electric Furnace | None | 40000-44999 | 100% CFL | Occupied | 1980s | Propane | Yes | 67.9925 | 0 | 38.6854 | 310.0692 | 1742.3075 | 0 | 0 | 116.6423 | 0 | 7097.3021 | 0 | 0 | 0 | 40.1507 | 0 | 486.2049 | 16.412 | 3835.7142 | 0 | 0 | 0 | 518.4427 | 434.0383 | 0 | 0 | 0 | 0 | 0 | 0 | 0 | 0 | 0 | 0 | 0 | 0 | 0 | 0 | 0 | 0 | 0 | 7041.0325 | 0 | 21744.408 | 21744.408 | 14703.3756 | 14703.3756 | 0 | 0 | 7041.0325 | 2600.0663 | 0 | 0 | 1937.5942 | 5970.576 | 0 | 0 | 1937.5942 | 5213.0822 | 0 | 0 | 1937.5942 | 6279.0447 | 0 | 0 | 1937.5942 | 4537.6605 | 7908.1702 | 7150.6764 | 8216.6389
97890 | 242.131 | 1138 | 3 | Standard Efficiency | None | None | Electric, 120% Usage | None | 100-150% | 16 | None | 10 to 19 Unit | Multifamily with 5+ units, 1-3 stories | Multi-Family with 5+ Units | 1000-1499 | 0-1499 | 2 | Electricity | 100% Conditioned | Heat Pump | None | Electricity ASHP | None | 25000-29999 | 100% Incandescent | Occupied | 1960s | Natural Gas | Yes | 67.9925 | 0 | 0 | 536.6131 | 2074.9432 | 0 | 0 | 246.1797 | 663.2198 | 2697.7192 | 0 | 0 | 0 | 156.793 | 0 | 1465.0623 | 21.9803 | 4333.3488 | 0 | 0 | 0 | 569.4371 | 434.0383 | 0 | 0 | 0 | 0 | 0 | 0 | 0 | 0 | 0 | 0 | 8028.0958 | 0 | 0 | 0 | 0 | 0 | 0 | 0 | 0 | 21295.7162 | 21295.7162 | 13267.6204 | 13267.6204 | 0 | 8028.0958 | 0 | 2353.0558 | 0 | 1830.2652 | 0 | 5294.4993 | 0 | 1830.2652 | 0 | 4641.2311 | 0 | 1830.2652 | 0 | 5545.1835 | 0 | 1830.2652 | 0 | 4183.3209 | 7124.7645 | 6471.4962 | 7375.4487
98043 | 242.131 | 1690 | 3 | Standard Efficiency | Gas, 100% Usage | EnergyStar, 100% Usage | Gas, 100% Usage | None | 400%+ | None | None | Single-Family Detached | Single-Family Detached | Single-Family Detached | 1500-1999 | 1500-2499 | 2 | Natural Gas | 100% Conditioned | Central AC | None | Natural Gas Fuel Furnace | None | 200000+ | 100% CFL | Occupied | 1990s | Natural Gas | Yes | 67.9925 | 46.8914 | 30.7725 | 458.3632 | 3298.808 | 0 | 319.7405 | 607.8294 | 0 | 0 | 0 | 0 | 0 | 46.0122 | 0 | 620.1384 | 21.9803 | 2697.4261 | 0 | 0 | 0 | 32.2378 | 434.0383 | 0 | 0 | 0 | 0 | 622.776 | 0 | 0 | 0 | 24276.249 | 0 | 4089.8068 | 0 | 0 | 947.2057 | 0 | 0 | 0 | 0 | 0 | 38618.561 | 38618.561 | 8682.5235 | 8682.5235 | 0 | 29936.0375 | 0 | 1487.1216 | 0 | 6824.8284 | 0 | 3219.4975 | 0 | 6824.8284 | 0 | 2853.1926 | 0 | 6824.8284 | 0 | 3382.3748 | 0 | 6824.8284 | 0 | 8311.95 | 10044.3259 | 9678.021 | 10207.2032
98058 | 242.131 | 1202 | 3 | None | Electric, 100% Usage | Standard, 100% Usage | Electric, 100% Usage | 318 Rated kWh, 100% Usage | 150-200% | None | 30 | Single-Family Attached | Single-Family Attached | Single-Family Attached | 1000-1499 | 0-1499 | 1 | Natural Gas | None | None | None | Natural Gas Fuel Wall/Floor Furnace | None | 40000-44999 | 100% LED | Occupied | 1950s | Natural Gas | Yes | 0 | 1011.0952 | 37.8062 | 0 | 0 | 136.5711 | 319.7405 | 0 | 0 | 0 | 0 | 0 | 0 | 26.6695 | 0 | 371.321 | 21.9803 | 2048.8599 | 0 | 0 | 0 | 474.4821 | 434.0383 | 0 | 0 | 0 | 0 | 0 | 0 | 0 | 0 | 7206.3245 | 0 | 5102.9535 | 0 | 0 | 0 | 0 | 0 | 0 | 0 | 0 | 17191.842 | 17191.842 | 4882.564 | 4882.564 | 0 | 12309.278 | 0 | 793.5921 | 0 | 2806.283 | 0 | 1784.8969 | 0 | 2806.283 | 0 | 1568.7288 | 0 | 2806.283 | 0 | 1916.3878 | 0 | 2806.283 | 0 | 3599.8751 | 4591.1799 | 4375.0118 | 4722.6709
98084 | 242.131 | 617 | 1 | Standard Efficiency | Gas, 80% Usage | EnergyStar, 80% Usage | Electric, 80% Usage | None | 400%+ | 24 | None | 20 to 49 Unit | Multifamily with 5+ units, 1-3 stories | Multi-Family with 5+ Units | 500-749 | 0-1499 | 3 | Natural Gas | 100% Conditioned | Central AC | None | Natural Gas Fuel Furnace | None | 80000-99999 | 100% CFL | Occupied | 1980s | Natural Gas | Yes | 67.9925 | 26.3764 | 17.2912 | 208.6666 | 1099.6027 | 0 | 319.7405 | 14.3605 | 0 | 0 | 0 | 0 | 0 | 32.824 | 0 | 325.602 | 16.412 | 783.379 | 0 | 0 | 0 | 311.5345 | 434.0383 | 0 | 0 | 0 | 0 | 351.3922 | 0 | 0 | 0 | 2132.3851 | 0 | 2503.4131 | 0 | 0 | 0 | 0 | 0 | 0 | 0 | 0 | 8645.0104 | 8645.0104 | 3657.82 | 3657.82 | 0 | 4987.1904 | 0 | 613.0333 | 0 | 1137.0005 | 0 | 1356.8299 | 0 | 1137.0005 | 0 | 1199.9133 | 0 | 1137.0005 | 0 | 1424.7949 | 0 | 1137.0005 | 0 | 1750.0338 | 2493.8304 | 2336.9138 | 2561.7954
98215 | 242.131 | 1138 | 3 | Standard Efficiency | Electric, 120% Usage | Standard, 120% Usage | Electric, 120% Usage | 290 Rated kWh, 120% Usage | 300-400% | 12 | None | 10 to 19 Unit | Multifamily with 5+ units, 1-3 stories | Multi-Family with 5+ Units | 1000-1499 | 0-1499 | 3 | Natural Gas | 100% Conditioned | Central AC | None | Natural Gas Fuel Furnace | None | 80000-99999 | 100% LED | Occupied | 1990s | Electricity | Yes | 67.9925 | 1213.3142 | 45.426 | 392.1291 | 2875.6133 | 152.9831 | 0 | 61.838 | 0 | 0 | 0 | 0 | 5932.6377 | 26.0833 | 0 | 357.8398 | 21.9803 | 4333.6419 | 0 | 0 | 0 | 569.4371 | 434.0383 | 0 | 0 | 0 | 0 | 0 | 0 | 0 | 0 | 3789.9951 | 0 | 0 | 0 | 0 | 0 | 0 | 0 | 0 | 0 | 0 | 20274.9497 | 20274.9497 | 16484.9546 | 16484.9546 | 0 | 3789.9951 | 0 | 2738.901 | 0 | 864.0504 | 0 | 6094.5741 | 0 | 864.0504 | 0 | 5370.9451 | 0 | 864.0504 | 0 | 6489.5315 | 0 | 864.0504 | 0 | 3602.9513 | 6958.6245 | 6234.9954 | 7353.5819
98258 | 242.131 | 1138 | 2 | Standard Efficiency | Electric, 80% Usage | Standard, 80% Usage | Electric, 80% Usage | 290 Rated kWh, 80% Usage | 200-300% | 30 | None | 20 to 49 Unit | Multifamily with 5+ units, 1-3 stories | Multi-Family with 5+ Units | 1000-1499 | 0-1499 | 3 | Electricity | 40% Conditioned | Room AC | None | Electricity Baseboard | None | 60000-69999 | 100% CFL | Occupied | 1980s | Electricity | Yes | 67.9925 | 931.0868 | 34.8755 | 0 | 582.6253 | 119.8661 | 0 | 0 | 0 | 902.0728 | 0 | 0 | 2232.3223 | 39.2715 | 0 | 468.6206 | 16.412 | 1181.0764 | 0 | 0 | 0 | 414.4025 | 434.0383 | 0 | 0 | 0 | 0 | 0 | 0 | 0 | 0 | 0 | 0 | 0 | 0 | 0 | 0 | 0 | 0 | 0 | 0 | 0 | 7424.6625 | 7424.6625 | 7424.6625 | 7424.6625 | 0 | 0 | 0 | 1224.0698 | 0 | 0 | 0 | 2771.2752 | 0 | 0 | 0 | 2429.4471 | 0 | 0 | 0 | 2953.6098 | 0 | 0 | 0 | 1224.0698 | 2771.2752 | 2429.4471 | 2953.6098
98276 | 242.131 | 2663 | 4 | Standard Efficiency | Electric, 100% Usage | Standard, 100% Usage | Gas, 100% Usage | 290 Rated kWh, 100% Usage | 400%+ | None | None | Single-Family Detached | Single-Family Detached | Single-Family Detached | 2500-2999 | 2500-3999 | 2 | Natural Gas | 100% Conditioned | Central AC | None | Natural Gas Fuel Furnace | None | 200000+ | 100% LED | Occupied | 2000s | Natural Gas | Yes | 67.9925 | 762.864 | 28.4279 | 1040.6954 | 3011.8914 | 91.1451 | 319.7405 | 289.5542 | 0 | 0 | 0 | 0 | 0 | 38.9785 | 0 | 677.8734 | 21.9803 | 2692.1508 | 0 | 0 | 0 | 27.8418 | 868.0765 | 0 | 0 | 0 | 0 | 0 | 0 | 0 | 0 | 23519.2464 | 0 | 4030.0203 | 0 | 0 | 813.5653 | 0 | 0 | 0 | 0 | 0 | 38301.4581 | 38301.4581 | 9938.6261 | 9938.6261 | 0 | 28362.5389 | 0 | 1656.1134 | 0 | 6466.0985 | 0 | 3518.975 | 0 | 6466.0985 | 0 | 3125.9377 | 0 | 6466.0985 | 0 | 3780.8543 | 0 | 6466.0985 | 0 | 8122.2119 | 9985.0735 | 9592.0362 | 10246.9528
98279 | 242.131 | 8194 | 4 | Standard Efficiency | Electric, 100% Usage | EnergyStar, 100% Usage | Gas, 100% Usage | 318 Rated kWh, 100% Usage | 400%+ | None | None | Single-Family Detached | Single-Family Detached | Single-Family Detached | 4000+ | 4000+ | 2 | Natural Gas | 100% Conditioned | Central AC | None | Natural Gas Fuel Furnace | None | 200000+ | 100% Incandescent | Occupied | 1990s | Natural Gas | Yes | 67.9925 | 648.8593 | 37.8062 | 1333.7664 | 3952.9426 | 171.7396 | 0 | 168.8089 | 0 | 0 | 0 | 0 | 0 | 509.6506 | 99.9372 | 7521.669 | 21.9803 | 5080.387 | 0 | 0 | 0 | 36.927 | 434.0383 | 0 | 0 | 0 | 0 | 0 | 0 | 0 | 0 | 14553.6163 | 0 | 5728.9533 | 0 | 0 | 1080.8461 | 0 | 0 | 0 | 0 | 0 | 41450.5068 | 41450.5068 | 20087.0911 | 20087.0911 | 0 | 21363.4156 | 0 | 3461.6791 | 0 | 4870.4372 | 0 | 7522.2493 | 0 | 4870.4372 | 0 | 6646.3638 | 0 | 4870.4372 | 0 | 7976.5107 | 0 | 4870.4372 | 0 | 8332.1163 | 12392.6865 | 11516.801 | 12846.9479
98334 | 242.131 | 1690 | 3 | None | Electric, 120% Usage | Standard, 120% Usage | Propane, 120% Usage | None | 0-100% | None | None | Single-Family Detached | Single-Family Detached | Single-Family Detached | 1500-1999 | 1500-2499 | 1 | Fuel Oil | 40% Conditioned | Room AC | None | Fuel Oil Fuel Boiler | None | 15000-19999 | 100% CFL | Occupied | 1950s | Electricity | Yes | 0 | 915.261 | 34.2893 | 0 | 3735.1908 | 0 | 0 | 172.9119 | 0 | 0 | 0 | 0 | 4071.6364 | 46.0122 | 0 | 620.1384 | 21.9803 | 4765.3356 | 0 | 0 | 0 | 33.4101 | 914.0887 | 0 | 0 | 35531.6435 | 0 | 0 | 0 | 0 | 0 | 0 | 0 | 0 | 0 | 0 | 0 | 0 | 0 | 0 | 0 | 976.2197 | 51837.8247 | 51837.8247 | 15330.2546 | 15330.2546 | 35531.6435 | 0 | 976.2197 | 2527.0121 | 10773.1463 | 0 | 268.6278 | 5536.0423 | 10773.1463 | 0 | 268.6278 | 4892.147 | 10773.1463 | 0 | 268.6278 | 5913.1635 | 10773.1463 | 0 | 268.6278 | 13568.7862 | 16577.8164 | 15933.9211 | 16954.9376
98344 | 242.131 | 8194 | 4 | None | Electric, 80% Usage | EnergyStar, 80% Usage | Gas, 80% Usage | 290 Rated kWh, 80% Usage | 400%+ | None | None | Single-Family Detached | Single-Family Detached | Single-Family Detached | 4000+ | 4000+ | 1 | Natural Gas | 100% Conditioned | Central AC | None | Natural Gas Fuel Wall/Floor Furnace | None | 200000+ | 100% Incandescent | Occupied | 1980s | Natural Gas | Yes | 0 | 419.6778 | 24.618 | 1875.3618 | 6137.4943 | 100.5234 | 0 | 0 | 0 | 0 | 0 | 0 | 0 | 509.6506 | 99.9372 | 7521.669 | 21.9803 | 2382.9609 | 0 | 0 | 0 | 25.7903 | 434.0383 | 0 | 0 | 0 | 0 | 0 | 0 | 0 | 0 | 60558.1544 | 0 | 3255.1404 | 0 | 0 | 757.8818 | 0 | 0 | 0 | 0 | 0 | 84124.5853 | 84124.5853 | 19553.7018 | 19553.7018 | 0 | 64570.8835 | 0 | 3483.1744 | 0 | 14720.8555 | 0 | 7297.8558 | 0 | 14720.8555 | 0 | 6484.2018 | 0 | 14720.8555 | 0 | 7743.8174 | 0 | 14720.8555 | 0 | 18204.0298 | 22018.7113 | 21205.0573 | 22464.6729
98369 | 242.131 | 1138 | 3 | None | None | EnergyStar, 80% Usage | Electric, 80% Usage | 318 Rated kWh, 80% Usage | 150-200% | 4 | None | 3 or 4 Unit | Multifamily with 2-4 Units | Multi-Family with 2 - 4 Units | 1000-1499 | 0-1499 | 2 | Fuel Oil | 40% Conditioned | Room AC | Heating Only | Fuel Oil Shared Heating | Boiler Baseboards Heating Only, Fuel Oil | 50000-59999 | 100% Incandescent | Occupied | <1940 | Electricity | Yes | 0 | 0 | 24.911 | 0 | 774.5868 | 109.3155 | 0 | 152.1039 | 0 | 0 | 0 | 0 | 1875.3618 | 156.793 | 0 | 1465.0623 | 21.9803 | 838.1833 | 0 | 0 | 0 | 379.527 | 727.1093 | 0 | 0 | 14398.2886 | 0 | 0 | 0 | 0 | 0 | 0 | 0 | 0 | 0 | 0 | 0 | 0 | 0 | 0 | 0 | 0 | 20922.9298 | 20922.9298 | 6524.6412 | 6524.6412 | 14398.2886 | 0 | 0 | 1119.1049 | 4365.5716 | 0 | 0 | 2459.7108 | 4365.5716 | 0 | 0 | 2164.985 | 4365.5716 | 0 | 0 | 2634.689 | 4365.5716 | 0 | 0 | 5484.6766 | 6825.2824 | 6530.5567 | 7000.2607
98405 | 242.131 | 617 | 1 | Standard Efficiency | None | None | Electric, 120% Usage | 290 Rated kWh, 120% Usage | 400%+ | 7 | None | 5 to 9 Unit | Multifamily with 5+ units, 1-3 stories | Multi-Family with 5+ Units | 500-749 | 0-1499 | 2 | Natural Gas | 100% Conditioned | Central AC | None | Natural Gas Fuel Furnace | None | 100000-119999 | 100% Incandescent | Occupied | 1970s | Natural Gas | No | 67.9925 | 0 | 0 | 596.3996 | 2008.123 | 72.3886 | 0 | 66.5271 | 0 | 0 | 0 | 0 | 0 | 130.7097 | 0 | 1017.8358 | 16.412 | 2742.8521 | 0 | 0 | 0 | 416.454 | 434.0383 | 0 | 0 | 0 | 0 | 0 | 1097.5512 | 0 | 0 | 6946.3705 | 0 | 4007.1607 | 0 | 0 | 0 | 0 | 0 | 0 | 0 | 0 | 19620.8151 | 19620.8151 | 7569.7327 | 7569.7327 | 0 | 12051.0824 | 0 | 1267.4169 | 0 | 2747.3813 | 0 | 2765.3132 | 0 | 2747.3813 | 0 | 2446.1175 | 0 | 2747.3813 | 0 | 2938.0384 | 0 | 2747.3813 | 0 | 4014.7982 | 5512.6945 | 5193.4988 | 5685.4198
98419 | 242.131 | 2663 | 3 | Standard Efficiency, No usage | Electric, 80% Usage | Standard, 80% Usage | Gas, 80% Usage | 290 Rated kWh, 80% Usage | 400%+ | None | None | Single-Family Detached | Single-Family Detached | Single-Family Detached | 2500-2999 | 2500-3999 | 2 | Natural Gas | 80% Conditioned | Central AC | None | Natural Gas Fuel Furnace | None | 160000-179999 | 100% CFL | Vacant | 1960s | Natural Gas | Yes | 0 | 0 | 0 | 1046.8499 | 3644.3388 | 0 | 0 | 183.4625 | 0 | 0 | 0 | 0 | 0 | 0 | 0 | 0 | 21.9803 | 0 | 0 | 0 | 0 | 0 | 434.0383 | 0 | 0 | 0 | 0 | 0 | 0 | 0 | 0 | 13228.3489 | 0 | 1561.1896 | 0 | 0 | 0 | 0 | 0 | 0 | 0 | 0 | 20120.2082 | 20120.2082 | 5330.3766 | 5330.3766 | 0 | 14789.5385 | 0 | 933.7929 | 0 | 3371.7335 | 0 | 1904.2855 | 0 | 3371.7335 | 0 | 1714.1678 | 0 | 3371.7335 | 0 | 1951.5313 | 0 | 3371.7335 | 0 | 4305.5264 | 5276.0191 | 5085.9013 | 5323.2648
98645 | 242.131 | 1690 | 3 | Standard Efficiency | Gas, 80% Usage | EnergyStar, 80% Usage | Electric, 80% Usage | None | 300-400% | None | None | Single-Family Detached | Single-Family Detached | Single-Family Detached | 1500-1999 | 1500-2499 | 2 | Natural Gas | 100% Conditioned | Central AC | None | Natural Gas Fuel Furnace | None | 70000-79999 | 100% CFL | Occupied | 1980s | Natural Gas | Yes | 67.9925 | 37.5131 | 24.618 | 231.2331 | 2280.9721 | 0 | 319.7405 | 293.3641 | 0 | 0 | 0 | 0 | 0 | 46.0122 | 0 | 620.1384 | 21.9803 | 1348.7131 | 0 | 0 | 0 | 377.1825 | 400.042 | 0 | 0 | 0 | 0 | 498.2208 | 0 | 0 | 0 | 13571.5351 | 0 | 3060.8343 | 0 | 0 | 0 | 0 | 0 | 0 | 0 | 0 | 23200.092 | 23200.092 | 6069.5019 | 6069.5019 | 0 | 17130.5902 | 0 | 1058.4111 | 0 | 3905.4448 | 0 | 2296.7459 | 0 | 3905.4448 | 0 | 2034.7659 | 0 | 3905.4448 | 0 | 2396.6374 | 0 | 3905.4448 | 0 | 4963.8559 | 6202.1907 | 5940.2108 | 6302.0822
98657 | 242.131 | 2663 | 3 | Standard Efficiency | Electric, 80% Usage | EnergyStar, 80% Usage | Electric, 80% Usage | 290 Rated kWh, 80% Usage | 400%+ | None | None | Single-Family Detached | Single-Family Detached | Single-Family Detached | 2500-2999 | 2500-3999 | 1 | Electricity | 100% Conditioned | Central AC | None | Electricity Electric Furnace | None | 120000-139999 | 100% Incandescent | Occupied | 1970s | Electricity | Yes | 67.9925 | 320.0336 | 18.7565 | 255.851 | 3226.1263 | 72.9747 | 319.7405 | 421.7293 | 0 | 18038.2313 | 0 | 0 | 1301.5286 | 233.2846 | 99.9372 | 2773.9177 | 21.9803 | 1346.0754 | 0 | 0 | 0 | 324.4297 | 400.042 | 0 | 0 | 0 | 0 | 0 | 0 | 0 | 0 | 0 | 0 | 0 | 0 | 0 | 0 | 0 | 0 | 0 | 0 | 0 | 29242.6314 | 29242.6314 | 29242.6314 | 29242.6314 | 0 | 0 | 0 | 5255.3103 | 0 | 0 | 0 | 12060.1647 | 0 | 0 | 0 | 10492.8335 | 0 | 0 | 0 | 12679.0185 | 0 | 0 | 0 | 5255.3103 | 12060.1647 | 10492.8335 | 12679.0185
98821 | 242.131 | 617 | 1 | Standard Efficiency | None | None | Electric, 100% Usage | None | 400%+ | 67 | None | 50 or more Unit | Multifamily with 5+ units, 1-3 stories | Multi-Family with 5+ Units | 500-749 | 0-1499 | 3 | Electricity | 100% Conditioned | Central AC | None | Electricity Electric Furnace | None | 70000-79999 | 100% CFL | Occupied | 1960s | Electricity | No | 67.9925 | 0 | 0 | 189.0308 | 943.9819 | 0 | 0 | 4.3961 | 0 | 1829.9358 | 0 | 0 | 1183.7141 | 32.824 | 0 | 325.602 | 16.412 | 1371.2795 | 0 | 0 | 0 | 346.9961 | 400.042 | 245.8866 | 0 | 0 | 0 | 0 | 0 | 0 | 0 | 0 | 0 | 0 | 0 | 0 | 0 | 0 | 0 | 0 | 0 | 0 | 6958.0933 | 6958.0933 | 6958.0933 | 6958.0933 | 0 | 0 | 0 | 1242.0597 | 0 | 0 | 0 | 2809.1248 | 0 | 0 | 0 | 2458.9995 | 0 | 0 | 0 | 2946.4766 | 0 | 0 | 0 | 1242.0597 | 2809.1248 | 2458.9995 | 2946.4766
98970 | 242.131 | 2663 | 4 | Standard Efficiency | Gas, 120% Usage | EnergyStar, 120% Usage | Gas, 120% Usage | 318 Rated kWh, 120% Usage | 400%+ | None | None | Single-Family Detached | Single-Family Detached | Single-Family Detached | 2500-2999 | 2500-3999 | 1 | Natural Gas | 20% Conditioned | Room AC | None | Natural Gas Fuel Wall/Floor Furnace | None | 160000-179999 | 100% CFL | Occupied | 1940s | Electricity | Yes | 67.9925 | 82.9391 | 54.2181 | 0 | 1422.2739 | 250.8688 | 0 | 0 | 0 | 0 | 0 | 0 | 8796.2351 | 58.3211 | 24.911 | 887.4192 | 21.9803 | 7272.8517 | 0 | 0 | 0 | 49.8221 | 868.0765 | 0 | 0 | 0 | 0 | 1101.9472 | 0 | 0 | 0 | 32752.4505 | 0 | 0 | 0 | 0 | 1457.7355 | 0 | 0 | 0 | 0 | 0 | 55169.4566 | 55169.4566 | 19857.6165 | 19857.6165 | 0 | 35311.8402 | 0 | 3294.0785 | 0 | 8050.3705 | 0 | 7388.4309 | 0 | 8050.3705 | 0 | 6495.1615 | 0 | 8050.3705 | 0 | 7908.412 | 0 | 8050.3705 | 0 | 11344.449 | 15438.8015 | 14545.532 | 15958.7825
99001 | 242.131 | 1690 | 2 | Standard Efficiency | Gas, 100% Usage | EnergyStar, 100% Usage | Electric, 100% Usage | 318 Rated kWh, 100% Usage | 400%+ | None | None | Single-Family Detached | Single-Family Detached | Single-Family Detached | 1500-1999 | 1500-2499 | 1 | Electricity | 100% Conditioned | Central AC | None | Electricity Electric Furnace | None | 120000-139999 | 100% CFL | Occupied | 1990s | Electricity | Yes | 67.9925 | 46.8914 | 30.7725 | 713.9211 | 3232.5739 | 134.8127 | 319.7405 | 155.6207 | 0 | 13744.7401 | 0 | 0 | 3106.8464 | 46.0122 | 0 | 620.1384 | 16.412 | 2697.4261 | 0 | 0 | 0 | 471.2583 | 434.0383 | 0 | 0 | 0 | 0 | 622.776 | 0 | 0 | 0 | 0 | 0 | 0 | 548.0429 | 0 | 0 | 0 | 0 | 0 | 0 | 0 | 27010.309 | 27010.309 | 25839.4901 | 25839.4901 | 0 | 1170.8189 | 0 | 4796.7634 | 0 | 266.9446 | 0 | 10711.2264 | 0 | 266.9446 | 0 | 9630.9041 | 0 | 266.9446 | 0 | 11728.1306 | 0 | 266.9446 | 0 | 5063.7079 | 10978.1709 | 9897.8486 | 11995.0751
99026 | 242.131 | 1690 | 3 | Standard Efficiency | Electric, 80% Usage | EnergyStar, 80% Usage | Electric, 80% Usage | 318 Rated kWh, 80% Usage | 400%+ | None | None | Single-Family Detached | Single-Family Detached | Single-Family Detached | 1500-1999 | 1500-2499 | 1 | Fuel Oil | 60% Conditioned | Room AC | None | Fuel Oil Fuel Furnace | None | 160000-179999 | 100% LED | Occupied | <1940 | Electricity | Yes | 67.9925 | 320.0336 | 18.7565 | 0 | 1145.6148 | 77.9569 | 0 | 759.0541 | 0 | 0 | 897.3836 | 886.54 | 1298.0118 | 30.7725 | 16.7051 | 473.6028 | 21.9803 | 1191.3339 | 0 | 0 | -11046.7278 | 324.4297 | 434.0383 | 0 | 0 | 30227.9363 | 0 | 0 | 0 | 0 | 0 | 0 | 0 | 0 | 0 | 0 | 0 | 0 | 0 | 0 | 0 | 0 | 27145.7079 | 38192.4357 | -3081.9354 | 7964.7925 | 30227.9363 | 0 | 0 | 308.2768 | 9165.0375 | 0 | 0 | 386.2879 | 9165.0375 | 0 | 0 | 115.6765 | 9165.0375 | 0 | 0 | 247.9095 | 9165.0375 | 0 | 0 | 9473.3143 | 9551.3254 | 9280.714 | 9412.947
99062 | 242.131 | 1220 | 2 | Standard Efficiency | Electric, 100% Usage | EnergyStar, 100% Usage | Electric, 100% Usage | None | 200-300% | None | None | Single-Family Detached | Single-Family Detached | Single-Family Detached | 1000-1499 | 0-1499 | 1 | Natural Gas | 100% Conditioned | Central AC | None | Natural Gas Fuel Furnace | None | 35000-39999 | 100% Incandescent | Occupied | 1970s | Natural Gas | Yes | 67.9925 | 400.042 | 23.4457 | 463.3454 | 2936.8652 | 0 | 319.7405 | 351.3922 | 0 | 0 | 0 | 0 | 0 | 160.896 | 99.9372 | 1535.3993 | 16.412 | 2233.2016 | 0 | 0 | 0 | 405.6104 | 400.042 | 327.0673 | 0 | 0 | 0 | 0 | 0 | 0 | 0 | 14110.1997 | 0 | 3072.264 | 0 | 0 | 0 | 0 | 0 | 0 | 0 | 0 | 26924.1461 | 26924.1461 | 9741.9754 | 9741.9754 | 0 | 17182.4638 | 0 | 1669.6948 | 0 | 3917.2201 | 0 | 3664.5038 | 0 | 3917.2201 | 0 | 3241.435 | 0 | 3917.2201 | 0 | 3831.9524 | 0 | 3917.2201 | 0 | 5586.9149 | 7581.7239 | 7158.6551 | 7749.1725
99145 | 242.131 | 853 | 1 | Standard Efficiency | None | None | Electric, 100% Usage | 318 Rated kWh, 100% Usage | 300-400% | 14 | None | 10 to 19 Unit | Multifamily with 5+ units, 4-7 stories | Multi-Family with 5+ Units | 750-999 | 0-1499 | 4 | Electricity | 40% Conditioned | Room AC | None | Electricity Electric Furnace | None | 45000-49999 | 100% CFL | Occupied | 1970s | Electricity | No | 67.9925 | 0 | 0 | 0 | 587.9006 | 64.7687 | 0 | 139.2088 | 0 | 5944.0674 | 0 | 0 | 1319.406 | 35.7547 | 0 | 390.3707 | 16.412 | 1466.5276 | 0 | 0 | 0 | 346.9961 | 434.0383 | 0 | 0 | 0 | 0 | 0 | 0 | 0 | 0 | 0 | 0 | 0 | 0 | 0 | 0 | 0 | 0 | 0 | 0 | 0 | 10813.4433 | 10813.4433 | 10813.4433 | 10813.4433 | 0 | 0 | 0 | 1782.7341 | 0 | 0 | 0 | 4189.8531 | 0 | 0 | 0 | 3641.7893 | 0 | 0 | 0 | 4455.6174 | 0 | 0 | 0 | 1782.7341 | 4189.8531 | 3641.7893 | 4455.6174
99216 | 242.131 | 1220 | 3 | Standard Efficiency | Electric, 100% Usage | Standard, 100% Usage | Electric, 100% Usage | 290 Rated kWh, 100% Usage | 400%+ | None | None | Single-Family Detached | Single-Family Detached | Single-Family Detached | 1000-1499 | 0-1499 | 1 | Natural Gas | 60% Conditioned | Room AC | None | Natural Gas Fuel Wall/Floor Furnace | None | 200000+ | 100% LED | Occupied | 1960s | Natural Gas | Yes | 67.9925 | 762.864 | 28.4279 | 0 | 1725.0163 | 91.1451 | 319.7405 | 0 | 0 | 0 | 0 | 0 | 0 | 26.9625 | 16.7051 | 375.131 | 21.9803 | 2233.2016 | 0 | 0 | 0 | 405.6104 | 400.042 | 0 | 0 | 0 | 0 | 0 | 0 | 0 | 0 | 10036.5119 | 0 | 4231.067 | 0 | 0 | 0 | 0 | 0 | 0 | 0 | 0 | 20742.105 | 20742.105 | 6474.5261 | 6474.5261 | 0 | 14267.5789 | 0 | 1078.3669 | 0 | 3252.7014 | 0 | 2375.0922 | 0 | 3252.7014 | 0 | 2100.2411 | 0 | 3252.7014 | 0 | 2506.4979 | 0 | 3252.7014 | 0 | 4331.0682 | 5627.7936 | 5352.9424 | 5759.1993
99230 | 242.131 | 2176 | 3 | Standard Efficiency | Electric, 120% Usage | EnergyStar, 120% Usage | Electric, 120% Usage | 318 Rated kWh, 120% Usage | 400%+ | None | None | Single-Family Detached | Single-Family Detached | Single-Family Detached | 2000-2499 | 1500-2499 | 1 | Fuel Oil | 100% Conditioned | Central AC | None | Fuel Oil Fuel Furnace | None | 140000-159999 | 100% CFL | Occupied | 1990s | Electricity | Yes | 67.9925 | 629.5167 | 36.6339 | 406.7826 | 2523.635 | 161.7752 | 319.7405 | 253.2134 | 0 | 0 | 0 | 0 | 5544.3185 | 52.1667 | 24.911 | 753.7788 | 21.9803 | 5704.0422 | 0 | 0 | 0 | 565.6272 | 834.0803 | 0 | 0 | 10162.8255 | 0 | 0 | 0 | 0 | 0 | 0 | 0 | 0 | 0 | 0 | 0 | 0 | 0 | 0 | 0 | 0 | 28063.0203 | 28063.0203 | 17900.1948 | 17900.1948 | 10162.8255 | 0 | 0 | 3105.7642 | 3081.389 | 0 | 0 | 6902.7945 | 3081.389 | 0 | 0 | 6078.1464 | 3081.389 | 0 | 0 | 7278.6906 | 3081.389 | 0 | 0 | 6187.1532 | 9984.1836 | 9159.5354 | 10360.0797
99240 | 242.131 | 885 | 1 | Standard Efficiency, No usage | Electric, 100% Usage | EnergyStar, 100% Usage | Electric, 100% Usage | 290 Rated kWh, 100% Usage | 0-100% | None | None | Single-Family Detached | Single-Family Detached | Single-Family Detached | 750-999 | 0-1499 | 1 | Electricity | 100% Conditioned | Central AC | None | Electricity Baseboard | None | <10000 | 100% CFL | Vacant | <1940 | Electricity | Yes | 0 | 0 | 0 | 473.6028 | 2581.37 | 0 | 319.7405 | 0 | 0 | 5306.9309 | 0 | 0 | 326.1881 | 0 | 0 | 0 | 16.412 | 0 | 0 | 0 | 0 | 0 | 434.0383 | 0 | 0 | 0 | 0 | 0 | 0 | 0 | 0 | 0 | 0 | 0 | 0 | 0 | 0 | 0 | 0 | 0 | 0 | 0 | 9458.2826 | 9458.2826 | 9458.2826 | 9458.2826 | 0 | 0 | 0 | 1718.9395 | 0 | 0 | 0 | 3849.9002 | 0 | 0 | 0 | 3368.8142 | 0 | 0 | 0 | 4021.0741 | 0 | 0 | 0 | 1718.9395 | 3849.9002 | 3368.8142 | 4021.0741
99251 | 242.131 | 1675 | 2 | Standard Efficiency | Electric, 120% Usage | Standard, 120% Usage | Electric, 120% Usage | 318 Rated kWh, 120% Usage | 400%+ | None | 8 | Single-Family Attached | Single-Family Attached | Single-Family Attached | 1500-1999 | 1500-2499 | 3 | Electricity | 100% Conditioned | Heat Pump | None | Electricity ASHP | None | 70000-79999 | 100% LED | Occupied | 2010s | Electricity | Yes | 67.9925 | 846.3893 | 31.6517 | 196.3576 | 1167.8882 | 106.3848 | 0 | 537.4923 | 2154.0724 | 6870.172 | 0 | 0 | 3705.0045 | 30.4794 | 0 | 470.6721 | 16.412 | 3718.7788 | 0 | 1910.2372 | 0 | 467.4484 | 434.0383 | 0 | 0 | 0 | 0 | 0 | 0 | 0 | 0 | 0 | 0 | 0 | 0 | 0 | 0 | 0 | 0 | 0 | 0 | 0 | 22731.1783 | 22731.1783 | 22731.1783 | 22731.1783 | 0 | 0 | 0 | 3859.5726 | 0 | 0 | 0 | 8926.6838 | 0 | 0 | 0 | 7783.9082 | 0 | 0 | 0 | 9445.9305 | 0 | 0 | 0 | 3859.5726 | 8926.6838 | 7783.9082 | 9445.9305
99319 | 242.131 | 1220 | 3 | Standard Efficiency | Electric, 120% Usage | Standard, 120% Usage | Electric, 120% Usage | None | 300-400% | None | None | Single-Family Detached | Single-Family Detached | Single-Family Detached | 1000-1499 | 0-1499 | 1 | Natural Gas | 20% Conditioned | Room AC | None | Natural Gas Fuel Wall/Floor Furnace | None | 60000-69999 | 100% LED | Occupied | 1950s | Natural Gas | Yes | 67.9925 | 915.261 | 34.2893 | 0 | 774.0007 | 0 | 0 | 0 | 0 | 0 | 0 | 0 | 0 | 26.9625 | 0 | 375.131 | 21.9803 | 4466.4031 | 0 | 0 | 0 | 486.498 | 480.0504 | 0 | 0 | 0 | 0 | 0 | 0 | 0 | 0 | 17213.8224 | 0 | 6007.9569 | 0 | 0 | 0 | 0 | 0 | 0 | 0 | 0 | 30870.3481 | 30870.3481 | 7648.8619 | 7648.8619 | 0 | 23221.4862 | 0 | 1281.7414 | 0 | 5294.0516 | 0 | 2857.6015 | 0 | 5294.0516 | 0 | 2516.6339 | 0 | 5294.0516 | 0 | 3032.6329 | 0 | 5294.0516 | 0 | 6575.793 | 8151.6532 | 7810.6855 | 8326.6845
99407 | 242.131 | 2176 | 4 | Standard Efficiency | Electric, 100% Usage | EnergyStar, 100% Usage | Electric, 100% Usage | None | 400%+ | None | None | Single-Family Detached | Single-Family Detached | Single-Family Detached | 2000-2499 | 1500-2499 | 1 | Natural Gas | 100% Conditioned | Central AC | None | Natural Gas Fuel Furnace | None | 140000-159999 | 100% Incandescent | Occupied | 1980s | Natural Gas | Yes | 67.9925 | 773.1215 | 45.1329 | 347.5823 | 1902.9105 | 0 | 0 | 283.6928 | 0 | 0 | 0 | 0 | 0 | 208.6666 | 0 | 2355.9983 | 21.9803 | 3481.3912 | 0 | 0 | 0 | 603.1403 | 960.1008 | 0 | 0 | 0 | 0 | 0 | 0 | 0 | 0 | 11333.9375 | 0 | 6674.9867 | 0 | 0 | 0 | 0 | 0 | 0 | 0 | 0 | 29060.9273 | 29060.9273 | 11052.0031 | 11052.0031 | 0 | 18008.9242 | 0 | 1868.1937 | 0 | 4105.6605 | 0 | 4107.5134 | 0 | 4105.6605 | 0 | 3623.8597 | 0 | 4105.6605 | 0 | 4364.7361 | 0 | 4105.6605 | 0 | 5973.8542 | 8213.1739 | 7729.5202 | 8470.3966
99512 | 242.131 | 1220 | 3 | Standard Efficiency | Electric, 100% Usage | Standard, 100% Usage | Electric, 100% Usage | None | 200-300% | None | None | Single-Family Detached | Single-Family Detached | Single-Family Detached | 1000-1499 | 0-1499 | 1 | Fuel Oil | 60% Conditioned | Room AC | None | Fuel Oil Fuel Wall/Floor Furnace | None | 40000-44999 | 100% Incandescent | Occupied | <1940 | Natural Gas | Yes | 67.9925 | 999.9585 | 37.5131 | 0 | 1927.5284 | 0 | 319.7405 | 0 | 0 | 0 | 0 | 0 | 0 | 160.896 | 0 | 1535.3993 | 21.9803 | 2547.9599 | 0 | 0 | 0 | 471.2583 | 434.0383 | 0 | 0 | 22363.3741 | 0 | 0 | 0 | 0 | 0 | 0 | 0 | 5103.8327 | 0 | 0 | 0 | 0 | 0 | 0 | 0 | 0 | 35991.765 | 35991.765 | 8524.2651 | 8524.2651 | 22363.3741 | 5103.8327 | 0 | 1500.958 | 6780.5736 | 1163.5905 | 0 | 3275.3637 | 6780.5736 | 1163.5905 | 0 | 3011.5907 | 6780.5736 | 1163.5905 | 0 | 3604.3566 | 6780.5736 | 1163.5905 | 0 | 9445.1222 | 11219.5279 | 10955.7549 | 11548.5207
99549 | 242.131 | 2176 | 4 | Standard Efficiency | Electric, 100% Usage | EnergyStar, 100% Usage | Electric, 100% Usage | 290 Rated kWh, 100% Usage | 400%+ | None | None | Single-Family Detached | Single-Family Detached | Single-Family Detached | 2000-2499 | 1500-2499 | 1 | Natural Gas | 60% Conditioned | Room AC | None | Natural Gas Fuel Furnace | None | 100000-119999 | 100% Incandescent | Occupied | 1990s | Natural Gas | Yes | 67.9925 | 400.042 | 23.4457 | 0 | 1169.6466 | 91.1451 | 0 | 222.734 | 0 | 0 | 0 | 0 | 0 | 208.6666 | 99.9372 | 2355.9983 | 21.9803 | 2537.1163 | 0 | 0 | -6180.8689 | 405.6104 | 480.0504 | 0 | 0 | 0 | 0 | 0 | 0 | 0 | 0 | 8941.5983 | 0 | 3895.7937 | 0 | 0 | 0 | 0 | 0 | 0 | 0 | 0 | 14741.1817 | 20922.0506 | 1903.7897 | 8084.6585 | 0 | 12837.3921 | 0 | 767.8208 | 0 | 2926.6687 | 0 | 1507.78 | 0 | 2926.6687 | 0 | 1314.7035 | 0 | 2926.6687 | 0 | 1511.5267 | 0 | 2926.6687 | 0 | 3694.4894 | 4434.4487 | 4241.3722 | 4438.1954
99568 | 242.131 | 317 | 2 | Standard Efficiency | Electric, 100% Usage | Standard, 100% Usage | Electric, 100% Usage | None | 0-100% | None | 6 | Single-Family Attached | Single-Family Attached | Single-Family Attached | 0-499 | 0-1499 | 2 | Electricity | 100% Conditioned | Central AC | None | Electricity Electric Furnace | None | 10000-14999 | 100% Incandescent | Occupied | 1980s | Electricity | Yes | 67.9925 | 705.129 | 26.3764 | 253.2134 | 1280.1344 | 0 | 0 | 18.4635 | 0 | 1846.9339 | 0 | 0 | 2190.9993 | 115.7631 | 0 | 760.2264 | 16.412 | 1650.8693 | 0 | 0 | 0 | 389.4915 | 400.042 | 0 | 0 | 0 | 0 | 0 | 0 | 0 | 0 | 0 | 0 | 0 | 0 | 0 | 0 | 0 | 0 | 0 | 0 | 0 | 9722.3397 | 9722.3397 | 9722.3397 | 9722.3397 | 0 | 0 | 0 | 1634.726 | 0 | 0 | 0 | 3693.0357 | 0 | 0 | 0 | 3237.2552 | 0 | 0 | 0 | 3932.6744 | 0 | 0 | 0 | 1634.726 | 3693.0357 | 3237.2552 | 3932.6744
99579 | 242.131 | 853 | 2 | None | Gas, 100% Usage | EnergyStar, 100% Usage | Electric, 100% Usage | 318 Rated kWh, 100% Usage | 100-150% | 116 | None | 50 or more Unit | Multifamily with 5+ units, 1-3 stories | Multi-Family with 5+ Units | 750-999 | 0-1499 | 3 | Natural Gas | 100% Conditioned | Central AC | None | Natural Gas Fuel Furnace | None | 15000-19999 | 100% CFL | Occupied | 2000s | Electricity | Yes | 0 | 33.117 | 21.6873 | 154.1554 | 952.1879 | 88.5075 | 0 | 67.9925 | 0 | 0 | 0 | 0 | 1974.4198 | 35.7547 | 0 | 390.3707 | 16.412 | 1661.713 | 0 | 0 | 0 | 389.4915 | 480.0504 | 0 | 0 | 0 | 0 | 439.3135 | 0 | 0 | 0 | 4274.1485 | 0 | 0 | 0 | 0 | 0 | 0 | 0 | 0 | 0 | 0 | 10978.7354 | 10978.7354 | 6265.5664 | 6265.5664 | 0 | 4713.462 | 0 | 1040.7223 | 0 | 1074.5417 | 0 | 2296.902 | 0 | 1074.5417 | 0 | 2023.3844 | 0 | 1074.5417 | 0 | 2471.8557 | 0 | 1074.5417 | 0 | 2115.2641 | 3371.4437 | 3097.9261 | 3546.3974
99595 | 242.131 | 853 | 1 | None | None | None | Gas, 80% Usage | 318 Rated kWh, 80% Usage | 0-100% | 12 | None | 10 to 19 Unit | Multifamily with 5+ units, 1-3 stories | Multi-Family with 5+ Units | 750-999 | 0-1499 | 2 | Natural Gas | 40% Conditioned | Room AC | None | Natural Gas Fuel Furnace | None | <10000 | 100% LED | Occupied | 1960s | Natural Gas | No | 0 | 0 | 0 | 0 | 703.9567 | 70.9232 | 319.7405 | 398.5767 | 0 | 0 | 0 | 0 | 0 | 23.7388 | 0 | 298.0533 | 16.412 | 830.8565 | 0 | 0 | 0 | 21.3942 | 434.0383 | 0 | 0 | 0 | 0 | 0 | 1314.4237 | 0 | 0 | 15974.4248 | 0 | 2503.9992 | 0 | 0 | 624.8275 | 0 | 0 | 0 | 0 | 0 | 23535.3653 | 23535.3653 | 3117.69 | 3117.69 | 0 | 20417.6753 | 0 | 532.8223 | 0 | 4654.8257 | 0 | 1172.3966 | 0 | 4654.8257 | 0 | 1033.7561 | 0 | 4654.8257 | 0 | 1244.2665 | 0 | 4654.8257 | 0 | 5187.6479 | 5827.2223 | 5688.5817 | 5899.0921
99604 | 242.131 | 1690 | 5 | Standard Efficiency | Electric, 100% Usage | EnergyStar, 100% Usage | Propane, 100% Usage | 290 Rated kWh, 100% Usage | 400%+ | None | None | Single-Family Detached | Single-Family Detached | Single-Family Detached | 1500-1999 | 1500-2499 | 2 | Other Fuel | 100% Conditioned | Central AC | None | None | None | 120000-139999 | 100% LED | Occupied | 1990s | Electricity | Yes | 67.9925 | 400.042 | 23.4457 | 701.026 | 2890.853 | 91.1451 | 0 | 0 | 0 | 0 | 0 | 0 | 2108.9394 | 30.7725 | 16.7051 | 473.6028 | 27.2556 | 2382.6678 | 0 | 0 | 0 | 27.8418 | 1790.0781 | 0 | 0 | 0 | 0 | 0 | 1570.2748 | 0 | 0 | 0 | 0 | 0 | 0 | 0 | 0 | 0 | 0 | 0 | 0 | 813.5653 | 13415.9144 | 13415.9144 | 11032.3674 | 11032.3674 | 0 | 1570.2748 | 813.5653 | 1884.8391 | 0 | 357.971 | 223.8565 | 4097.4763 | 0 | 357.971 | 223.8565 | 3627.0693 | 0 | 357.971 | 223.8565 | 4321.6031 | 0 | 357.971 | 223.8565 | 2466.6666 | 4679.3038 | 4208.8968 | 4903.4306
99833 | 242.131 | 1690 | 3 | None | Electric, 100% Usage | EnergyStar, 100% Usage | Electric, 100% Usage | None | 0-100% | None | None | Single-Family Detached | Single-Family Detached | Single-Family Detached | 1500-1999 | 1500-2499 | 1 | Natural Gas | 20% Conditioned | Room AC | None | Natural Gas Fuel Furnace | None | <10000 | 100% Incandescent | Occupied | 1950s | Natural Gas | Yes | 0 | 275.7799 | 16.1189 | 0 | 830.2703 | 0 | 0 | 596.3996 | 0 | 0 | 0 | 0 | 0 | 184.6348 | 0 | 1938.9582 | 21.9803 | 2067.9095 | 0 | 0 | 0 | 339.6694 | 868.0765 | 0 | 0 | 0 | 0 | 0 | 0 | 0 | 0 | 23918.4092 | 0 | 2602.4711 | 0 | 0 | 0 | 0 | 0 | 0 | 0 | 0 | 33660.0916 | 33660.0916 | 7139.2113 | 7139.2113 | 0 | 26520.8803 | 0 | 1236.6425 | 0 | 6046.2275 | 0 | 2738.138 | 0 | 6046.2275 | 0 | 2408.365 | 0 | 6046.2275 | 0 | 2914.5247 | 0 | 6046.2275 | 0 | 7282.87 | 8784.3655 | 8454.5926 | 8960.7522
99870 | 242.131 | 3301 | 5 | Standard Efficiency | Electric, 100% Usage | EnergyStar, 100% Usage | Electric, 100% Usage | None | 400%+ | None | None | Single-Family Detached | Single-Family Detached | Single-Family Detached | 3000-3999 | 2500-3999 | 1 | Electricity | 100% Conditioned | Central AC | None | Electricity Baseboard | None | 140000-159999 | 100% LED | Occupied | 1960s | Natural Gas | Yes | 67.9925 | 524.5972 | 30.7725 | 1709.7766 | 6752.6505 | 0 | 0 | 0 | 0 | 46337.4669 | 0 | 0 | 0 | 44.2537 | 0 | 811.5138 | 27.2556 | 3209.7144 | 0 | 0 | 0 | 471.2583 | 480.0504 | 0 | 0 | 0 | 0 | 0 | 0 | 0 | 0 | 0 | 0 | 4539.3778 | 0 | 0 | 0 | 0 | 0 | 0 | 0 | 0 | 65006.6802 | 65006.6802 | 60467.5954 | 60467.5954 | 0 | 4539.3778 | 0 | 10574.3381 | 0 | 1034.8542 | 0 | 24492.7293 | 0 | 1034.8542 | 0 | 21314.0251 | 0 | 1034.8542 | 0 | 25923.2589 | 0 | 1034.8542 | 0 | 11609.1923 | 25527.5835 | 22348.8794 | 26958.1131
99905 | 242.131 | 1220 | 3 | Standard Efficiency | Electric, 120% Usage | EnergyStar, 120% Usage | Electric, 120% Usage | 290 Rated kWh, 120% Usage | 200-300% | None | None | Single-Family Detached | Single-Family Detached | Single-Family Detached | 1000-1499 | 0-1499 | 1 | Electricity | 100% Conditioned | Heat Pump | None | Electricity ASHP | None | 40000-44999 | 100% Incandescent | Occupied | 1980s | Electricity | Yes | 67.9925 | 480.0504 | 28.1348 | 671.1328 | 2206.239 | 109.3155 | 319.7405 | 397.4044 | 1597.5304 | 6105.5496 | 834.9595 | 824.9951 | 4074.5671 | 160.896 | 0 | 1535.3993 | 21.9803 | 4466.4031 | 0 | 0 | 0 | 486.498 | 480.0504 | 0 | 0 | 0 | 0 | 0 | 0 | 0 | 0 | 0 | 0 | 0 | 0 | 0 | 0 | 0 | 0 | 0 | 0 | 0 | 24869.1318 | 24869.1318 | 24869.1318 | 24869.1318 | 0 | 0 | 0 | 4473.1669 | 0 | 0 | 0 | 9906.2514 | 0 | 0 | 0 | 8984.1644 | 0 | 0 | 0 | 10906.4766 | 0 | 0 | 0 | 4473.1669 | 9906.2514 | 8984.1644 | 10906.4766
99926 | 242.131 | 8194 | 4 | Standard Efficiency | Electric, 100% Usage | EnergyStar, 100% Usage | Gas, 100% Usage | 318 Rated kWh, 100% Usage | 400%+ | None | None | Single-Family Detached | Single-Family Detached | Single-Family Detached | 4000+ | 4000+ | 1 | Electricity | 100% Conditioned | Central AC | None | Electricity Electric Furnace | None | 200000+ | 100% LED | Occupied | 2000s | Electricity | Yes | 67.9925 | 524.5972 | 30.7725 | 813.2722 | 3744.5691 | 134.8127 | 0 | 445.7611 | 0 | 34723.6465 | 0 | 0 | 2954.7425 | 84.9906 | 16.7051 | 1837.8487 | 21.9803 | 4765.6287 | 0 | 4229.8948 | 0 | 32.2378 | 434.0383 | 0 | 0 | 0 | 0 | 0 | 0 | 0 | 0 | 0 | 0 | 0 | 0 | 0 | 947.2057 | 0 | 0 | 0 | 0 | 0 | 55810.4031 | 55810.4031 | 54863.1974 | 54863.1974 | 0 | 947.2057 | 0 | 9556.4877 | 0 | 215.9435 | 0 | 22155.8649 | 0 | 215.9435 | 0 | 19256.5419 | 0 | 215.9435 | 0 | 23695.6377 | 0 | 215.9435 | 0 | 9772.4312 | 22371.8084 | 19472.4855 | 23911.5813
99936 | 242.131 | 1138 | 2 | None | Electric, 120% Usage | Standard, 120% Usage | Gas, 120% Usage | None | 300-400% | 8 | None | 5 to 9 Unit | Multifamily with 5+ units, 1-3 stories | Multi-Family with 5+ Units | 1000-1499 | 0-1499 | 2 | Natural Gas | 40% Conditioned | Room AC | Heating Only | Natural Gas Shared Heating | Boiler Baseboards Heating Only, Natural Gas | 60000-69999 | 100% Incandescent | Occupied | 1960s | Natural Gas | No | 0 | 846.3893 | 31.6517 | 0 | 531.0448 | 0 | 0 | 109.0224 | 0 | 0 | 0 | 0 | 0 | 156.793 | 0 | 1465.0623 | 16.412 | 3552.9006 | 0 | 0 | 0 | 31.9447 | 480.0504 | 0 | 0 | 0 | 0 | 0 | 0 | 0 | 0 | 8701.2801 | 0 | 4959.3486 | 0 | 0 | 937.2413 | 0 | 0 | 0 | 0 | 0 | 21818.8481 | 21818.8481 | 7220.9781 | 7220.9781 | 0 | 14597.5769 | 0 | 1247.413 | 0 | 3327.9664 | 0 | 2755.1445 | 0 | 3327.9664 | 0 | 2424.7796 | 0 | 3327.9664 | 0 | 2935.5899 | 0 | 3327.9664 | 0 | 4575.3794 | 6083.1109 | 5752.746 | 6263.5563
99991 | 242.131 | 3301 | 3 | Standard Efficiency | Electric, 120% Usage | EnergyStar, 120% Usage | Gas, 120% Usage | None | 400%+ | None | None | Single-Family Detached | Single-Family Detached | Single-Family Detached | 3000-3999 | 2500-3999 | 2 | Natural Gas | 100% Conditioned | Central AC | None | Natural Gas Fuel Furnace | None | 200000+ | 100% Incandescent | Occupied | 1990s | Natural Gas | Yes | 67.9925 | 778.6898 | 45.426 | 994.0971 | 4205.8629 | 0 | 0 | 735.3153 | 0 | 0 | 0 | 0 | 0 | 264.9362 | 0 | 3321.6675 | 21.9803 | 7048.9454 | 0 | 0 | 0 | 44.2537 | 914.0887 | 0 | 0 | 0 | 0 | 0 | 0 | 0 | 0 | 31988.4142 | 0 | 9254.8913 | 0 | 0 | 1297.1326 | 0 | 0 | 0 | 0 | 0 | 60983.9867 | 60983.9867 | 18443.5486 | 18443.5486 | 0 | 42540.4381 | 0 | 3139.5827 | 0 | 9698.3233 | 0 | 6851.9096 | 0 | 9698.3233 | 0 | 6053.8742 | 0 | 9698.3233 | 0 | 7272.4728 | 0 | 9698.3233 | 0 | 12837.906 | 16550.233 | 15752.1975 | 16970.7961
99993 | 242.131 | 1220 | 2 | Standard Efficiency, No usage | Electric, 120% Usage | EnergyStar, 120% Usage | Electric, 120% Usage | None | 300-400% | None | None | Single-Family Detached | Single-Family Detached | Single-Family Detached | 1000-1499 | 0-1499 | 1 | Electricity | 100% Conditioned | Heat Pump | None | Electricity ASHP | None | 45000-49999 | 100% Incandescent | Vacant | 1960s | Electricity | Yes | 0 | 0 | 0 | 1174.6288 | 3365.6282 | 0 | 319.7405 | 115.47 | 73.5608 | 1566.4649 | 0 | 0 | 348.1684 | 0 | 0 | 0 | 16.412 | 0 | 0 | 0 | 0 | 0 | 434.0383 | 0 | 0 | 0 | 0 | 0 | 0 | 0 | 0 | 0 | 0 | 0 | 0 | 0 | 0 | 0 | 0 | 0 | 0 | 0 | 7413.8189 | 7413.8189 | 7413.8189 | 7413.8189 | 0 | 0 | 0 | 1292.0388 | 0 | 0 | 0 | 2784.4552 | 0 | 0 | 0 | 2467.8627 | 0 | 0 | 0 | 2884.6461 | 0 | 0 | 0 | 1292.0388 | 2784.4552 | 2467.8627 | 2884.6461
100007 | 242.131 | 1690 | 2 | Standard Efficiency | Electric, 80% Usage | EnergyStar, 80% Usage | Electric, 80% Usage | 318 Rated kWh, 80% Usage | 400%+ | None | None | Single-Family Detached | Single-Family Detached | Single-Family Detached | 1500-1999 | 1500-2499 | 1 | Fuel Oil | 100% Conditioned | Central AC | None | Fuel Oil Fuel Boiler | None | 80000-99999 | 100% LED | Occupied | 1960s | Electricity | Yes | 67.9925 | 320.0336 | 18.7565 | 1347.8339 | 6646.5588 | 77.9569 | 0 | 228.3024 | 0 | 0 | 0 | 0 | 1314.4237 | 30.7725 | 0 | 473.6028 | 16.412 | 1191.3339 | 0 | 0 | 0 | 324.4297 | 727.1093 | 0 | 0 | 22859.8365 | 0 | 0 | 0 | 0 | 0 | 0 | 0 | 0 | 0 | 0 | 0 | 0 | 0 | 0 | 0 | 0 | 35645.9412 | 35645.9412 | 12785.8116 | 12785.8116 | 22859.8365 | 0 | 0 | 2249.492 | 6931.1146 | 0 | 0 | 4728.4868 | 6931.1146 | 0 | 0 | 4218.2829 | 6931.1146 | 0 | 0 | 4918.1447 | 6931.1146 | 0 | 0 | 9180.6066 | 11659.6014 | 11149.3975 | 11849.2593
100092 | 242.131 | 617 | 1 | None | None | None | Gas, 100% Usage | 290 Rated kWh, 100% Usage | 300-400% | 6 | None | 5 to 9 Unit | Multifamily with 5+ units, 1-3 stories | Multi-Family with 5+ Units | 500-749 | 0-1499 | 3 | Natural Gas | 60% Conditioned | Room AC | Heating Only | Natural Gas Shared Heating | Boiler Baseboards Heating Only, Natural Gas | 35000-39999 | 100% Incandescent | Occupied | 1970s | Natural Gas | No | 0 | 0 | 0 | 0 | 1266.067 | 60.3726 | 0 | 125.4344 | 0 | 0 | 0 | 0 | 0 | 130.7097 | 0 | 1017.8358 | 16.412 | 1371.2795 | 0 | 0 | 0 | 23.7388 | 434.0383 | 0 | 0 | 0 | 0 | 0 | 0 | 0 | 0 | 8608.3765 | 0 | 2663.1368 | 0 | 0 | 694.8715 | 0 | 0 | 0 | 0 | 0 | 16412.5661 | 16412.5661 | 4446.1812 | 4446.1812 | 0 | 11966.3849 | 0 | 756.0559 | 0 | 2728.0982 | 0 | 1640.689 | 0 | 2728.0982 | 0 | 1449.341 | 0 | 2728.0982 | 0 | 1755.0178 | 0 | 2728.0982 | 0 | 3484.1541 | 4368.7872 | 4177.4392 | 4483.116
100152 | 242.131 | 617 | 1 | Standard Efficiency | Electric, 120% Usage | EnergyStar, 120% Usage | Electric, 120% Usage | 290 Rated kWh, 120% Usage | 400%+ | 323 | None | 50 or more Unit | Multifamily with 5+ units, 1-3 stories | Multi-Family with 5+ Units | 500-749 | 0-1499 | 3 | Electricity | 100% Conditioned | Heat Pump | None | Electricity ASHP | None | 70000-79999 | 100% CFL | Occupied | 1970s | Electricity | No | 81.7668 | 444.0027 | 25.7903 | 316.8098 | 1348.7131 | 99.3511 | 0 | 105.5056 | 301.8632 | 1151.7693 | 0 | 0 | 3306.4278 | 32.824 | 0 | 325.602 | 16.412 | 3133.2228 | 0 | 0 | 0 | 467.4484 | 434.0383 | 0 | 0 | 0 | 0 | 0 | 0 | 0 | 0 | 0 | 0 | 0 | 0 | 0 | 0 | 0 | 0 | 0 | 0 | 0 | 11590.9608 | 11590.9608 | 11590.9608 | 11590.9608 | 0 | 0 | 0 | 1971.6844 | 0 | 0 | 0 | 4447.9926 | 0 | 0 | 0 | 3903.8722 | 0 | 0 | 0 | 4704.3906 | 0 | 0 | 0 | 1971.6844 | 4447.9926 | 3903.8722 | 4704.3906
100155 | 242.131 | 1675 | 3 | Standard Efficiency | Electric, 80% Usage | Standard, 80% Usage | Gas, 80% Usage | 290 Rated kWh, 80% Usage | 300-400% | None | 15 | Single-Family Attached | Single-Family Attached | Single-Family Attached | 1500-1999 | 1500-2499 | 2 | Natural Gas | 100% Conditioned | Central AC | None | Natural Gas Fuel Furnace | None | 100000-119999 | 100% LED | Occupied | 1980s | Natural Gas | Yes | 67.9925 | 931.0868 | 34.8755 | 256.7303 | 1557.3797 | 119.8661 | 0 | 495.8763 | 0 | 0 | 0 | 0 | 0 | 30.4794 | 0 | 470.6721 | 21.9803 | 1126.2721 | 0 | 0 | 0 | 28.4279 | 434.0383 | 0 | 0 | 0 | 0 | 0 | 0 | 0 | 0 | 19941.1417 | 0 | 3581.9146 | 0 | 0 | 831.7357 | 0 | 0 | 0 | 0 | 0 | 29930.7622 | 29930.7622 | 5575.6771 | 5575.6771 | 0 | 24355.0851 | 0 | 978.6541 | 0 | 5552.4673 | 0 | 2127.6199 | 0 | 5552.4673 | 0 | 1879.1783 | 0 | 5552.4673 | 0 | 2248.8144 | 0 | 5552.4673 | 0 | 6531.1214 | 7680.0872 | 7431.6456 | 7801.2816
100184 | 242.131 | 333 | 1 | Standard Efficiency | Electric, 100% Usage | Standard, 100% Usage | Electric, 100% Usage | None | 100-150% | 116 | None | 50 or more Unit | Multifamily with 5+ units, 1-3 stories | Multi-Family with 5+ Units | 0-499 | 0-1499 | 3 | Natural Gas | 100% Conditioned | Central AC | None | Natural Gas Fuel Furnace | None | 20000-24999 | 100% LED | Occupied | 1990s | Natural Gas | Yes | 67.9925 | 705.129 | 26.3764 | 263.764 | 1415.5333 | 0 | 0 | 2.3446 | 0 | 0 | 0 | 0 | 0 | 19.3427 | 0 | 189.0308 | 16.412 | 1452.1672 | 0 | 0 | 0 | 389.4915 | 434.0383 | 0 | 0 | 0 | 0 | 0 | 0 | 0 | 0 | 662.6337 | 0 | 3695.3331 | 0 | 0 | 0 | 0 | 0 | 0 | 0 | 0 | 9339.8819 | 9339.8819 | 4981.9151 | 4981.9151 | 0 | 4357.9668 | 0 | 818.4947 | 0 | 993.5542 | 0 | 1818.4654 | 0 | 993.5542 | 0 | 1605.302 | 0 | 993.5542 | 0 | 1930.4537 | 0 | 993.5542 | 0 | 1812.0489 | 2812.0196 | 2598.8561 | 2924.0079
100203 | 242.131 | 2176 | 4 | Standard Efficiency | Electric, 80% Usage | EnergyStar, 80% Usage | Electric, 80% Usage | None | 300-400% | None | None | Single-Family Detached | Single-Family Detached | Single-Family Detached | 2000-2499 | 1500-2499 | 1 | Electricity | 100% Conditioned | Central AC | None | Electricity Electric Furnace | None | 60000-69999 | 100% CFL | Occupied | 1960s | Propane | Yes | 67.9925 | 419.6778 | 24.618 | 550.9736 | 2986.1011 | 0 | 319.7405 | 563.5757 | 0 | 27189.9616 | 0 | 0 | 0 | 52.1667 | 24.911 | 753.7788 | 21.9803 | 1426.0838 | 0 | 0 | 0 | 377.1825 | 480.0504 | 0 | 0 | 0 | 0 | 0 | 0 | 0 | 0 | 0 | 0 | 0 | 0 | 0 | 0 | 0 | 0 | 0 | 3123.8445 | 0 | 38382.3458 | 38382.3458 | 35258.5012 | 35258.5012 | 0 | 0 | 3123.8445 | 6360.1552 | 0 | 0 | 859.6102 | 14769.5359 | 0 | 0 | 859.6102 | 12820.8255 | 0 | 0 | 859.6102 | 15574.6524 | 0 | 0 | 859.6102 | 7219.7653 | 15629.1461 | 13680.4357 | 16434.2626
100243 | 242.131 | 885 | 3 | Standard Efficiency | Gas, 120% Usage | Standard, 120% Usage | Electric, 120% Usage | 318 Rated kWh, 120% Usage | 200-300% | None | None | Single-Family Detached | Single-Family Detached | Single-Family Detached | 750-999 | 0-1499 | 1 | Natural Gas | None | None | None | Natural Gas Fuel Wall/Floor Furnace | None | 40000-44999 | 100% Incandescent | Occupied | 1940s | Natural Gas | Yes | 67.9925 | 81.7668 | 34.2893 | 0 | 0 | 117.2284 | 319.7405 | 0 | 0 | 0 | 0 | 0 | 0 | 144.191 | 0 | 1247.8966 | 21.9803 | 4253.3404 | 0 | 0 | 0 | 486.498 | 914.0887 | 0 | 0 | 0 | 0 | 1087.0006 | 0 | 0 | 0 | 19813.0697 | 0 | 6463.6824 | 0 | 0 | 0 | 0 | 0 | 0 | 0 | 0 | 35053.0584 | 35053.0584 | 7689.0126 | 7689.0126 | 0 | 27364.0458 | 0 | 1281.53 | 0 | 6238.4092 | 0 | 2884.6937 | 0 | 6238.4092 | 0 | 2535.5242 | 0 | 6238.4092 | 0 | 3068.4898 | 0 | 6238.4092 | 0 | 7519.9392 | 9123.1029 | 8773.9334 | 9306.899
100357 | 242.131 | 1690 | 2 | Standard Efficiency | Electric, 120% Usage | EnergyStar, 120% Usage | Electric, 120% Usage | None | 200-300% | None | None | Single-Family Detached | Single-Family Detached | Single-Family Detached | 1500-1999 | 1500-2499 | 1 | Fuel Oil | 100% Conditioned | Central AC | None | Fuel Oil Fuel Furnace | None | 45000-49999 | 100% Incandescent | Occupied | 1970s | Electricity | Yes | 81.7668 | 480.0504 | 28.1348 | 1023.4042 | 5046.3908 | 0 | 0 | 957.1701 | 0 | 0 | 0 | 0 | 3607.9979 | 184.6348 | 0 | 1938.9582 | 16.412 | 4765.3356 | 0 | 0 | 0 | 486.498 | 480.0504 | 0 | 0 | 38532.3981 | 0 | 0 | 0 | 0 | 0 | 0 | 0 | 0 | 0 | 0 | 0 | 0 | 0 | 0 | 0 | 0 | 57628.9091 | 57628.9091 | 19096.2179 | 19096.2179 | 38532.3981 | 0 | 0 | 3241.1116 | 11682.9954 | 0 | 0 | 7078.2595 | 11682.9954 | 0 | 0 | 6253.7578 | 11682.9954 | 0 | 0 | 7507.8196 | 11682.9954 | 0 | 0 | 14924.107 | 18761.2549 | 17936.7533 | 19190.8151
100420 | 242.131 | 2115 | 3 | Standard Efficiency | Electric, 100% Usage | EnergyStar, 100% Usage | Electric, 100% Usage | None | 400%+ | 116 | None | 50 or more Unit | Multifamily with 5+ units, 4-7 stories | Multi-Family with 5+ Units | 2000-2499 | 1500-2499 | 5 | Electricity | 100% Conditioned | Heat Pump | None | Electricity ASHP | None | 200000+ | 100% CFL | Occupied | 2010s | Electricity | No | 67.9925 | 369.8557 | 21.6873 | 274.9007 | 1164.6644 | 0 | 0 | 147.4147 | 302.4493 | 1625.0791 | 0 | 0 | 1663.4714 | 51.5805 | 0 | 737.0737 | 21.9803 | 2169.8982 | 0 | 0 | 0 | 389.4915 | 434.0383 | 0 | 0 | 0 | 0 | 0 | 0 | 0 | 0 | 0 | 0 | 0 | 0 | 0 | 0 | 0 | 0 | 0 | 0 | 0 | 9441.2845 | 9441.2845 | 9441.2845 | 9441.2845 | 0 | 0 | 0 | 1594.0488 | 0 | 0 | 0 | 3626.593 | 0 | 0 | 0 | 3181.2401 | 0 | 0 | 0 | 3810.8681 | 0 | 0 | 0 | 1594.0488 | 3626.593 | 3181.2401 | 3810.8681
100441 | 242.131 | 2631 | 2 | Standard Efficiency | Electric, 100% Usage | Standard, 100% Usage | Gas, 100% Usage | 290 Rated kWh, 100% Usage | 400%+ | None | 36 | Single-Family Attached | Single-Family Attached | Single-Family Attached | 2500-2999 | 2500-3999 | 3 | Natural Gas | 100% Conditioned | Central AC | None | Natural Gas Fuel Furnace | None | 100000-119999 | 100% CFL | Occupied | 2010s | Natural Gas | Yes | 67.9925 | 552.439 | 20.808 | 555.9558 | 2559.0966 | 60.3726 | 0 | 82.9391 | 0 | 0 | 0 | 0 | 0 | 58.0281 | 0 | 878.6271 | 16.412 | 1875.0687 | 0 | 0 | 0 | 23.7388 | 480.0504 | 0 | 0 | 0 | 0 | 0 | 0 | 0 | 0 | 12763.2451 | 0 | 2322.0021 | 0 | 0 | 694.8715 | 0 | 0 | 0 | 0 | 0 | 23011.3543 | 23011.3543 | 7231.2356 | 7231.2356 | 0 | 15779.8256 | 0 | 1256.826 | 0 | 3597.496 | 0 | 2705.0906 | 0 | 3597.496 | 0 | 2515.494 | 0 | 3597.496 | 0 | 2978.8663 | 0 | 3597.496 | 0 | 4854.322 | 6302.5866 | 6112.99 | 6576.3623
100553 | 242.131 | 853 | 2 | None | None | None | Electric, 100% Usage | None | 0-100% | 116 | None | 50 or more Unit | Multifamily with 5+ units, 1-3 stories | Multi-Family with 5+ Units | 750-999 | 0-1499 | 3 | Natural Gas | 100% Conditioned | Central AC | None | Natural Gas Fuel Furnace | None | <10000 | 100% Incandescent | Vacant | 1990s | Electricity | Yes | 0 | 0 | 0 | 244.7143 | 988.8218 | 0 | 0 | 8.4991 | 0 | 0 | 0 | 0 | 334.6872 | 0 | 0 | 0 | 16.412 | 0 | 0 | 0 | 0 | 0 | 434.0383 | 0 | 0 | 0 | 0 | 0 | 0 | 0 | 0 | 1738.4976 | 0 | 0 | 0 | 0 | 0 | 0 | 0 | 0 | 0 | 0 | 3765.3771 | 3765.3771 | 2027.1726 | 2027.1726 | 0 | 1738.4976 | 0 | 341.5043 | 0 | 396.3281 | 0 | 725.3713 | 0 | 396.3281 | 0 | 646.2312 | 0 | 396.3281 | 0 | 762.7732 | 0 | 396.3281 | 0 | 737.8324 | 1121.6995 | 1042.5594 | 1159.1013
100594 | 242.131 | 1220 | 3 | Standard Efficiency, No usage | Electric, 100% Usage | Standard, 100% Usage | Electric, 100% Usage | None | 200-300% | None | None | Single-Family Detached | Single-Family Detached | Single-Family Detached | 1000-1499 | 0-1499 | 2 | Fuel Oil | 100% Conditioned | Central AC | None | Fuel Oil Fuel Furnace | None | 40000-44999 | 100% LED | Vacant | 1960s | Electricity | Yes | 0 | 0 | 0 | 932.8452 | 5479.2567 | 0 | 0 | 160.3099 | 0 | 0 | 978.8574 | 966.8415 | 359.3051 | 0 | 0 | 0 | 21.9803 | 0 | 0 | 2172.5358 | 0 | 0 | 914.0887 | 0 | 0 | 6751.1852 | 0 | 0 | 0 | 0 | 0 | 0 | 0 | 0 | 0 | 0 | 0 | 0 | 0 | 0 | 0 | 0 | 18736.9127 | 18736.9127 | 11985.7275 | 11985.7275 | 6751.1852 | 0 | 0 | 1994.5958 | 2046.9658 | 0 | 0 | 4245.415 | 2046.9658 | 0 | 0 | 3787.4849 | 2046.9658 | 0 | 0 | 4442.28 | 2046.9658 | 0 | 0 | 4041.5615 | 6292.3808 | 5834.4507 | 6489.2458
100625 | 242.131 | 617 | 3 | Standard Efficiency | Electric, 80% Usage | EnergyStar, 80% Usage | Electric, 80% Usage | 290 Rated kWh, 80% Usage | 0-100% | None | 5 | Single-Family Attached | Single-Family Attached | Single-Family Attached | 500-749 | 0-1499 | 2 | Natural Gas | 40% Conditioned | Room AC | None | Natural Gas Fuel Furnace | None | 15000-19999 | 100% LED | Occupied | <1940 | Natural Gas | Yes | 67.9925 | 360.1843 | 21.1011 | 0 | 711.2835 | 84.1114 | 319.7405 | 113.4185 | 0 | 0 | 0 | 0 | 0 | 21.6873 | 0 | 248.8173 | 21.9803 | 914.0887 | 0 | 0 | 0 | 345.5308 | 1836.0903 | 0 | 0 | 0 | 0 | 0 | 0 | 0 | 0 | 4554.9106 | 0 | 2721.751 | 0 | 0 | 0 | 0 | 0 | 0 | 0 | 0 | 12342.395 | 12342.395 | 5065.7334 | 5065.7334 | 0 | 7276.6616 | 0 | 852.5514 | 0 | 1658.9061 | 0 | 1887.8859 | 0 | 1658.9061 | 0 | 1665.2442 | 0 | 1658.9061 | 0 | 1999.1294 | 0 | 1658.9061 | 0 | 2511.4575 | 3546.7921 | 3324.1503 | 3658.0356
100714 | 242.131 | 1220 | 3 | Standard Efficiency | Electric, 100% Usage | EnergyStar, 100% Usage | Propane, 100% Usage | None | 100-150% | None | None | Single-Family Detached | Single-Family Detached | Single-Family Detached | 1000-1499 | 0-1499 | 2 | Fuel Oil | 100% Conditioned | Central AC | None | Fuel Oil Fuel Furnace | None | 35000-39999 | 100% Incandescent | Occupied | <1940 | Electricity | Yes | 67.9925 | 648.8593 | 37.8062 | 1117.1869 | 3241.366 | 0 | 319.7405 | 387.1469 | 0 | 0 | 0 | 0 | 3723.1749 | 160.896 | 0 | 1535.3993 | 21.9803 | 2862.7182 | 0 | 0 | 0 | 36.927 | 868.0765 | 0 | 0 | 25080.143 | 0 | 0 | 0 | 0 | 0 | 0 | 0 | 0 | 0 | 0 | 0 | 0 | 0 | 0 | 0 | 1080.8461 | 41190.5527 | 41190.5527 | 15029.2706 | 15029.2706 | 25080.143 | 0 | 1080.8461 | 2604.9633 | 7604.2733 | 0 | 297.4568 | 5653.4351 | 7604.2733 | 0 | 297.4568 | 4996.6139 | 7604.2733 | 0 | 297.4568 | 5980.5465 | 7604.2733 | 0 | 297.4568 | 10506.6934 | 13555.1653 | 12898.344 | 13882.2766
100732 | 242.131 | 2176 | 4 | Standard Efficiency | Electric, 100% Usage | EnergyStar, 100% Usage | Electric, 100% Usage | None | 400%+ | None | None | Single-Family Detached | Single-Family Detached | Single-Family Detached | 2000-2499 | 1500-2499 | 1 | Natural Gas | 100% Conditioned | Central AC | None | Natural Gas Fuel Furnace | None | 160000-179999 | 100% CFL | Occupied | 2000s | Natural Gas | Yes | 67.9925 | 400.042 | 23.4457 | 293.6572 | 1893.2391 | 0 | 0 | 419.3847 | 0 | 0 | 0 | 0 | 0 | 52.1667 | 24.911 | 753.7788 | 21.9803 | 2537.1163 | 0 | 0 | 0 | 405.6104 | 1206.8667 | 0 | 0 | 0 | 0 | 0 | 0 | 0 | 0 | 16705.6371 | 0 | 3685.0756 | 0 | 0 | 0 | 0 | 0 | 0 | 0 | 0 | 28491.1971 | 28491.1971 | 8100.4844 | 8100.4844 | 0 | 20390.7128 | 0 | 1428.8636 | 0 | 4648.6346 | 0 | 3141.4256 | 0 | 4648.6346 | 0 | 2884.9445 | 0 | 4648.6346 | 0 | 3429.0073 | 0 | 4648.6346 | 0 | 6077.4982 | 7790.0602 | 7533.5791 | 8077.6419
100795 | 242.131 | 1220 | 3 | Standard Efficiency | Electric, 100% Usage | EnergyStar, 100% Usage | Electric, 100% Usage | None | 400%+ | None | None | Single-Family Detached | Single-Family Detached | Single-Family Detached | 1000-1499 | 0-1499 | 2 | Natural Gas | 100% Conditioned | Central AC | None | Natural Gas Fuel Furnace | None | 160000-179999 | 100% LED | Occupied | 1970s | Natural Gas | Yes | 67.9925 | 524.5972 | 30.7725 | 631.2751 | 3241.366 | 0 | 0 | 815.3237 | 0 | 0 | 0 | 0 | 0 | 26.9625 | 0 | 375.131 | 21.9803 | 2547.9599 | 0 | 0 | 0 | 471.2583 | 400.042 | 0 | 0 | 0 | 0 | 0 | 0 | 0 | 0 | 32693.2501 | 0 | 4798.1596 | 0 | 0 | 0 | 0 | 0 | 0 | 0 | 0 | 46645.7776 | 46645.7776 | 9154.3679 | 9154.3679 | 0 | 37491.4097 | 0 | 1571.7778 | 0 | 8547.2769 | 0 | 3401.1717 | 0 | 8547.2769 | 0 | 3013.9185 | 0 | 8547.2769 | 0 | 3573.5812 | 0 | 8547.2769 | 0 | 10119.0547 | 11948.4486 | 11561.1954 | 12120.8581
100828 | 242.131 | 885 | 2 | Standard Efficiency | Gas, 80% Usage | Standard, 80% Usage | Electric, 80% Usage | None | 0-100% | None | None | Single-Family Detached | Single-Family Detached | Single-Family Detached | 750-999 | 0-1499 | 1 | Natural Gas | 100% Conditioned | Central AC | None | Natural Gas Fuel Furnace | None | 10000-14999 | 100% CFL | Occupied | <1940 | Natural Gas | Yes | 67.9925 | 37.5131 | 15.8258 | 439.3135 | 1378.3132 | 0 | 0 | 128.3651 | 0 | 0 | 0 | 0 | 0 | 36.0477 | 0 | 399.1628 | 16.412 | 905.8827 | 0 | 0 | 0 | 271.6769 | 434.0383 | 0 | 0 | 0 | 0 | 499.3931 | 0 | 0 | 0 | 12331.2583 | 0 | 2249.9066 | 0 | 0 | 0 | 0 | 0 | 0 | 0 | 0 | 19211.1017 | 19211.1017 | 4130.8367 | 4130.8367 | 0 | 15080.558 | 0 | 741.7528 | 0 | 3438.051 | 0 | 1613.4217 | 0 | 3438.051 | 0 | 1485.9486 | 0 | 3438.051 | 0 | 1750.5939 | 0 | 3438.051 | 0 | 4179.8038 | 5051.4727 | 4923.9996 | 5188.6449
100843 | 242.131 | 1202 | 2 | Standard Efficiency | Electric, 120% Usage | Standard, 120% Usage | Electric, 120% Usage | None | 400%+ | None | 16 | Single-Family Attached | Single-Family Attached | Single-Family Attached | 1000-1499 | 0-1499 | 2 | Electricity | 100% Conditioned | Heat Pump | None | Electricity ASHP | None | 80000-99999 | 100% Incandescent | Occupied | 1970s | Electricity | Yes | 67.9925 | 846.3893 | 31.6517 | 747.0382 | 2812.31 | 0 | 0 | 189.9101 | 587.6075 | 1980.8674 | 0 | 0 | 3682.438 | 160.0168 | 0 | 1519.8666 | 16.412 | 3573.4156 | 0 | 0 | 0 | 467.4484 | 480.0504 | 0 | 0 | 0 | 0 | 0 | 0 | 0 | 0 | 0 | 0 | 0 | 0 | 0 | 0 | 0 | 0 | 0 | 0 | 0 | 17163.7072 | 17163.7072 | 17163.7072 | 17163.7072 | 0 | 0 | 0 | 2887.3023 | 0 | 0 | 0 | 6522.1371 | 0 | 0 | 0 | 5732.0159 | 0 | 0 | 0 | 6892.0213 | 0 | 0 | 0 | 2887.3023 | 6522.1371 | 5732.0159 | 6892.0213
100881 | 242.131 | 1202 | 2 | Standard Efficiency | Electric, 100% Usage | EnergyStar, 100% Usage | Electric, 100% Usage | 318 Rated kWh, 100% Usage | 300-400% | None | 36 | Single-Family Attached | Single-Family Attached | Single-Family Attached | 1000-1499 | 0-1499 | 1 | Electricity | 40% Conditioned | Room AC | None | Electricity Baseboard | None | 80000-99999 | 100% Incandescent | Occupied | <1940 | Electricity | Yes | 67.9925 | 530.4586 | 31.0655 | 0 | 704.8359 | 136.5711 | 319.7405 | 0 | 0 | 5869.9205 | 0 | 0 | 3147.2902 | 160.0168 | 0 | 1519.8666 | 16.412 | 2048.8599 | 0 | 0 | 0 | 474.4821 | 480.0504 | 0 | 0 | 0 | 0 | 0 | 0 | 0 | 0 | 0 | 0 | 0 | 0 | 0 | 0 | 0 | 0 | 0 | 0 | 0 | 15507.2695 | 15507.2695 | 15507.2695 | 15507.2695 | 0 | 0 | 0 | 2799.9241 | 0 | 0 | 0 | 6229.3274 | 0 | 0 | 0 | 5621.1843 | 0 | 0 | 0 | 6873.937 | 0 | 0 | 0 | 2799.9241 | 6229.3274 | 5621.1843 | 6873.937
101062 | 242.131 | 1220 | 4 | Standard Efficiency | Electric, 100% Usage | Standard, 100% Usage | Gas, 100% Usage | 290 Rated kWh, 100% Usage | 200-300% | None | None | Single-Family Detached | Single-Family Detached | Single-Family Detached | 1000-1499 | 0-1499 | 1 | Natural Gas | 40% Conditioned | Room AC | None | Natural Gas Fuel Furnace | None | 70000-79999 | 100% Incandescent | Occupied | 1940s | Natural Gas | Yes | 67.9925 | 1469.4583 | 55.0974 | 0 | 1512.2467 | 195.1853 | 0 | 251.1619 | 0 | 0 | 0 | 0 | 0 | 160.896 | 0 | 1535.3993 | 21.9803 | 3177.4765 | 0 | 0 | 0 | 41.323 | 868.0765 | 0 | 0 | 0 | 0 | 0 | 0 | 0 | 0 | 10106.8489 | 0 | 6989.4519 | 0 | 0 | 1214.7796 | 0 | 0 | 0 | 0 | 0 | 27667.6674 | 27667.6674 | 9356.587 | 9356.587 | 0 | 18311.0805 | 0 | 1599.1404 | 0 | 4174.553 | 0 | 3526.5346 | 0 | 4174.553 | 0 | 3108.4463 | 0 | 4174.553 | 0 | 3743.9519 | 0 | 4174.553 | 0 | 5773.6934 | 7701.0876 | 7282.9993 | 7918.5049
101156 | 242.131 | 1690 | 3 | Standard Efficiency | Electric, 100% Usage | Standard, 100% Usage | Electric, 100% Usage | 318 Rated kWh, 100% Usage | 150-200% | None | None | Single-Family Detached | Single-Family Detached | Single-Family Detached | 1500-1999 | 1500-2499 | 1 | Natural Gas | 100% Conditioned | Central AC | None | Natural Gas Fuel Wall/Floor Furnace | None | 30000-34999 | 100% Incandescent | Occupied | 1960s | Natural Gas | Yes | 67.9925 | 762.864 | 28.4279 | 846.6823 | 3302.0317 | 97.5927 | 319.7405 | 0 | 0 | 0 | 0 | 0 | 0 | 184.6348 | 0 | 1938.9582 | 21.9803 | 2382.6678 | 0 | 0 | 0 | 405.6104 | 1160.8545 | 0 | 0 | 0 | 0 | 0 | 0 | 0 | 0 | 8670.8007 | 0 | 4038.2263 | 0 | 0 | 0 | 0 | 0 | 0 | 0 | 0 | 24228.7715 | 24228.7715 | 11519.7445 | 11519.7445 | 0 | 12709.027 | 0 | 1913.8024 | 0 | 2897.4015 | 0 | 4158.1978 | 0 | 2897.4015 | 0 | 3688.2684 | 0 | 2897.4015 | 0 | 4382.7315 | 0 | 2897.4015 | 0 | 4811.2039 | 7055.5994 | 6585.67 | 7280.133
101249 | 242.131 | 1138 | 2 | Standard Efficiency | None | None | Electric, 100% Usage | None | 200-300% | 12 | None | 10 to 19 Unit | Multifamily with 5+ units, 1-3 stories | Multi-Family with 5+ Units | 1000-1499 | 0-1499 | 1 | Electricity | 40% Conditioned | Room AC | None | Electricity Baseboard | None | 45000-49999 | 100% CFL | Occupied | 1980s | Electricity | Yes | 67.9925 | 0 | 0 | 0 | 786.0166 | 0 | 0 | 0 | 0 | 7732.6802 | 0 | 0 | 1870.9657 | 39.2715 | 0 | 468.6206 | 16.412 | 1776.3038 | 0 | 0 | 0 | 389.4915 | 480.0504 | 0 | 0 | 0 | 0 | 0 | 0 | 0 | 0 | 0 | 0 | 0 | 0 | 0 | 0 | 0 | 0 | 0 | 0 | 0 | 13628.0978 | 13628.0978 | 13628.0978 | 13628.0978 | 0 | 0 | 0 | 2417.9653 | 0 | 0 | 0 | 5573.0064 | 0 | 0 | 0 | 4849.7234 | 0 | 0 | 0 | 5902.4524 | 0 | 0 | 0 | 2417.9653 | 5573.0064 | 4849.7234 | 5902.4524
101326 | 242.131 | 1690 | 3 | Standard Efficiency, No usage | Electric, 120% Usage | Standard, 120% Usage | Electric, 120% Usage | 318 Rated kWh, 120% Usage | 400%+ | None | None | Single-Family Detached | Single-Family Detached | Single-Family Detached | 1500-1999 | 1500-2499 | 1 | Electricity | 100% Conditioned | Heat Pump | None | Electricity ASHP | None | 120000-139999 | 100% CFL | Vacant | 2010s | Propane | Yes | 0 | 0 | 0 | 789.2404 | 2154.0724 | 0 | 0 | 66.8202 | 140.088 | 1003.1823 | 0 | 0 | 0 | 0 | 0 | 0 | 21.9803 | 0 | 0 | 0 | 0 | 0 | 868.0765 | 0 | 0 | 0 | 0 | 0 | 0 | 0 | 0 | 0 | 0 | 0 | 0 | 0 | 0 | 0 | 0 | 0 | 1654.6793 | 0 | 6697.8462 | 6697.8462 | 5042.8739 | 5042.8739 | 0 | 0 | 1654.6793 | 806.1461 | 0 | 0 | 455.3632 | 1766.892 | 0 | 0 | 455.3632 | 1567.9078 | 0 | 0 | 455.3632 | 1845.5503 | 0 | 0 | 455.3632 | 1261.5093 | 2222.2552 | 2023.271 | 2300.9135
101349 | 242.131 | 1675 | 2 | Standard Efficiency | Electric, 120% Usage | EnergyStar, 120% Usage | Electric, 120% Usage | 290 Rated kWh, 120% Usage | 400%+ | None | 5 | Single-Family Attached | Single-Family Attached | Single-Family Attached | 1500-1999 | 1500-2499 | 2 | Natural Gas | 100% Conditioned | Central AC | None | Natural Gas Fuel Furnace | None | 160000-179999 | 100% CFL | Occupied | 2000s | Electricity | Yes | 67.9925 | 347.5823 | 20.2219 | 626.2929 | 2995.4794 | 72.3886 | 0 | 87.6282 | 0 | 0 | 0 | 0 | 2212.3935 | 46.0122 | 0 | 616.0354 | 16.412 | 3456.7733 | 0 | 0 | 0 | 416.454 | 434.0383 | 0 | 0 | 0 | 0 | 0 | 0 | 0 | 0 | 6195.5224 | 0 | 0 | 0 | 0 | 0 | 0 | 0 | 0 | 0 | 0 | 17611.5198 | 17611.5198 | 11415.9974 | 11415.9974 | 0 | 6195.5224 | 0 | 1988.9105 | 0 | 1412.4295 | 0 | 4330.2114 | 0 | 1412.4295 | 0 | 3826.8772 | 0 | 1412.4295 | 0 | 4565.2421 | 0 | 1412.4295 | 0 | 3401.34 | 5742.6409 | 5239.3067 | 5977.6716
101422 | 242.131 | 13414 | 2 | Standard Efficiency | None | EnergyStar, 100% Usage | Electric, 100% Usage | 318 Rated kWh, 100% Usage | 200-300% | None | 12 | Single-Family Attached | Single-Family Attached | Single-Family Attached | 4000+ | 4000+ | 1 | Natural Gas | 100% Conditioned | Central AC | None | Natural Gas Fuel Furnace | None | 35000-39999 | 100% LED | Occupied | 2000s | Natural Gas | Yes | 67.9925 | 0 | 21.6873 | 483.5673 | 2194.5162 | 88.5075 | 0 | 634.4989 | 0 | 0 | 0 | 0 | 0 | 128.3651 | 0 | 2932.4691 | 16.412 | 3662.5092 | 0 | 0 | 0 | 389.4915 | 434.0383 | 0 | 0 | 0 | 0 | 0 | 0 | 0 | 0 | 25516.8189 | 0 | 3575.174 | 0 | 0 | 0 | 0 | 0 | 0 | 0 | 0 | 40146.0475 | 40146.0475 | 11054.0546 | 11054.0546 | 0 | 29091.9928 | 0 | 1942.8563 | 0 | 6632.3591 | 0 | 4244.9437 | 0 | 6632.3591 | 0 | 3743.8639 | 0 | 6632.3591 | 0 | 4478.5955 | 0 | 6632.3591 | 0 | 8575.2155 | 10877.3029 | 10376.223 | 11110.9547
101570 | 242.131 | 1690 | 3 | None | Electric, 100% Usage | Standard, 100% Usage | Electric, 100% Usage | 290 Rated kWh, 100% Usage | 100-150% | None | None | Single-Family Detached | Single-Family Detached | Single-Family Detached | 1500-1999 | 1500-2499 | 1 | Fuel Oil | 100% Conditioned | Central AC | None | Fuel Oil Fuel Furnace | None | 15000-19999 | 100% Incandescent | Occupied | 1950s | Electricity | Yes | 0 | 525.7695 | 19.6358 | 898.5559 | 5160.9815 | 56.5627 | 0 | 469.2068 | 0 | 0 | 0 | 0 | 1336.111 | 184.6348 | 99.9372 | 1938.9582 | 21.9803 | 2067.9095 | 0 | 0 | 0 | 339.6694 | 727.1093 | 0 | 0 | 28385.9846 | 0 | 0 | 0 | 0 | 0 | 0 | 0 | 0 | 0 | 0 | 0 | 0 | 0 | 0 | 0 | 0 | 42232.4204 | 42232.4204 | 13846.4358 | 13846.4358 | 28385.9846 | 0 | 0 | 2305.4159 | 8606.556 | 0 | 0 | 4986.3727 | 8606.556 | 0 | 0 | 4430.3278 | 8606.556 | 0 | 0 | 5249.5061 | 8606.556 | 0 | 0 | 10911.9719 | 13592.9287 | 13036.8838 | 13856.0621
101618 | 242.131 | 1675 | 3 | Standard Efficiency | Gas, 120% Usage | EnergyStar, 120% Usage | Electric, 120% Usage | None | 300-400% | None | 8 | Single-Family Attached | Single-Family Attached | Single-Family Attached | 1500-1999 | 1500-2499 | 2 | Natural Gas | 100% Conditioned | Central AC | None | Natural Gas Fuel Furnace | None | 80000-99999 | 100% LED | Occupied | 2010s | Natural Gas | Yes | 67.9925 | 48.3567 | 31.6517 | 681.9764 | 3131.7575 | 0 | 319.7405 | 190.2031 | 0 | 0 | 0 | 0 | 0 | 30.4794 | 0 | 470.6721 | 21.9803 | 3981.0774 | 0 | 0 | 0 | 518.4427 | 914.0887 | 0 | 0 | 0 | 0 | 641.5326 | 0 | 0 | 0 | 9065.2743 | 0 | 6636.8875 | 0 | 0 | 0 | 0 | 0 | 0 | 0 | 0 | 26751.8203 | 26751.8203 | 10408.126 | 10408.126 | 0 | 16343.6944 | 0 | 1800.3154 | 0 | 3725.9928 | 0 | 3912.3571 | 0 | 3725.9928 | 0 | 3465.3055 | 0 | 3725.9928 | 0 | 4097.9621 | 0 | 3725.9928 | 0 | 5526.3082 | 7638.3499 | 7191.2983 | 7823.9549
101641 | 242.131 | 866 | 4 | Standard Efficiency, No usage | Electric, 100% Usage | EnergyStar, 100% Usage | Gas, 100% Usage | None | 200-300% | None | 16 | Single-Family Attached | Single-Family Attached | Single-Family Attached | 750-999 | 0-1499 | 2 | Natural Gas | 20% Conditioned | Room AC | None | Natural Gas Fuel Furnace | None | 45000-49999 | 100% Incandescent | Vacant | <1940 | Natural Gas | Yes | 0 | 0 | 0 | 0 | 264.9362 | 0 | 319.7405 | 133.6404 | 0 | 0 | 0 | 0 | 0 | 0 | 0 | 0 | 21.9803 | 0 | 0 | 0 | 0 | 0 | 1356.0398 | 0 | 0 | 0 | 0 | 0 | 0 | 0 | 0 | 5365.8382 | 0 | 1574.0847 | 0 | 0 | 0 | 0 | 0 | 0 | 0 | 0 | 9036.2603 | 9036.2603 | 2096.3374 | 2096.3374 | 0 | 6939.9229 | 0 | 360.1845 | 0 | 1582.1515 | 0 | 792.806 | 0 | 1582.1515 | 0 | 699.7107 | 0 | 1582.1515 | 0 | 835.5212 | 0 | 1582.1515 | 0 | 1942.3361 | 2374.9575 | 2281.8622 | 2417.6727
101724 | 242.131 | 2663 | 4 | None | Electric, 100% Usage | Standard, 100% Usage | Gas, 100% Usage | 290 Rated kWh, 100% Usage | 400%+ | None | None | Single-Family Detached | Single-Family Detached | Single-Family Detached | 2500-2999 | 2500-3999 | 1 | Natural Gas | 60% Conditioned | Central AC | None | Natural Gas Fuel Furnace | None | 100000-119999 | 100% Incandescent | Occupied | 1960s | Natural Gas | Yes | 0 | 762.864 | 28.4279 | 99.058 | 2428.3869 | 91.1451 | 0 | 605.1918 | 0 | 0 | 0 | 0 | 0 | 233.2846 | 0 | 2774.2107 | 21.9803 | 2692.1508 | 0 | 0 | 0 | 27.8418 | 1206.8667 | 0 | 0 | 0 | 0 | 0 | 0 | 0 | 0 | 24171.9157 | 0 | 4118.5277 | 0 | 0 | 813.5653 | 0 | 0 | 0 | 0 | 0 | 40075.4173 | 40075.4173 | 10971.4086 | 10971.4086 | 0 | 29104.0087 | 0 | 1935.133 | 0 | 6635.1283 | 0 | 4255.6032 | 0 | 6635.1283 | 0 | 3752.2535 | 0 | 6635.1283 | 0 | 4480.1101 | 0 | 6635.1283 | 0 | 8570.2613 | 10890.7315 | 10387.3818 | 11115.2384
101816 | 242.131 | 2176 | 3 | Standard Efficiency | Electric, 100% Usage | Standard, 100% Usage | Electric, 100% Usage | None | 400%+ | None | None | Single-Family Detached | Single-Family Detached | Single-Family Detached | 2000-2499 | 1500-2499 | 1 | Electricity | 20% Conditioned | Room AC | None | Electricity Electric Furnace | None | 160000-179999 | 100% CFL | Occupied | 1990s | Electricity | Yes | 67.9925 | 1237.053 | 46.3052 | 0 | 649.1524 | 0 | 0 | 147.4147 | 0 | 6330.6282 | 0 | 0 | 3839.231 | 52.1667 | 24.911 | 753.7788 | 21.9803 | 3166.6329 | 0 | 0 | 0 | 537.1993 | 480.0504 | 0 | 0 | 0 | 0 | 0 | 0 | 0 | 0 | 0 | 0 | 0 | 0 | 0 | 0 | 0 | 0 | 0 | 0 | 0 | 17354.4965 | 17354.4965 | 17354.4965 | 17354.4965 | 0 | 0 | 0 | 2782.7379 | 0 | 0 | 0 | 6556.3511 | 0 | 0 | 0 | 5717.7237 | 0 | 0 | 0 | 6974.102 | 0 | 0 | 0 | 2782.7379 | 6556.3511 | 5717.7237 | 6974.102
101887 | 242.131 | 328 | 1 | Standard Efficiency | Electric, 120% Usage | EnergyStar, 120% Usage | Electric, 120% Usage | None | 400%+ | None | None | Mobile Home | Mobile Home | Mobile Home | 0-499 | 0-1499 | 1 | Electricity | 100% Conditioned | Heat Pump | None | Electricity ASHP | None | 70000-79999 | 100% Incandescent | Occupied | 1990s | Electricity | Yes | 67.9925 | 480.0504 | 28.1348 | 563.8687 | 1780.6998 | 0 | 319.7405 | 40.1507 | 50.7013 | 740.2975 | 0 | 0 | 3801.7179 | 116.3492 | 0 | 769.6046 | 16.412 | 4046.4323 | 0 | 0 | 0 | 486.498 | 434.0383 | 0 | 0 | 0 | 0 | 0 | 0 | 0 | 0 | 0 | 0 | 0 | 0 | 0 | 0 | 0 | 0 | 0 | 0 | 0 | 13742.9817 | 13742.9817 | 13742.9817 | 13742.9817 | 0 | 0 | 0 | 2283.0678 | 0 | 0 | 0 | 5113.2665 | 0 | 0 | 0 | 4500.265 | 0 | 0 | 0 | 5442.2471 | 0 | 0 | 0 | 2283.0678 | 5113.2665 | 4500.265 | 5442.2471
101896 | 242.131 | 2663 | 5 | Standard Efficiency | Gas, 80% Usage | EnergyStar, 80% Usage | Gas, 80% Usage | None | 400%+ | None | None | Single-Family Detached | Single-Family Detached | Single-Family Detached | 2500-2999 | 2500-3999 | 2 | Natural Gas | 100% Conditioned | Central AC | None | Natural Gas Fuel Furnace | None | 100000-119999 | 100% LED | Occupied | 1990s | Natural Gas | Yes | 67.9925 | 37.5131 | 24.618 | 1531.5894 | 6459.2864 | 0 | 319.7405 | 222.4409 | 0 | 0 | 0 | 0 | 0 | 38.9785 | 16.7051 | 677.8734 | 27.2556 | 1503.4546 | 0 | 0 | 0 | 25.7903 | 434.0383 | 0 | 0 | 0 | 0 | 498.2208 | 0 | 0 | 0 | 22523.684 | 0 | 2990.4972 | 0 | 0 | 757.8818 | 0 | 0 | 0 | 0 | 0 | 38157.5602 | 38157.5602 | 11387.2764 | 11387.2764 | 0 | 26769.9907 | 0 | 1971.3764 | 0 | 6103.0264 | 0 | 4199.7582 | 0 | 6103.0264 | 0 | 3748.7146 | 0 | 6103.0264 | 0 | 4309.9685 | 0 | 6103.0264 | 0 | 8074.4028 | 10302.7846 | 9851.741 | 10412.9948
101909 | 242.131 | 853 | 1 | Standard Efficiency | Electric, 100% Usage | Standard, 100% Usage | Electric, 100% Usage | None | 300-400% | 4 | None | 3 or 4 Unit | Multifamily with 2-4 Units | Multi-Family with 2 - 4 Units | 750-999 | 0-1499 | 2 | Electricity | None | None | None | Electricity Baseboard | None | 40000-44999 | 100% Incandescent | Occupied | 1980s | Electricity | Yes | 67.9925 | 552.439 | 20.808 | 0 | 0 | 0 | 0 | 0 | 0 | 1490.8525 | 0 | 0 | 1313.8376 | 142.7256 | 0 | 1220.3479 | 16.412 | 1134.4781 | 0 | 0 | 0 | 346.9961 | 434.0383 | 0 | 0 | 0 | 0 | 0 | 0 | 0 | 0 | 0 | 0 | 0 | 0 | 0 | 0 | 0 | 0 | 0 | 0 | 0 | 6740.6346 | 6740.6346 | 6740.6346 | 6740.6346 | 0 | 0 | 0 | 1128.5342 | 0 | 0 | 0 | 2586.2735 | 0 | 0 | 0 | 2257.9075 | 0 | 0 | 0 | 2763.6467 | 0 | 0 | 0 | 1128.5342 | 2586.2735 | 2257.9075 | 2763.6467
102022 | 242.131 | 1220 | 3 | None | Electric, 100% Usage | EnergyStar, 100% Usage | Gas, 100% Usage | 318 Rated kWh, 100% Usage | 400%+ | None | None | Single-Family Detached | Single-Family Detached | Single-Family Detached | 1000-1499 | 0-1499 | 2 | Fuel Oil | None | None | None | Fuel Oil Fuel Boiler | None | 100000-119999 | 100% CFL | Occupied | 1950s | Electricity | Yes | 0 | 524.5972 | 30.7725 | 0 | 0 | 134.8127 | 0 | 91.4382 | 0 | 0 | 0 | 0 | 3063.4719 | 40.1507 | 24.911 | 491.1871 | 21.9803 | 2547.9599 | 0 | 0 | 0 | 32.2378 | 914.0887 | 0 | 0 | 11014.7831 | 0 | 0 | 0 | 0 | 0 | 0 | 0 | 0 | 0 | 0 | 947.2057 | 0 | 0 | 0 | 0 | 0 | 19879.3037 | 19879.3037 | 7917.315 | 7917.315 | 11014.7831 | 947.2057 | 0 | 1311.6639 | 3339.6296 | 215.9435 | 0 | 2951.4035 | 3339.6296 | 215.9435 | 0 | 2590.8457 | 3339.6296 | 215.9435 | 0 | 3167.4673 | 3339.6296 | 215.9435 | 0 | 4867.2371 | 6506.9767 | 6146.4188 | 6723.0404
102057 | 242.131 | 1690 | 3 | Standard Efficiency | Electric, 120% Usage | Standard, 120% Usage | Electric, 120% Usage | None | 400%+ | None | None | Single-Family Detached | Single-Family Detached | Single-Family Detached | 1500-1999 | 1500-2499 | 1 | Electricity | None | None | None | Electricity Baseboard | None | 100000-119999 | 100% LED | Occupied | 1940s | Electricity | Yes | 67.9925 | 1484.405 | 55.6835 | 0 | 0 | 0 | 0 | 0 | 0 | 14327.6585 | 0 | 0 | 7401.5099 | 30.7725 | 0 | 473.6028 | 21.9803 | 6024.3689 | 0 | 0 | 0 | 644.7564 | 400.042 | 0 | 0 | 0 | 0 | 0 | 0 | 0 | 0 | 0 | 0 | 0 | 0 | 0 | 0 | 0 | 0 | 0 | 0 | 0 | 30932.4792 | 30932.4792 | 30932.4792 | 30932.4792 | 0 | 0 | 0 | 5592.6334 | 0 | 0 | 0 | 12549.2716 | 0 | 0 | 0 | 11273.1688 | 0 | 0 | 0 | 13831.4692 | 0 | 0 | 0 | 5592.6334 | 12549.2716 | 11273.1688 | 13831.4692
102141 | 242.131 | 1138 | 2 | Standard Efficiency | Electric, 80% Usage | Standard, 80% Usage | Electric, 80% Usage | None | 300-400% | 36 | None | 20 to 49 Unit | Multifamily with 5+ units, 1-3 stories | Multi-Family with 5+ Units | 1000-1499 | 0-1499 | 3 | Electricity | 100% Conditioned | Heat Pump | None | Electricity ASHP | None | 80000-99999 | 100% Incandescent | Occupied | 1990s | Electricity | Yes | 67.9925 | 686.6655 | 25.7903 | 223.3202 | 934.8967 | 0 | 0 | 51.2874 | 79.4223 | 614.8631 | 0 | 0 | 1526.3141 | 156.793 | 0 | 1465.0623 | 16.412 | 985.8911 | 0 | 0 | 0 | 345.5308 | 434.0383 | 0 | 0 | 0 | 0 | 0 | 0 | 0 | 0 | 0 | 0 | 0 | 0 | 0 | 0 | 0 | 0 | 0 | 0 | 0 | 7613.9864 | 7613.9864 | 7613.9864 | 7613.9864 | 0 | 0 | 0 | 1275.9413 | 0 | 0 | 0 | 2869.0198 | 0 | 0 | 0 | 2524.0923 | 0 | 0 | 0 | 3040.3267 | 0 | 0 | 0 | 1275.9413 | 2869.0198 | 2524.0923 | 3040.3267
102185 | 242.131 | 8194 | 3 | Standard Efficiency | Gas, 100% Usage | EnergyStar, 100% Usage | Gas, 100% Usage | None | 400%+ | None | None | Single-Family Detached | Single-Family Detached | Single-Family Detached | 4000+ | 4000+ | 2 | Natural Gas | 100% Conditioned | Central AC | None | Natural Gas Fuel Furnace | None | 200000+ | 100% CFL | Occupied | 1950s | Natural Gas | Yes | 67.9925 | 35.7547 | 23.4457 | 2058.2381 | 9329.3314 | 0 | 319.7405 | 1447.1849 | 0 | 0 | 0 | 0 | 0 | 127.4859 | 24.911 | 2406.1135 | 21.9803 | 4450.8703 | 0 | 0 | 0 | 27.8418 | 783.9651 | 0 | 0 | 0 | 0 | 475.0682 | 0 | 0 | 0 | 109953.5248 | 0 | 3561.6927 | 0 | 0 | 813.5653 | 0 | 0 | 0 | 0 | 0 | 135928.7068 | 135928.7068 | 21124.8558 | 21124.8558 | 0 | 114803.851 | 0 | 3616.9193 | 0 | 26172.9012 | 0 | 7617.4937 | 0 | 26172.9012 | 0 | 6788.0819 | 0 | 26172.9012 | 0 | 8030.2601 | 0 | 26172.9012 | 0 | 29789.8204 | 33790.3949 | 32960.9831 | 34203.1612
102277 | 242.131 | 1690 | 4 | None | Electric, 100% Usage | Standard, 100% Usage | Electric, 100% Usage | None | 400%+ | None | None | Single-Family Detached | Single-Family Detached | Single-Family Detached | 1500-1999 | 1500-2499 | 1 | Natural Gas | 100% Conditioned | Central AC | None | Natural Gas Fuel Furnace | None | 200000+ | 100% CFL | Occupied | 1940s | Natural Gas | Yes | 0 | 999.9585 | 37.5131 | 955.7048 | 4284.406 | 0 | 319.7405 | 280.7621 | 0 | 0 | 0 | 0 | 0 | 46.0122 | 24.911 | 620.1384 | 21.9803 | 2697.4261 | 0 | 0 | -9132.0945 | 471.2583 | 914.0887 | 0 | 0 | 0 | 0 | 0 | 0 | 0 | 0 | 34013.5353 | 0 | 5012.1014 | 0 | 0 | 0 | 0 | 0 | 0 | 0 | 0 | 41567.7352 | 50699.5367 | 2542.0985 | 11673.8999 | 0 | 39025.6368 | 0 | 1053.0755 | 0 | 8897.0383 | 0 | 2021.2421 | 0 | 8897.0383 | 0 | 1779.319 | 0 | 8897.0383 | 0 | 1961.1642 | 0 | 8897.0383 | 0 | 9950.1138 | 10918.2804 | 10676.3574 | 10858.2026
102294 | 242.131 | 1690 | 4 | Standard Efficiency, No usage | None | EnergyStar, 80% Usage | Electric, 80% Usage | None | 300-400% | None | None | Mobile Home | Mobile Home | Mobile Home | 1500-1999 | 1500-2499 | 1 | Electricity | 100% Conditioned | Heat Pump | None | Electricity ASHP | None | 80000-99999 | 100% Incandescent | Vacant | 2010s | Electricity | Yes | 0 | 0 | 0 | 319.1544 | 1589.0313 | 0 | 0 | 144.7771 | 464.5176 | 2175.7596 | 0 | 0 | 350.513 | 0 | 0 | 0 | 21.9803 | 0 | 0 | 0 | 0 | 0 | 480.0504 | 0 | 0 | 0 | 0 | 0 | 0 | 0 | 0 | 0 | 0 | 0 | 0 | 0 | 0 | 0 | 0 | 0 | 0 | 0 | 5545.4908 | 5545.4908 | 5545.4908 | 5545.4908 | 0 | 0 | 0 | 975.0204 | 0 | 0 | 0 | 2200.8547 | 0 | 0 | 0 | 1931.4702 | 0 | 0 | 0 | 2284.5588 | 0 | 0 | 0 | 975.0204 | 2200.8547 | 1931.4702 | 2284.5588
102323 | 242.131 | 2176 | 4 | None | Electric, 100% Usage | Standard, 100% Usage | Electric, 100% Usage | None | 0-100% | None | None | Single-Family Detached | Single-Family Detached | Single-Family Detached | 2000-2499 | 1500-2499 | 1 | Fuel Oil | 20% Conditioned | Room AC | None | Fuel Oil Fuel Boiler | None | 20000-24999 | 100% CFL | Occupied | 1970s | Electricity | Yes | 0 | 1237.053 | 46.3052 | 0 | 584.9699 | 0 | 319.7405 | 225.6647 | 0 | 0 | 0 | 0 | 3799.3734 | 52.1667 | 0 | 753.7788 | 21.9803 | 3166.6329 | 0 | 0 | 0 | 537.1993 | 434.0383 | 0 | 0 | 36168.1938 | 0 | 0 | 0 | 0 | 0 | 0 | 0 | 0 | 0 | 0 | 0 | 0 | 0 | 0 | 0 | 0 | 47346.8036 | 47346.8036 | 11178.9029 | 11178.9029 | 36168.1938 | 0 | 0 | 1854.5764 | 10966.1149 | 0 | 0 | 4159.5196 | 10966.1149 | 0 | 0 | 3655.9808 | 10966.1149 | 0 | 0 | 4457.5638 | 10966.1149 | 0 | 0 | 12820.6913 | 15125.6345 | 14622.0957 | 15423.6787
102356 | 242.131 | 2176 | 3 | None | Electric, 100% Usage | Standard, 100% Usage | Gas, 100% Usage | None | 150-200% | None | None | Single-Family Detached | Single-Family Detached | Single-Family Detached | 2000-2499 | 1500-2499 | 1 | Natural Gas | 100% Conditioned | Central AC | None | Natural Gas Fuel Boiler | None | 20000-24999 | 100% LED | Occupied | 1970s | Natural Gas | Yes | 0 | 525.7695 | 19.6358 | 972.1167 | 3628.2198 | 0 | 0 | 87.0421 | 0 | 0 | 0 | 0 | 0 | 34.8755 | 16.7051 | 575.5916 | 21.9803 | 2222.3579 | 0 | 0 | 0 | 23.1526 | 480.0504 | 0 | 0 | 0 | 0 | 0 | 0 | 0 | 0 | 16438.6494 | 0 | 2618.2969 | 0 | 0 | 679.6318 | 0 | 0 | 0 | 0 | 0 | 28344.0755 | 28344.0755 | 8607.4973 | 8607.4973 | 0 | 19736.5781 | 0 | 1466.4011 | 0 | 4499.5406 | 0 | 3109.2872 | 0 | 4499.5406 | 0 | 2768.7723 | 0 | 4499.5406 | 0 | 3267.1469 | 0 | 4499.5406 | 0 | 5965.9417 | 7608.8278 | 7268.3129 | 7766.6875
102367 | 242.131 | 1690 | 3 | Standard Efficiency | Gas, 80% Usage | EnergyStar, 80% Usage | Electric, 80% Usage | None | 400%+ | None | None | Single-Family Detached | Single-Family Detached | Single-Family Detached | 1500-1999 | 1500-2499 | 2 | Natural Gas | 100% Conditioned | Central AC | None | Natural Gas Fuel Furnace | None | 140000-159999 | 100% Incandescent | Occupied | 2000s | Natural Gas | Yes | 67.9925 | 28.721 | 18.7565 | 296.2949 | 2288.2989 | 0 | 0 | 615.1562 | 0 | 0 | 0 | 0 | 0 | 184.6348 | 99.9372 | 1938.9582 | 21.9803 | 1191.3339 | 0 | 0 | 0 | 324.4297 | 880.0924 | 0 | 0 | 0 | 0 | 380.1132 | 0 | 0 | 0 | 28467.7515 | 0 | 2531.841 | 0 | 0 | 0 | 0 | 0 | 0 | 0 | 0 | 39335.7059 | 39335.7059 | 7956.2934 | 7956.2934 | 0 | 31379.4125 | 0 | 1390.4557 | 0 | 7153.8897 | 0 | 3012.1155 | 0 | 7153.8897 | 0 | 2662.9374 | 0 | 7153.8897 | 0 | 3181.0818 | 0 | 7153.8897 | 0 | 8544.3453 | 10166.0052 | 9816.8271 | 10334.9715
102423 | 242.131 | 2152 | 4 | None | Electric, 100% Usage | Standard, 100% Usage | Electric, 100% Usage | 318 Rated kWh, 100% Usage | 300-400% | None | 12 | Single-Family Attached | Single-Family Attached | Single-Family Attached | 2000-2499 | 1500-2499 | 2 | Electricity | 100% Conditioned | Heat Pump | None | Electricity ASHP | None | 120000-139999 | 100% Incandescent | Occupied | 2010s | Electricity | Yes | 0 | 1164.0783 | 43.6676 | 529.5794 | 2135.902 | 160.3099 | 319.7405 | 322.9643 | 880.3855 | 3285.6198 | 0 | 0 | 3861.7975 | 207.4943 | 0 | 2335.4834 | 21.9803 | 2325.812 | 0 | 0 | 0 | 516.9774 | 1206.8667 | 0 | 0 | 0 | 0 | 0 | 0 | 0 | 0 | 0 | 0 | 0 | 0 | 0 | 0 | 0 | 0 | 0 | 0 | 0 | 19319.2449 | 19319.2449 | 19319.2449 | 19319.2449 | 0 | 0 | 0 | 3372.599 | 0 | 0 | 0 | 7642.3383 | 0 | 0 | 0 | 6696.7443 | 0 | 0 | 0 | 8022.3149 | 0 | 0 | 0 | 3372.599 | 7642.3383 | 6696.7443 | 8022.3149
102584 | 242.131 | 8194 | 4 | Standard Efficiency | Electric, 100% Usage | Standard, 100% Usage | Gas, 100% Usage | None | 400%+ | None | None | Single-Family Detached | Single-Family Detached | Single-Family Detached | 4000+ | 4000+ | 2 | Fuel Oil | 100% Conditioned | Central AC | None | Fuel Oil Fuel Boiler | None | 200000+ | 100% LED | Occupied | 1970s | Electricity | Yes | 67.9925 | 762.864 | 28.4279 | 1114.8424 | 3758.0503 | 0 | 0 | 89.9728 | 0 | 0 | 0 | 0 | 2275.1107 | 84.9906 | 16.7051 | 1837.8487 | 21.9803 | 4450.8703 | 0 | 3910.7404 | 0 | 27.8418 | 1324.9743 | 0 | 0 | 27129.2959 | 0 | 0 | 0 | 0 | 0 | 0 | 0 | 0 | 0 | 0 | 813.5653 | 0 | 0 | 0 | 0 | 0 | 47716.6593 | 47716.6593 | 19773.5051 | 19773.5051 | 27129.2959 | 813.5653 | 0 | 3193.4282 | 8225.6091 | 185.4562 | 0 | 7013.8793 | 8225.6091 | 185.4562 | 0 | 6212.021 | 8225.6091 | 185.4562 | 0 | 7455.8779 | 8225.6091 | 185.4562 | 0 | 11604.4936 | 15424.9447 | 14623.0864 | 15866.9432
102605 | 242.131 | 2176 | 3 | Standard Efficiency | Gas, 80% Usage | EnergyStar, 80% Usage | Gas, 80% Usage | 318 Rated kWh, 80% Usage | 400%+ | None | None | Single-Family Detached | Single-Family Detached | Single-Family Detached | 2000-2499 | 1500-2499 | 1 | Natural Gas | 80% Conditioned | Central AC | None | Natural Gas Fuel Furnace | None | 180000-199999 | 100% Incandescent | Occupied | 2000s | Natural Gas | Yes | 67.9925 | 37.5131 | 24.618 | 489.7218 | 2409.6303 | 107.8502 | 319.7405 | 358.1328 | 0 | 0 | 0 | 0 | 0 | 208.6666 | 99.9372 | 2355.9983 | 21.9803 | 1426.0838 | 0 | 0 | 0 | 25.7903 | 480.0504 | 0 | 0 | 0 | 0 | 498.2208 | 0 | 0 | 0 | 16495.2121 | 0 | 3245.176 | 0 | 0 | 757.8818 | 0 | 0 | 0 | 0 | 0 | 29429.9038 | 29429.9038 | 8433.4131 | 8433.4131 | 0 | 20996.7837 | 0 | 1524.9839 | 0 | 4786.8047 | 0 | 3258.2375 | 0 | 4786.8047 | 0 | 2880.7425 | 0 | 4786.8047 | 0 | 3442.0975 | 0 | 4786.8047 | 0 | 6311.7886 | 8045.0422 | 7667.5472 | 8228.9022
102678 | 242.131 | 885 | 1 | None | None | None | Electric, 100% Usage | None | 300-400% | None | None | Single-Family Detached | Single-Family Detached | Single-Family Detached | 750-999 | 0-1499 | 1 | Natural Gas | 100% Conditioned | Central AC | None | Natural Gas Fuel Wall/Floor Furnace | None | 60000-69999 | 100% CFL | Occupied | 1970s | Natural Gas | Yes | 0 | 0 | 0 | 933.4314 | 3025.6657 | 0 | 0 | 0 | 0 | 0 | 0 | 0 | 0 | 36.0477 | 0 | 399.1628 | 16.412 | 2126.8168 | 0 | 0 | 0 | 405.6104 | 890.9361 | 309.7761 | 0 | 0 | 0 | 0 | 0 | 0 | 0 | 13766.4274 | 0 | 3742.5176 | 0 | 0 | 0 | 0 | 0 | 0 | 0 | 0 | 25652.8038 | 25652.8038 | 8143.5658 | 8143.5658 | 0 | 17508.9449 | 0 | 1377.8304 | 0 | 3991.6959 | 0 | 2958.402 | 0 | 3991.6959 | 0 | 2630.1254 | 0 | 3991.6959 | 0 | 3104.5653 | 0 | 3991.6959 | 0 | 5369.5262 | 6950.0979 | 6621.8213 | 7096.2612
102768 | 242.131 | 1220 | 2 | Standard Efficiency | Electric, 120% Usage | EnergyStar, 120% Usage | Electric, 120% Usage | None | 300-400% | None | None | Single-Family Detached | Single-Family Detached | Single-Family Detached | 1000-1499 | 0-1499 | 1 | Electricity | 100% Conditioned | Heat Pump | None | Electricity ASHP | None | 50000-59999 | 100% CFL | Occupied | 1950s | Electricity | Yes | 67.9925 | 480.0504 | 28.1348 | 1019.0081 | 2868.2866 | 0 | 319.7405 | 521.3734 | 2288.8851 | 8196.0255 | 0 | 0 | 3850.3677 | 40.1507 | 0 | 491.1871 | 16.412 | 4466.4031 | 0 | 0 | 0 | 486.498 | 868.0765 | 0 | 0 | 0 | 0 | 0 | 0 | 0 | 0 | 0 | 0 | 0 | 0 | 0 | 0 | 0 | 0 | 0 | 0 | 0 | 26008.8852 | 26008.8852 | 26008.8852 | 26008.8852 | 0 | 0 | 0 | 4608.0567 | 0 | 0 | 0 | 10461.8876 | 0 | 0 | 0 | 9141.1926 | 0 | 0 | 0 | 11013.0155 | 0 | 0 | 0 | 4608.0567 | 10461.8876 | 9141.1926 | 11013.0155
102873 | 242.131 | 1675 | 3 | Standard Efficiency | Electric, 100% Usage | EnergyStar, 100% Usage | Electric, 100% Usage | 318 Rated kWh, 100% Usage | 400%+ | None | 6 | Single-Family Attached | Single-Family Attached | Single-Family Attached | 1500-1999 | 1500-2499 | 3 | Electricity | 100% Conditioned | Heat Pump | None | Electricity ASHP | None | 100000-119999 | 100% Incandescent | Occupied | 1990s | Electricity | Yes | 67.9925 | 289.8473 | 16.9981 | 518.7358 | 2137.9535 | 64.7687 | 0 | 429.9353 | 1282.1859 | 4168.6429 | 0 | 0 | 1397.949 | 183.7556 | 0 | 1925.77 | 21.9803 | 1728.2401 | 0 | 0 | 0 | 346.9961 | 868.0765 | 0 | 0 | 0 | 0 | 0 | 0 | 0 | 0 | 0 | 0 | 0 | 404.145 | 0 | 0 | 0 | 0 | 0 | 0 | 0 | 15853.9726 | 15853.9726 | 15449.8276 | 15449.8276 | 0 | 404.145 | 0 | 2876.0401 | 0 | 92.1464 | 0 | 6321.4883 | 0 | 92.1464 | 0 | 5709.2832 | 0 | 92.1464 | 0 | 6944.4561 | 0 | 92.1464 | 0 | 2968.1865 | 6413.6346 | 5801.4296 | 7036.6025
102928 | 242.131 | 866 | 2 | None | None | Standard, 100% Usage | Gas, 100% Usage | None | 0-100% | None | 12 | Single-Family Attached | Single-Family Attached | Single-Family Attached | 750-999 | 0-1499 | 2 | Natural Gas | 100% Conditioned | Central AC | None | Natural Gas Fuel Furnace | None | <10000 | 100% CFL | Occupied | <1940 | Natural Gas | Yes | 0 | 0 | 20.808 | 203.3913 | 1827.2981 | 0 | 0 | 205.7359 | 0 | 0 | 0 | 0 | 0 | 35.7547 | 0 | 393.8875 | 16.412 | 1603.978 | 0 | 0 | 0 | 23.7388 | 434.0383 | 258.7818 | 0 | 0 | 0 | 0 | 0 | 0 | 0 | 9526.5682 | 0 | 2842.4963 | 0 | 0 | 694.8715 | 0 | 0 | 0 | 0 | 0 | 18088.0534 | 18088.0534 | 5023.8243 | 5023.8243 | 0 | 13063.936 | 0 | 858.2448 | 0 | 2978.3279 | 0 | 1863.8687 | 0 | 2978.3279 | 0 | 1650.8766 | 0 | 2978.3279 | 0 | 1960.0851 | 0 | 2978.3279 | 0 | 3836.5727 | 4842.1965 | 4629.2045 | 4938.413
102979 | 242.131 | 853 | 1 | Standard Efficiency | None | None | Electric, 80% Usage | 318 Rated kWh, 80% Usage | 0-100% | 5 | None | 5 to 9 Unit | Multifamily with 5+ units, 1-3 stories | Multi-Family with 5+ Units | 750-999 | 0-1499 | 3 | Electricity | 100% Conditioned | Central AC | None | Electricity Electric Furnace | None | <10000 | 100% Incandescent | Occupied | 2000s | Electricity | Yes | 67.9925 | 0 | 0 | 247.6451 | 1196.3161 | 51.5805 | 319.7405 | 32.5309 | 0 | 3962.0278 | 0 | 0 | 829.0981 | 142.7256 | 0 | 1220.3479 | 16.412 | 733.2638 | 0 | 0 | 0 | 277.5383 | 727.1093 | 0 | 0 | 0 | 0 | 0 | 0 | 0 | 0 | 0 | 0 | 0 | 0 | 0 | 0 | 0 | 0 | 0 | 0 | 0 | 9824.6215 | 9824.6215 | 9824.6215 | 9824.6215 | 0 | 0 | 0 | 1735.9769 | 0 | 0 | 0 | 3945.116 | 0 | 0 | 0 | 3447.4267 | 0 | 0 | 0 | 4167.5573 | 0 | 0 | 0 | 1735.9769 | 3945.116 | 3447.4267 | 4167.5573
103010 | 242.131 | 617 | 1 | Standard Efficiency | None | None | Electric, 100% Usage | 318 Rated kWh, 100% Usage | 300-400% | 323 | None | 50 or more Unit | Multifamily with 5+ units, 8+ stories | Multi-Family with 5+ Units | 500-749 | 0-1499 | 14 | Electricity | 100% Conditioned | Central AC | Heating Only | Electricity Shared Heating | Boiler Baseboards Heating Only, Electricity | 40000-44999 | 100% Incandescent | Occupied | 1970s | Electricity | No | 67.9925 | 0 | 0 | 287.5027 | 1055.642 | 64.7687 | 0 | 59.4934 | 0 | 1135.3573 | 0 | 0 | 1145.0287 | 130.7097 | 0 | 1017.8358 | 16.412 | 1371.2795 | 0 | 0 | 0 | 346.9961 | 434.0383 | 0 | 0 | 0 | 0 | 0 | 0 | 0 | 0 | 0 | 0 | 0 | 0 | 0 | 0 | 0 | 0 | 0 | 0 | 0 | 7133.3498 | 7133.3498 | 7133.3498 | 7133.3498 | 0 | 0 | 0 | 1257.4569 | 0 | 0 | 0 | 2789.1599 | 0 | 0 | 0 | 2448.4893 | 0 | 0 | 0 | 2963.9585 | 0 | 0 | 0 | 1257.4569 | 2789.1599 | 2448.4893 | 2963.9585
103022 | 242.131 | 1690 | 4 | None | Electric, 100% Usage | EnergyStar, 100% Usage | Electric, 100% Usage | 290 Rated kWh, 100% Usage | 300-400% | None | None | Single-Family Detached | Single-Family Detached | Single-Family Detached | 1500-1999 | 1500-2499 | 2 | Fuel Oil | 100% Conditioned | Central AC | None | Fuel Oil Fuel Furnace | None | 60000-69999 | 100% CFL | Occupied | 1940s | Natural Gas | Yes | 0 | 400.042 | 23.4457 | 510.2367 | 3535.9025 | 91.1451 | 0 | 1866.2766 | 0 | 0 | 0 | 0 | 0 | 46.0122 | 0 | 620.1384 | 21.9803 | 2382.6678 | 1824.3674 | 1992.0041 | 0 | 405.6104 | 434.0383 | 0 | 0 | 73599.817 | 0 | 0 | 0 | 0 | 0 | 0 | 0 | 3835.7142 | 0 | 0 | 0 | 0 | 0 | 0 | 0 | 0 | 91589.3985 | 91589.3985 | 14153.8673 | 14153.8673 | 73599.817 | 3835.7142 | 0 | 2312.09 | 22315.3475 | 874.4717 | 0 | 5122.1887 | 22315.3475 | 874.4717 | 0 | 4765.7054 | 22315.3475 | 874.4717 | 0 | 5636.557 | 22315.3475 | 874.4717 | 0 | 25501.9092 | 28312.0079 | 27955.5246 | 28826.3762
103128 | 242.131 | 1675 | 4 | Standard Efficiency | Electric, 100% Usage | EnergyStar, 100% Usage | Electric, 100% Usage | 290 Rated kWh, 100% Usage | 400%+ | None | 6 | Single-Family Attached | Single-Family Attached | Single-Family Attached | 1500-1999 | 1500-2499 | 3 | Electricity | 40% Conditioned | Room AC | None | Electricity Baseboard | None | 70000-79999 | 100% Incandescent | Occupied | 1980s | Electricity | Yes | 67.9925 | 289.8473 | 16.9981 | 0 | 1140.0465 | 60.3726 | 0 | 0 | 0 | 12917.9866 | 0 | 0 | 1293.0296 | 183.7556 | 0 | 1926.0631 | 21.9803 | 1728.2401 | 0 | 0 | 0 | 346.9961 | 434.0383 | 0 | 0 | 0 | 0 | 0 | 0 | 0 | 0 | 0 | 0 | 0 | 0 | 0 | 0 | 0 | 0 | 0 | 0 | 0 | 20427.0536 | 20427.0536 | 20427.0536 | 20427.0536 | 0 | 0 | 0 | 3571.7895 | 0 | 0 | 0 | 8311.9055 | 0 | 0 | 0 | 7223.0489 | 0 | 0 | 0 | 8793.4279 | 0 | 0 | 0 | 3571.7895 | 8311.9055 | 7223.0489 | 8793.4279
103163 | 242.131 | 2176 | 3 | None | Electric, 120% Usage | EnergyStar, 120% Usage | Electric, 120% Usage | 318 Rated kWh, 120% Usage | 400%+ | None | None | Single-Family Detached | Single-Family Detached | Single-Family Detached | 2000-2499 | 1500-2499 | 1 | Electricity | 100% Conditioned | Heat Pump | None | Electricity ASHP | None | 200000+ | 100% CFL | Occupied | 2000s | Electricity | Yes | 0 | 480.0504 | 28.1348 | 589.0729 | 2356.8775 | 117.2284 | 0 | 269.0392 | 692.82 | 2854.2192 | 0 | 0 | 3913.0849 | 52.1667 | 24.911 | 753.7788 | 21.9803 | 5074.5256 | 0 | 0 | 0 | 486.498 | 480.0504 | 0 | 0 | 0 | 0 | 0 | 0 | 0 | 0 | 0 | 0 | 0 | 0 | 0 | 0 | 0 | 0 | 0 | 0 | 0 | 18194.7312 | 18194.7312 | 18194.7312 | 18194.7312 | 0 | 0 | 0 | 3109.6356 | 0 | 0 | 0 | 7029.4557 | 0 | 0 | 0 | 6163.6689 | 0 | 0 | 0 | 7405.8593 | 0 | 0 | 0 | 3109.6356 | 7029.4557 | 6163.6689 | 7405.8593
103196 | 242.131 | 8194 | 5 | None | Electric, 80% Usage | EnergyStar, 80% Usage | Electric, 80% Usage | None | 300-400% | None | None | Single-Family Detached | Single-Family Detached | Single-Family Detached | 4000+ | 4000+ | 2 | Fuel Oil | 100% Conditioned | Central AC | None | Fuel Oil Fuel Furnace | None | 60000-69999 | 100% CFL | Vacant | 1960s | Electricity | Yes | 0 | 0 | 0 | 3570.4848 | 11533.5189 | 0 | 0 | 288.3819 | 0 | 0 | 1761.9433 | 1740.8422 | 337.6179 | 0 | 0 | 0 | 27.2556 | 0 | 0 | 0 | 0 | 0 | 434.0383 | 0 | 0 | 20208.7156 | 0 | 0 | 0 | 0 | 0 | 0 | 0 | 0 | 0 | 0 | 0 | 0 | 0 | 0 | 0 | 0 | 39903.0915 | 39903.0915 | 19694.3759 | 19694.3759 | 20208.7156 | 0 | 0 | 3620.2092 | 6127.2949 | 0 | 0 | 7255.2984 | 6127.2949 | 0 | 0 | 6511.4772 | 6127.2949 | 0 | 0 | 7595.0182 | 6127.2949 | 0 | 0 | 9747.5041 | 13382.5933 | 12638.7722 | 13722.3132
103302 | 242.131 | 2152 | 2 | Standard Efficiency | Electric, 100% Usage | Standard, 100% Usage | Electric, 100% Usage | 318 Rated kWh, 100% Usage | 400%+ | None | 16 | Single-Family Attached | Single-Family Attached | Single-Family Attached | 2000-2499 | 1500-2499 | 1 | Electricity | 100% Conditioned | Central AC | None | Electricity Electric Furnace | None | 200000+ | 100% LED | Occupied | 1990s | Electricity | Yes | 67.9925 | 705.129 | 26.3764 | 79.7153 | 684.614 | 88.5075 | 0 | 22.8595 | 0 | 982.6673 | 0 | 0 | 2037.7231 | 34.5824 | 0 | 570.6094 | 16.412 | 1932.8037 | 0 | 0 | 0 | 389.4915 | 400.042 | 0 | 0 | 0 | 0 | 0 | 0 | 0 | 0 | 0 | 0 | 0 | 0 | 0 | 0 | 0 | 0 | 0 | 0 | 0 | 8039.8187 | 8039.8187 | 8039.8187 | 8039.8187 | 0 | 0 | 0 | 1288.3838 | 0 | 0 | 0 | 2939.0731 | 0 | 0 | 0 | 2577.9823 | 0 | 0 | 0 | 3138.4932 | 0 | 0 | 0 | 1288.3838 | 2939.0731 | 2577.9823 | 3138.4932
103414 | 242.131 | 1138 | 3 | Standard Efficiency | Electric, 120% Usage | Standard, 120% Usage | Gas, 120% Usage | None | 300-400% | 17 | None | 10 to 19 Unit | Multifamily with 5+ units, 1-3 stories | Multi-Family with 5+ Units | 1000-1499 | 0-1499 | 2 | Electricity | 100% Conditioned | Heat Pump | None | Electricity ASHP | None | 60000-69999 | 100% CFL | Occupied | 1970s | Natural Gas | No | 67.9925 | 1029.8517 | 38.6854 | 1096.3789 | 3481.0982 | 0 | 319.7405 | 225.6647 | 656.7723 | 4072.2225 | 0 | 0 | 0 | 39.2715 | 0 | 468.6206 | 21.9803 | 3943.2712 | 0 | 0 | 0 | 35.4616 | 480.0504 | 0 | 0 | 0 | 0 | 0 | 0 | 0 | 0 | 0 | 0 | 6805.1102 | 0 | 0 | 1040.6954 | 0 | 0 | 0 | 0 | 0 | 23822.8681 | 23822.8681 | 15976.7694 | 15976.7694 | 0 | 7845.8056 | 0 | 2792.5519 | 0 | 1788.7107 | 0 | 6230.1334 | 0 | 1788.7107 | 0 | 5473.9069 | 0 | 1788.7107 | 0 | 6568.3926 | 0 | 1788.7107 | 0 | 4581.2625 | 8018.8441 | 7262.6176 | 8357.1033
103745 | 242.131 | 1138 | 1 | Standard Efficiency | Electric, 100% Usage | EnergyStar, 100% Usage | Electric, 100% Usage | 318 Rated kWh, 100% Usage | 300-400% | 16 | None | 10 to 19 Unit | Multifamily with 5+ units, 1-3 stories | Multi-Family with 5+ Units | 1000-1499 | 0-1499 | 2 | Electricity | 100% Conditioned | Central AC | None | Electricity Electric Furnace | None | 80000-99999 | 100% Incandescent | Occupied | 1970s | Electricity | No | 67.9925 | 530.4586 | 31.0655 | 733.85 | 3145.5318 | 136.5711 | 0 | 33.4101 | 0 | 5649.2379 | 0 | 0 | 3143.1872 | 156.793 | 0 | 1465.0623 | 16.412 | 2166.6744 | 0 | 0 | 0 | 474.4821 | 434.0383 | 0 | 0 | 0 | 0 | 0 | 0 | 0 | 0 | 0 | 0 | 0 | 0 | 0 | 0 | 0 | 0 | 0 | 0 | 0 | 18184.4738 | 18184.4738 | 18184.4738 | 18184.4738 | 0 | 0 | 0 | 3164.0758 | 0 | 0 | 0 | 7160.7725 | 0 | 0 | 0 | 6271.6072 | 0 | 0 | 0 | 7529.1947 | 0 | 0 | 0 | 3164.0758 | 7160.7725 | 6271.6072 | 7529.1947
103768 | 242.131 | 1138 | 1 | Standard Efficiency | Electric, 100% Usage | EnergyStar, 100% Usage | Electric, 100% Usage | 318 Rated kWh, 100% Usage | 300-400% | 67 | None | 50 or more Unit | Multifamily with 5+ units, 1-3 stories | Multi-Family with 5+ Units | 1000-1499 | 0-1499 | 3 | Electricity | 100% Conditioned | Central AC | None | Electricity Electric Furnace | None | 45000-49999 | 100% Incandescent | Occupied | 2000s | Electricity | No | 67.9925 | 289.8473 | 16.9981 | 237.3876 | 1163.4921 | 64.7687 | 0 | 10.8436 | 0 | 1578.7739 | 0 | 0 | 1376.5548 | 156.793 | 0 | 1465.0623 | 16.412 | 1581.4115 | 0 | 0 | 0 | 346.9961 | 0 | 0 | 0 | 0 | 0 | 0 | 0 | 0 | 0 | 0 | 0 | 0 | 0 | 0 | 0 | 0 | 0 | 0 | 0 | 0 | 8372.7474 | 8372.7474 | 8372.7474 | 8372.7474 | 0 | 0 | 0 | 1430.4897 | 0 | 0 | 0 | 3204.8492 | 0 | 0 | 0 | 2809.8355 | 0 | 0 | 0 | 3419.031 | 0 | 0 | 0 | 1430.4897 | 3204.8492 | 2809.8355 | 3419.031
103809 | 242.131 | 1220 | 2 | Standard Efficiency | Electric, 100% Usage | EnergyStar, 100% Usage | Electric, 100% Usage | None | 400%+ | None | None | Single-Family Detached | Single-Family Detached | Single-Family Detached | 1000-1499 | 0-1499 | 1 | Natural Gas | 100% Conditioned | Central AC | None | Natural Gas Fuel Furnace | None | 140000-159999 | 100% LED | Occupied | 1950s | Natural Gas | Yes | 67.9925 | 275.7799 | 16.1189 | 494.997 | 3196.8192 | 0 | 319.7405 | 426.4184 | 0 | 0 | 0 | 0 | 0 | 26.9625 | 0 | 375.131 | 16.412 | 1918.4432 | 0 | 0 | 0 | 339.6694 | 434.0383 | 0 | 0 | 0 | 0 | 0 | 0 | 0 | 0 | 19775.8497 | 0 | 2449.488 | 0 | 0 | 0 | 0 | 0 | 0 | 0 | 0 | 30133.8605 | 30133.8605 | 7908.2298 | 7908.2298 | 0 | 22225.6307 | 0 | 1383.9879 | 0 | 5066.957 | 0 | 2955.0799 | 0 | 5066.957 | 0 | 2624.2092 | 0 | 5066.957 | 0 | 3088.9944 | 0 | 5066.957 | 0 | 6450.9449 | 8022.0369 | 7691.1662 | 8155.9514
103825 | 242.131 | 853 | 2 | Standard Efficiency | None | None | Electric, 100% Usage | None | 200-300% | 4 | None | 3 or 4 Unit | Multifamily with 2-4 Units | Multi-Family with 2 - 4 Units | 750-999 | 0-1499 | 2 | Electricity | 20% Conditioned | Room AC | None | Electricity Baseboard | None | 50000-59999 | 100% Incandescent | Occupied | 1970s | Electricity | Yes | 67.9925 | 0 | 0 | 0 | 462.4661 | 0 | 0 | 0 | 0 | 4620.5585 | 0 | 0 | 2408.165 | 142.7256 | 0 | 1220.3479 | 16.412 | 1436.3413 | 0 | 0 | 0 | 431.9868 | 434.0383 | 0 | 0 | 0 | 0 | 0 | 0 | 0 | 0 | 0 | 0 | 0 | 0 | 0 | 0 | 0 | 0 | 0 | 0 | 0 | 11241.034 | 11241.034 | 11241.034 | 11241.034 | 0 | 0 | 0 | 1940.4101 | 0 | 0 | 0 | 4475.8032 | 0 | 0 | 0 | 3903.4853 | 0 | 0 | 0 | 4750.9034 | 0 | 0 | 0 | 1940.4101 | 4475.8032 | 3903.4853 | 4750.9034
103844 | 242.131 | 885 | 3 | Standard Efficiency | Electric, 80% Usage | EnergyStar, 80% Usage | Electric, 80% Usage | None | 300-400% | None | None | Single-Family Detached | Single-Family Detached | Single-Family Detached | 750-999 | 0-1499 | 1 | Natural Gas | 100% Conditioned | Central AC | None | Natural Gas Fuel Furnace | None | 35000-39999 | 100% LED | Occupied | <1940 | Natural Gas | Yes | 67.9925 | 220.6825 | 12.8951 | 467.1553 | 2444.2127 | 0 | 319.7405 | 419.9708 | 0 | 0 | 0 | 0 | 0 | 24.0318 | 0 | 304.7939 | 21.9803 | 905.8827 | 0 | 0 | 0 | 271.6769 | 434.0383 | 0 | 0 | 0 | 0 | 0 | 0 | 0 | 0 | 16847.7766 | 0 | 1940.4236 | 0 | 0 | 0 | 0 | 0 | 0 | 0 | 0 | 24703.2536 | 24703.2536 | 5915.0534 | 5915.0534 | 0 | 18788.2002 | 0 | 1120.8313 | 0 | 4283.3004 | 0 | 2398.3297 | 0 | 4283.3004 | 0 | 2126.3508 | 0 | 4283.3004 | 0 | 2461.3573 | 0 | 4283.3004 | 0 | 5404.1317 | 6681.6302 | 6409.6512 | 6744.6577
103994 | 242.131 | 8194 | 3 | Standard Efficiency | Electric, 80% Usage | EnergyStar, 80% Usage | Gas, 80% Usage | 318 Rated kWh, 80% Usage | 400%+ | None | None | Single-Family Detached | Single-Family Detached | Single-Family Detached | 4000+ | 4000+ | 2 | Natural Gas | 100% Conditioned | Central AC | None | Natural Gas Fuel Furnace | None | 200000+ | 100% Incandescent | Occupied | 1950s | Natural Gas | Yes | 67.9925 | 419.6778 | 24.618 | 1758.4264 | 5087.1276 | 107.8502 | 319.7405 | 509.9437 | 0 | 0 | 0 | 0 | 0 | 509.6506 | 99.9372 | 7521.9621 | 21.9803 | 2382.9609 | 0 | 0 | 0 | 25.7903 | 400.042 | 0 | 0 | 0 | 0 | 0 | 0 | 0 | 0 | 40542.8657 | 0 | 3241.366 | 0 | 0 | 757.8818 | 0 | 0 | 0 | 0 | 0 | 63799.2274 | 63799.2274 | 19257.7 | 19257.7 | 0 | 44541.8204 | 0 | 3306.8517 | 0 | 10154.5973 | 0 | 7030.2685 | 0 | 10154.5973 | 0 | 6228.9654 | 0 | 10154.5973 | 0 | 7505.1806 | 0 | 10154.5973 | 0 | 13461.449 | 17184.8658 | 16383.5627 | 17659.778
103995 | 242.131 | 885 | 2 | Standard Efficiency | Electric, 120% Usage | EnergyStar, 120% Usage | Electric, 120% Usage | None | 400%+ | None | None | Single-Family Detached | Single-Family Detached | Single-Family Detached | 750-999 | 0-1499 | 1 | Natural Gas | 60% Conditioned | Room AC | None | Natural Gas Fuel Wall/Floor Furnace | None | 140000-159999 | 100% Incandescent | Occupied | <1940 | Natural Gas | Yes | 67.9925 | 480.0504 | 28.1348 | 0 | 1453.3394 | 0 | 0 | 0 | 0 | 0 | 0 | 0 | 0 | 144.191 | 0 | 1247.8966 | 16.412 | 4253.3404 | 0 | 0 | 0 | 486.498 | 434.0383 | 309.7761 | 0 | 0 | 0 | 0 | 0 | 0 | 0 | 12255.646 | 0 | 6043.7116 | 0 | 0 | 0 | 0 | 0 | 0 | 0 | 0 | 27221.0271 | 27221.0271 | 8921.9626 | 8921.9626 | 0 | 18299.0645 | 0 | 1492.8578 | 0 | 4171.826 | 0 | 3295.4484 | 0 | 4171.826 | 0 | 2908.5617 | 0 | 4171.826 | 0 | 3498.6069 | 0 | 4171.826 | 0 | 5664.6838 | 7467.2744 | 7080.3877 | 7670.4329
103998 | 242.131 | 3301 | 5 | None | Electric, 100% Usage | EnergyStar, 100% Usage | Electric, 100% Usage | None | 150-200% | None | None | Single-Family Detached | Single-Family Detached | Single-Family Detached | 3000-3999 | 2500-3999 | 2 | Electricity | 100% Conditioned | Central AC | None | Electricity Electric Furnace | None | 30000-34999 | 100% CFL | Occupied | 1990s | Electricity | Yes | 0 | 400.042 | 23.4457 | 607.2433 | 5837.0965 | 0 | 0 | 465.3969 | 0 | 19965.4666 | 0 | 0 | 1992.5902 | 66.2341 | 0 | 1062.6757 | 27.2556 | 2894.956 | 0 | 0 | 0 | 405.6104 | 834.0803 | 0 | 0 | 0 | 0 | 0 | 0 | 0 | 0 | 0 | 0 | 0 | 0 | 0 | 0 | 0 | 0 | 0 | 0 | 0 | 34582.0932 | 34582.0932 | 34582.0932 | 34582.0932 | 0 | 0 | 0 | 6147.5814 | 0 | 0 | 0 | 14121.2277 | 0 | 0 | 0 | 12315.1721 | 0 | 0 | 0 | 14799.576 | 0 | 0 | 0 | 6147.5814 | 14121.2277 | 12315.1721 | 14799.576
104035 | 242.131 | 1675 | 2 | Standard Efficiency | Electric, 100% Usage | EnergyStar, 100% Usage | Electric, 100% Usage | None | 400%+ | None | 10 | Single-Family Attached | Single-Family Attached | Single-Family Attached | 1500-1999 | 1500-2499 | 2 | Electricity | 100% Conditioned | Central AC | None | Electricity Electric Furnace | None | 140000-159999 | 100% Incandescent | Occupied | 1970s | Natural Gas | Yes | 67.9925 | 530.4586 | 31.0655 | 329.998 | 2219.7203 | 0 | 0 | 165.2921 | 0 | 7069.4604 | 0 | 0 | 0 | 183.7556 | 0 | 1926.0631 | 16.412 | 2121.5415 | 0 | 0 | 0 | 474.4821 | 434.0383 | 0 | 0 | 0 | 0 | 0 | 0 | 0 | 0 | 0 | 0 | 4899.2691 | 0 | 0 | 0 | 0 | 0 | 0 | 0 | 0 | 20469.2558 | 20469.2558 | 15570.2798 | 15570.2798 | 0 | 4899.2691 | 0 | 2744.4693 | 0 | 1116.9209 | 0 | 6304.8845 | 0 | 1116.9209 | 0 | 5502.5377 | 0 | 1116.9209 | 0 | 6599.4732 | 0 | 1116.9209 | 0 | 3861.3901 | 7421.8054 | 6619.4585 | 7716.3941
104140 | 242.131 | 1220 | 4 | Standard Efficiency | Electric, 80% Usage | EnergyStar, 80% Usage | Propane, 80% Usage | 290 Rated kWh, 80% Usage | 200-300% | None | None | Single-Family Detached | Single-Family Detached | Single-Family Detached | 1000-1499 | 0-1499 | 1 | Fuel Oil | 100% Conditioned | Central AC | None | Fuel Oil Fuel Furnace | None | 80000-99999 | 100% LED | Occupied | 1960s | Electricity | Yes | 81.7668 | 618.673 | 36.0477 | 1011.0952 | 4786.4367 | 156.2069 | 319.7405 | 190.2031 | 0 | 0 | 0 | 0 | 2401.4243 | 26.9625 | 16.7051 | 375.131 | 21.9803 | 1588.7383 | 0 | 0 | 0 | 33.117 | 1160.8545 | 496.1693 | 0 | 18772.3743 | 0 | 0 | 0 | 0 | 0 | 0 | 0 | 0 | 0 | 0 | 0 | 0 | 0 | 0 | 0 | 971.8237 | 33065.4504 | 33065.4504 | 13321.2524 | 13321.2524 | 18772.3743 | 0 | 971.8237 | 2313.8944 | 5691.7446 | 0 | 267.4054 | 4966.6505 | 5691.7446 | 0 | 267.4054 | 4405.2891 | 5691.7446 | 0 | 267.4054 | 5221.0287 | 5691.7446 | 0 | 267.4054 | 8273.0445 | 10925.8005 | 10364.4391 | 11180.1788
104240 | 242.131 | 853 | 2 | None | Electric, 80% Usage | Standard, 80% Usage | Electric, 80% Usage | 318 Rated kWh, 80% Usage | 400%+ | 20 | None | 20 to 49 Unit | Multifamily with 5+ units, 1-3 stories | Multi-Family with 5+ Units | 750-999 | 0-1499 | 1 | Electricity | 60% Conditioned | Room AC | None | Electricity Baseboard | None | 160000-179999 | 100% Incandescent | Occupied | 1990s | Electricity | Yes | 0 | 686.6655 | 25.7903 | 0 | 880.9716 | 89.9728 | 0 | 0 | 0 | 10100.1083 | 0 | 0 | 1520.7458 | 142.7256 | 0 | 1220.3479 | 16.412 | 928.4491 | 0 | 0 | 0 | 345.5308 | 480.0504 | 0 | 0 | 0 | 0 | 0 | 0 | 0 | 0 | 0 | 0 | 0 | 0 | 0 | 0 | 0 | 0 | 0 | 0 | 0 | 16437.4771 | 16437.4771 | 16437.4771 | 16437.4771 | 0 | 0 | 0 | 2884.686 | 0 | 0 | 0 | 6677.4331 | 0 | 0 | 0 | 5806.5684 | 0 | 0 | 0 | 7079.0383 | 0 | 0 | 0 | 2884.686 | 6677.4331 | 5806.5684 | 7079.0383
104266 | 242.131 | 1690 | 3 | Standard Efficiency, No usage | Electric, 80% Usage | EnergyStar, 80% Usage | Electric, 80% Usage | None | 300-400% | None | None | Single-Family Detached | Single-Family Detached | Single-Family Detached | 1500-1999 | 1500-2499 | 1 | Propane | 100% Conditioned | Central AC | None | Propane Fuel Furnace | None | 50000-59999 | 100% LED | Vacant | 2000s | Propane | Yes | 0 | 0 | 0 | 385.9746 | 2246.0967 | 0 | 319.7405 | 76.1985 | 0 | 0 | 0 | 0 | 0 | 0 | 0 | 0 | 21.9803 | 0 | 0 | 0 | 0 | 0 | 480.0504 | 0 | 0 | 0 | 0 | 0 | 0 | 0 | 0 | 0 | 0 | 0 | 0 | 0 | 0 | 0 | 0 | 4141.6804 | 1645.5941 | 0 | 9317.0224 | 9317.0224 | 3529.748 | 3529.748 | 0 | 0 | 5787.5675 | 631.4419 | 0 | 0 | 1592.6127 | 1323.1063 | 0 | 0 | 1592.6127 | 1182.7444 | 0 | 0 | 1592.6127 | 1349.8628 | 0 | 0 | 1592.6127 | 2224.0546 | 2915.719 | 2775.3571 | 2942.4755
104346 | 242.131 | 2152 | 2 | Standard Efficiency | Electric, 100% Usage | Standard, 100% Usage | Electric, 100% Usage | 290 Rated kWh, 100% Usage | 400%+ | None | 16 | Single-Family Attached | Single-Family Attached | Single-Family Attached | 2000-2499 | 1500-2499 | 1 | Electricity | 100% Conditioned | Heat Pump | None | Electricity ASHP | None | 100000-119999 | 100% CFL | Occupied | 2010s | Electricity | Yes | 67.9925 | 552.439 | 20.808 | 131.2958 | 561.5242 | 60.3726 | 0 | 201.926 | 283.9859 | 2292.4019 | 0 | 0 | 1344.0239 | 51.8736 | 0 | 747.0382 | 16.412 | 1801.5079 | 0 | 0 | 0 | 346.9961 | 480.0504 | 0 | 0 | 0 | 0 | 0 | 0 | 0 | 0 | 0 | 0 | 0 | 0 | 0 | 0 | 0 | 0 | 0 | 0 | 0 | 8960.648 | 8960.648 | 8960.648 | 8960.648 | 0 | 0 | 0 | 1514.0061 | 0 | 0 | 0 | 3468.3011 | 0 | 0 | 0 | 3032.5403 | 0 | 0 | 0 | 3678.2917 | 0 | 0 | 0 | 1514.0061 | 3468.3011 | 3032.5403 | 3678.2917
104421 | 242.131 | 1690 | 3 | None | Electric, 100% Usage | EnergyStar, 100% Usage | Electric, 100% Usage | None | 400%+ | None | None | Single-Family Detached | Single-Family Detached | Single-Family Detached | 1500-1999 | 1500-2499 | 1 | Electricity | 100% Conditioned | Central AC | None | Electricity Baseboard | None | 120000-139999 | 100% Incandescent | Vacant | 1970s | Natural Gas | Yes | 0 | 0 | 0 | 722.4202 | 3643.1665 | 0 | 319.7405 | 0 | 0 | 4054.6383 | 0 | 0 | 0 | 0 | 0 | 0 | 21.9803 | 0 | 0 | 1992.0041 | 0 | 0 | 400.042 | 0 | 0 | 0 | 0 | 0 | 0 | 0 | 0 | 0 | 0 | 1579.6531 | 0 | 0 | 0 | 0 | 0 | 0 | 0 | 0 | 12733.6449 | 12733.6449 | 11153.9919 | 11153.9919 | 0 | 1579.6531 | 0 | 1879.0059 | 0 | 360.1147 | 0 | 4246.5191 | 0 | 360.1147 | 0 | 3728.498 | 0 | 360.1147 | 0 | 4416.4379 | 0 | 360.1147 | 0 | 2239.1206 | 4606.6338 | 4088.6127 | 4776.5526
104506 | 242.131 | 853 | 2 | Standard Efficiency | None | None | Gas, 80% Usage | None | 400%+ | 43 | None | 20 to 49 Unit | Multifamily with 5+ units, 4-7 stories | Multi-Family with 5+ Units | 750-999 | 0-1499 | 5 | Natural Gas | 40% Conditioned | Room AC | None | Natural Gas Fuel Boiler | None | 60000-69999 | 100% LED | Occupied | <1940 | Natural Gas | Yes | 67.9925 | 0 | 0 | 0 | 599.3303 | 0 | 0 | 77.9569 | 0 | 0 | 0 | 0 | 0 | 23.7388 | 0 | 298.0533 | 16.412 | 733.2638 | 0 | 0 | 0 | 19.0496 | 434.0383 | 258.1956 | 0 | 0 | 0 | 0 | 0 | 0 | 0 | 6598.2021 | 0 | 2073.4778 | 0 | 0 | 555.9558 | 0 | 0 | 0 | 0 | 0 | 11755.3737 | 11755.3737 | 2528.031 | 2528.031 | 0 | 9227.6357 | 0 | 432.5271 | 0 | 2103.6961 | 0 | 947.4969 | 0 | 2103.6961 | 0 | 836.9197 | 0 | 2103.6961 | 0 | 1001.3129 | 0 | 2103.6961 | 0 | 2536.2232 | 3051.1929 | 2940.6157 | 3105.009
104554 | 242.131 | 617 | 1 | None | None | None | Electric, 80% Usage | None | 400%+ | 6 | None | 5 to 9 Unit | Multifamily with 5+ units, 1-3 stories | Multi-Family with 5+ Units | 500-749 | 0-1499 | 2 | Electricity | 100% Conditioned | Room AC | None | Electricity Electric Wall Furnace | None | 60000-69999 | 100% CFL | Vacant | <1940 | Electricity | No | 0 | 0 | 0 | 0 | 562.9895 | 0 | 0 | 0 | 0 | 1536.5716 | 0 | 0 | 340.8417 | 0 | 0 | 0 | 16.412 | 0 | 0 | 0 | 0 | 0 | 434.0383 | 0 | 0 | 0 | 0 | 0 | 0 | 0 | 0 | 0 | 0 | 0 | 0 | 0 | 0 | 0 | 0 | 0 | 0 | 0 | 2890.853 | 2890.853 | 2890.853 | 2890.853 | 0 | 0 | 0 | 542.315 | 0 | 0 | 0 | 1232.5688 | 0 | 0 | 0 | 1075.7614 | 0 | 0 | 0 | 1273.9799 | 0 | 0 | 0 | 542.315 | 1232.5688 | 1075.7614 | 1273.9799
104616 | 242.131 | 8194 | 5 | Standard Efficiency | Electric, 80% Usage | EnergyStar, 80% Usage | Electric, 80% Usage | 318 Rated kWh, 80% Usage | 400%+ | None | None | Single-Family Detached | Single-Family Detached | Single-Family Detached | 4000+ | 4000+ | 2 | Electricity | None | None | None | Electricity Baseboard | None | 200000+ | 100% CFL | Occupied | 1960s | Electricity | Yes | 67.9925 | 618.673 | 36.0477 | 0 | 0 | 167.0505 | 0 | 0 | 0 | 52321.6851 | 0 | 0 | 2576.3878 | 127.4859 | 24.911 | 2406.1135 | 27.2556 | 2697.7192 | 0 | 0 | 0 | 482.6881 | 434.0383 | 0 | 0 | 0 | 0 | 0 | 0 | 0 | 0 | 0 | 0 | 0 | 0 | 0 | 0 | 0 | 0 | 0 | 0 | 0 | 61988.3412 | 61988.3412 | 61988.3412 | 61988.3412 | 0 | 0 | 0 | 10639.7588 | 0 | 0 | 0 | 25597.6717 | 0 | 0 | 0 | 22157.5124 | 0 | 0 | 0 | 26966.3526 | 0 | 0 | 0 | 10639.7588 | 25597.6717 | 22157.5124 | 26966.3526
104681 | 242.131 | 3301 | 5 | None | Gas, 100% Usage | EnergyStar, 100% Usage | Electric, 100% Usage | None | 400%+ | None | None | Single-Family Detached | Single-Family Detached | Single-Family Detached | 3000-3999 | 2500-3999 | 2 | Electricity | 100% Conditioned | Heat Pump | None | Electricity ASHP | None | 120000-139999 | 100% CFL | Occupied | 1980s | Electricity | Yes | 0 | 80.3015 | 52.4597 | 1143.2702 | 3513.9221 | 0 | 319.7405 | 319.4475 | 1261.964 | 5361.1491 | 0 | 0 | 5143.3973 | 66.2341 | 24.911 | 1062.6757 | 27.2556 | 4153.9893 | 0 | 0 | 0 | 669.0813 | 480.0504 | 0 | 0 | 0 | 0 | 1065.8995 | 0 | 1452.7533 | 0 | 0 | 0 | 0 | 0 | 0 | 0 | 0 | 0 | 0 | 0 | 0 | 26198.7952 | 26198.7952 | 23680.1425 | 23680.1425 | 0 | 2518.6528 | 0 | 4033.0458 | 0 | 574.2058 | 0 | 9211.1152 | 0 | 574.2058 | 0 | 8071.048 | 0 | 574.2058 | 0 | 9660.3395 | 0 | 574.2058 | 0 | 4607.2516 | 9785.321 | 8645.2538 | 10234.5453
104768 | 242.131 | 2663 | 4 | Standard Efficiency, No usage | Electric, 80% Usage | EnergyStar, 80% Usage | Electric, 80% Usage | 318 Rated kWh, 80% Usage | 400%+ | None | None | Single-Family Detached | Single-Family Detached | Single-Family Detached | 2500-2999 | 2500-3999 | 1 | Electricity | 20% Conditioned | Room AC | None | Electricity Electric Furnace | None | 160000-179999 | 100% LED | Vacant | 1950s | Electricity | Yes | 0 | 0 | 0 | 0 | 894.1598 | 0 | 0 | 426.1253 | 0 | 18229.8998 | 0 | 0 | 351.0991 | 0 | 0 | 0 | 21.9803 | 0 | 0 | 0 | 0 | 0 | 434.0383 | 0 | 0 | 0 | 0 | 0 | 0 | 0 | 0 | 0 | 0 | 0 | 0 | 0 | 0 | 0 | 0 | 0 | 0 | 0 | 20357.3027 | 20357.3027 | 20357.3027 | 20357.3027 | 0 | 0 | 0 | 3766.0191 | 0 | 0 | 0 | 9012.5062 | 0 | 0 | 0 | 7780.2359 | 0 | 0 | 0 | 9327.7973 | 0 | 0 | 0 | 3766.0191 | 9012.5062 | 7780.2359 | 9327.7973
104785 | 242.131 | 853 | 2 | Standard Efficiency | Electric, 100% Usage | EnergyStar, 100% Usage | Electric, 100% Usage | None | 400%+ | 67 | None | 50 or more Unit | Multifamily with 5+ units, 1-3 stories | Multi-Family with 5+ Units | 750-999 | 0-1499 | 3 | Electricity | 100% Conditioned | Central AC | None | Electricity Electric Furnace | None | 70000-79999 | 100% Incandescent | Occupied | 1990s | Electricity | Yes | 67.9925 | 369.8557 | 21.6873 | 226.5439 | 1172.5774 | 0 | 0 | 16.1189 | 0 | 2078.7531 | 0 | 0 | 1912.5818 | 142.7256 | 0 | 1220.3479 | 16.412 | 1661.713 | 0 | 0 | 0 | 389.4915 | 434.0383 | 0 | 0 | 0 | 0 | 0 | 0 | 0 | 0 | 0 | 0 | 0 | 0 | 0 | 0 | 0 | 0 | 0 | 0 | 0 | 9730.8387 | 9730.8387 | 9730.8387 | 9730.8387 | 0 | 0 | 0 | 1625.6896 | 0 | 0 | 0 | 3699.7625 | 0 | 0 | 0 | 3242.0628 | 0 | 0 | 0 | 3943.2059 | 0 | 0 | 0 | 1625.6896 | 3699.7625 | 3242.0628 | 3943.2059
104800 | 242.131 | 853 | 2 | Standard Efficiency | Electric, 80% Usage | Standard, 80% Usage | Electric, 80% Usage | 318 Rated kWh, 80% Usage | 100-150% | 10 | None | 10 to 19 Unit | Multifamily with 5+ units, 1-3 stories | Multi-Family with 5+ Units | 750-999 | 0-1499 | 3 | Electricity | 80% Conditioned | Room AC | None | Electricity Baseboard | None | 15000-19999 | 100% Incandescent | Occupied | 1980s | Electricity | Yes | 67.9925 | 441.9512 | 16.412 | 0 | 1723.844 | 51.5805 | 0 | 0 | 0 | 4175.0905 | 0 | 0 | 1015.7843 | 142.7256 | 0 | 1220.3479 | 16.412 | 733.2638 | 0 | 0 | 0 | 277.5383 | 434.0383 | 0 | 0 | 0 | 0 | 0 | 0 | 0 | 0 | 0 | 0 | 0 | 0 | 0 | 0 | 0 | 0 | 0 | 0 | 0 | 10316.9809 | 10316.9809 | 10316.9809 | 10316.9809 | 0 | 0 | 0 | 1858.3326 | 0 | 0 | 0 | 4123.2948 | 0 | 0 | 0 | 3745.2401 | 0 | 0 | 0 | 4515.5955 | 0 | 0 | 0 | 1858.3326 | 4123.2948 | 3745.2401 | 4515.5955
104801 | 242.131 | 866 | 2 | Standard Efficiency | None | EnergyStar, 100% Usage | Electric, 100% Usage | 318 Rated kWh, 100% Usage | 150-200% | None | 10 | Single-Family Attached | Single-Family Attached | Single-Family Attached | 750-999 | 0-1499 | 1 | Electricity | 100% Conditioned | Central AC | None | Electricity Electric Furnace | None | 40000-44999 | 100% CFL | Occupied | <1940 | Electricity | Yes | 67.9925 | 0 | 26.3764 | 469.2068 | 2401.4243 | 112.5393 | 0 | 86.1629 | 0 | 7886.2494 | 0 | 0 | 2573.164 | 35.7547 | 0 | 393.8875 | 16.412 | 1866.2766 | 0 | 0 | 0 | 431.9868 | 868.0765 | 0 | 0 | 0 | 0 | 0 | 0 | 0 | 0 | 0 | 0 | 0 | 0 | 0 | 0 | 0 | 0 | 0 | 0 | 0 | 17235.2166 | 17235.2166 | 17235.2166 | 17235.2166 | 0 | 0 | 0 | 2988.14 | 0 | 0 | 0 | 6836.8721 | 0 | 0 | 0 | 5970.4078 | 0 | 0 | 0 | 7221.7716 | 0 | 0 | 0 | 2988.14 | 6836.8721 | 5970.4078 | 7221.7716
104803 | 242.131 | 317 | 2 | None | Electric, 100% Usage | Standard, 100% Usage | Electric, 100% Usage | 290 Rated kWh, 100% Usage | 0-100% | None | 24 | Single-Family Attached | Single-Family Attached | Single-Family Attached | 0-499 | 0-1499 | 2 | Electricity | 100% Conditioned | Room AC | None | Electricity Baseboard | None | <10000 | 100% CFL | Occupied | <1940 | Electricity | Yes | 0 | 552.439 | 20.808 | 0 | 1081.4322 | 60.3726 | 319.7405 | 0 | 0 | 2142.3495 | 0 | 0 | 1454.2186 | 29.014 | 0 | 243.249 | 16.412 | 1519.8666 | 0 | 1303.8732 | 0 | 346.9961 | 434.0383 | 0 | 0 | 0 | 0 | 0 | 0 | 0 | 0 | 0 | 0 | 0 | 0 | 3613.8594 | 0 | 0 | 0 | 0 | 0 | 0 | 13138.083 | 13138.083 | 9524.2236 | 9524.2236 | 0 | 3613.8594 | 0 | 1557.6734 | 0 | 823.8793 | 0 | 3571.5319 | 0 | 823.8793 | 0 | 3131.0179 | 0 | 823.8793 | 0 | 3786.4267 | 0 | 823.8793 | 0 | 2381.5527 | 4395.4112 | 3954.8973 | 4610.306
104835 | 242.131 | 617 | 1 | Standard Efficiency | None | None | Electric, 120% Usage | None | 400%+ | 5 | None | 5 to 9 Unit | Multifamily with 5+ units, 1-3 stories | Multi-Family with 5+ Units | 500-749 | 0-1499 | 2 | Natural Gas | 100% Conditioned | Central AC | None | Natural Gas Fuel Furnace | None | 80000-99999 | 100% Incandescent | Occupied | 1950s | Natural Gas | No | 67.9925 | 0 | 0 | 895.039 | 2512.7914 | 0 | 0 | 47.4775 | 0 | 0 | 0 | 0 | 0 | 130.7097 | 0 | 1017.8358 | 16.412 | 2742.8521 | 0 | 0 | 0 | 416.454 | 480.0504 | 0 | 0 | 0 | 0 | 0 | 0 | 0 | 0 | 4594.1821 | 0 | 3909.5681 | 0 | 0 | 0 | 0 | 0 | 0 | 0 | 0 | 16831.0716 | 16831.0716 | 8327.6145 | 8327.6145 | 0 | 8503.4571 | 0 | 1417.4957 | 0 | 1938.6366 | 0 | 3092.3501 | 0 | 1938.6366 | 0 | 2738.7889 | 0 | 1938.6366 | 0 | 3242.7328 | 0 | 1938.6366 | 0 | 3356.1322 | 5030.9867 | 4677.4255 | 5181.3693
104842 | 242.131 | 2663 | 4 | Standard Efficiency, No usage | None | None | Electric, 100% Usage | 318 Rated kWh, 100% Usage | 400%+ | None | None | Single-Family Detached | Single-Family Detached | Single-Family Detached | 2500-2999 | 2500-3999 | 1 | Electricity | 100% Conditioned | Heat Pump | None | Electricity ASHP | None | 100000-119999 | 100% Incandescent | Vacant | 2000s | Natural Gas | Yes | 0 | 0 | 0 | 498.2208 | 1600.168 | 0 | 319.7405 | 66.2341 | 196.0645 | 1065.6064 | 0 | 0 | 0 | 0 | 0 | 0 | 21.9803 | 0 | 0 | 0 | 0 | 0 | 868.0765 | 0 | 0 | 0 | 0 | 0 | 0 | 0 | 0 | 0 | 0 | 1490.8525 | 0 | 0 | 0 | 0 | 0 | 0 | 0 | 0 | 6126.3576 | 6126.3576 | 4635.5051 | 4635.5051 | 0 | 1490.8525 | 0 | 862.5689 | 0 | 339.8813 | 0 | 1870.8299 | 0 | 339.8813 | 0 | 1652.2265 | 0 | 339.8813 | 0 | 1912.4502 | 0 | 339.8813 | 0 | 1202.4502 | 2210.7112 | 1992.1078 | 2252.3315
104846 | 242.131 | 2176 | 3 | None | None | EnergyStar, 100% Usage | Electric, 100% Usage | None | 0-100% | None | None | Single-Family Detached | Single-Family Detached | Single-Family Detached | 2000-2499 | 1500-2499 | 2 | Other Fuel | 100% Conditioned | Central AC | None | None | None | 10000-14999 | 100% CFL | Occupied | 1960s | Electricity | Yes | 0 | 0 | 23.4457 | 1258.1541 | 5286.416 | 0 | 319.7405 | 0 | 0 | 0 | 0 | 0 | 2172.8289 | 52.1667 | 0 | 753.7788 | 21.9803 | 2537.1163 | 0 | 0 | 0 | 405.6104 | 434.0383 | 0 | 0 | 0 | 0 | 0 | 0 | 0 | 0 | 0 | 0 | 0 | 0 | 0 | 0 | 0 | 0 | 0 | 0 | 0 | 13265.2758 | 13265.2758 | 13265.2758 | 13265.2758 | 0 | 0 | 0 | 2140.2792 | 0 | 0 | 0 | 4562.3423 | 0 | 0 | 0 | 4066.0097 | 0 | 0 | 0 | 4848.5164 | 0 | 0 | 0 | 2140.2792 | 4562.3423 | 4066.0097 | 4848.5164
104853 | 242.131 | 853 | 1 | Standard Efficiency, No usage | Electric, 80% Usage | EnergyStar, 80% Usage | Electric, 80% Usage | 318 Rated kWh, 80% Usage | 400%+ | 12 | None | 10 to 19 Unit | Multifamily with 5+ units, 1-3 stories | Multi-Family with 5+ Units | 750-999 | 0-1499 | 3 | Electricity | 100% Conditioned | Heat Pump | None | Electricity ASHP | None | 140000-159999 | 100% Incandescent | Vacant | 2000s | Electricity | Yes | 0 | 0 | 0 | 266.6947 | 862.2151 | 0 | 0 | 2.0515 | 0 | 183.7556 | 0 | 0 | 330.2911 | 0 | 0 | 0 | 16.412 | 0 | 0 | 0 | 0 | 0 | 434.0383 | 0 | 0 | 0 | 0 | 0 | 0 | 0 | 0 | 0 | 0 | 0 | 0 | 0 | 0 | 0 | 0 | 0 | 0 | 0 | 2095.4582 | 2095.4582 | 2095.4582 | 2095.4582 | 0 | 0 | 0 | 357.4439 | 0 | 0 | 0 | 776.0716 | 0 | 0 | 0 | 690.2624 | 0 | 0 | 0 | 796.7726 | 0 | 0 | 0 | 357.4439 | 776.0716 | 690.2624 | 796.7726
104889 | 242.131 | 2176 | 4 | None | Electric, 120% Usage | EnergyStar, 120% Usage | Electric, 120% Usage | None | 400%+ | None | None | Single-Family Detached | Single-Family Detached | Single-Family Detached | 2000-2499 | 1500-2499 | 1 | Natural Gas | 40% Conditioned | Room AC | None | Natural Gas Fuel Wall/Floor Furnace | None | 100000-119999 | 100% LED | Occupied | 1940s | Natural Gas | Yes | 0 | 629.5167 | 36.6339 | 0 | 2471.7614 | 0 | 0 | 0 | 0 | 0 | 0 | 0 | 0 | 34.8755 | 0 | 575.5916 | 21.9803 | 5704.0422 | 0 | 2454.4702 | 0 | 565.6272 | 868.0765 | 433.4521 | 0 | 0 | 0 | 0 | 0 | 0 | 0 | 51230.2884 | 0 | 8135.0668 | 0 | 0 | 0 | 0 | 0 | 0 | 0 | 0 | 73160.7966 | 73160.7966 | 13795.7345 | 13795.7345 | 0 | 59365.0621 | 0 | 2211.2165 | 0 | 13534.0115 | 0 | 4943.1308 | 0 | 13534.0115 | 0 | 4367.0145 | 0 | 13534.0115 | 0 | 5244.0281 | 0 | 13534.0115 | 0 | 15745.2281 | 18477.1423 | 17901.0261 | 18778.0396
104912 | 242.131 | 1220 | 4 | Standard Efficiency | Electric, 80% Usage | EnergyStar, 80% Usage | Electric, 80% Usage | 290 Rated kWh, 80% Usage | 200-300% | None | None | Single-Family Detached | Single-Family Detached | Single-Family Detached | 1000-1499 | 0-1499 | 1 | Electricity | 100% Conditioned | Central AC | None | Electricity Electric Furnace | None | 80000-99999 | 100% Incandescent | Occupied | 1980s | Electricity | Yes | 67.9925 | 618.9661 | 36.0477 | 392.1291 | 2802.0525 | 156.2069 | 0 | 218.9241 | 0 | 9359.5177 | 0 | 0 | 2562.6134 | 160.896 | 0 | 1535.3993 | 21.9803 | 1588.7383 | 0 | 0 | 0 | 482.6881 | 434.0383 | 0 | 0 | 0 | 0 | 0 | 0 | 0 | 0 | 0 | 0 | 0 | 0 | 0 | 0 | 0 | 0 | 0 | 0 | 0 | 20437.8972 | 20437.8972 | 20437.8972 | 20437.8972 | 0 | 0 | 0 | 3535.5561 | 0 | 0 | 0 | 8133.104 | 0 | 0 | 0 | 7096.3542 | 0 | 0 | 0 | 8582.766 | 0 | 0 | 0 | 3535.5561 | 8133.104 | 7096.3542 | 8582.766
104939 | 242.131 | 1202 | 2 | Standard Efficiency | Electric, 120% Usage | EnergyStar, 120% Usage | Electric, 120% Usage | 318 Rated kWh, 120% Usage | 400%+ | None | 8 | Single-Family Attached | Single-Family Attached | Single-Family Attached | 1000-1499 | 0-1499 | 1 | Natural Gas | 100% Conditioned | Central AC | None | Natural Gas Fuel Furnace | None | 200000+ | 100% Incandescent | Occupied | 1970s | Natural Gas | Yes | 67.9925 | 347.5823 | 20.2219 | 542.1815 | 2026.2934 | 77.6638 | 0 | 44.5468 | 0 | 0 | 0 | 0 | 0 | 160.0168 | 0 | 1519.8666 | 16.412 | 3311.41 | 0 | 0 | 0 | 416.454 | 434.0383 | 0 | 0 | 0 | 0 | 0 | 0 | 607.2433 | 0 | 2013.3983 | 0 | 4020.0559 | 0 | 0 | 0 | 0 | 0 | 0 | 0 | 0 | 15625.6702 | 15625.6702 | 8984.9729 | 8984.9729 | 0 | 6640.9904 | 0 | 1504.0429 | 0 | 1513.9893 | 0 | 3358.4365 | 0 | 1513.9893 | 0 | 2964.9056 | 0 | 1513.9893 | 0 | 3517.5018 | 0 | 1513.9893 | 0 | 3018.0322 | 4872.4257 | 4478.8949 | 5031.4911
105061 | 242.131 | 3301 | 4 | Standard Efficiency | Electric, 80% Usage | Standard, 80% Usage | Electric, 80% Usage | 290 Rated kWh, 80% Usage | 400%+ | None | None | Single-Family Detached | Single-Family Detached | Single-Family Detached | 3000-3999 | 2500-3999 | 2 | Fuel Oil | 100% Conditioned | Central AC | None | Fuel Oil Fuel Furnace | None | 120000-139999 | 100% Incandescent | Occupied | 1940s | Natural Gas | Yes | 67.9925 | 1179.318 | 44.2537 | 816.2029 | 5774.0862 | 156.2069 | 319.7405 | 705.7151 | 0 | 0 | 0 | 0 | 0 | 264.9362 | 99.9372 | 3321.6675 | 21.9803 | 1919.6155 | 0 | 0 | 0 | 482.6881 | 480.0504 | 0 | 0 | 32787.326 | 0 | 0 | 0 | 0 | 0 | 0 | 0 | 4564.5819 | 0 | 0 | 0 | 0 | 0 | 0 | 0 | 0 | 53006.006 | 53006.006 | 15654.0981 | 15654.0981 | 32787.326 | 4564.5819 | 0 | 2778.5445 | 9941.0338 | 1040.6271 | 0 | 5920.299 | 9941.0338 | 1040.6271 | 0 | 5249.8613 | 9941.0338 | 1040.6271 | 0 | 6227.7674 | 9941.0338 | 1040.6271 | 0 | 13760.2054 | 16901.9598 | 16231.5222 | 17209.4283
105082 | 242.131 | 1675 | 3 | Standard Efficiency | Electric, 80% Usage | EnergyStar, 80% Usage | Gas, 80% Usage | None | 400%+ | None | 5 | Single-Family Attached | Single-Family Attached | Single-Family Attached | 1500-1999 | 1500-2499 | 2 | Natural Gas | 100% Conditioned | Central AC | None | Natural Gas Fuel Furnace | None | 120000-139999 | 100% CFL | Occupied | 2000s | Natural Gas | Yes | 67.9925 | 296.0018 | 17.2912 | 226.2509 | 813.5653 | 0 | 319.7405 | 49.529 | 0 | 0 | 0 | 0 | 0 | 46.0122 | 0 | 616.0354 | 21.9803 | 929.6214 | 0 | 0 | 0 | 21.3942 | 434.0383 | 0 | 0 | 0 | 0 | 0 | 0 | 0 | 0 | 6180.8689 | 0 | 2349.5508 | 0 | 0 | 624.8275 | 0 | 0 | 0 | 0 | 0 | 13014.407 | 13014.407 | 3859.1598 | 3859.1598 | 0 | 9155.2472 | 0 | 671.4591 | 0 | 2087.2307 | 0 | 1481.4771 | 0 | 2087.2307 | 0 | 1309.8083 | 0 | 2087.2307 | 0 | 1544.0271 | 0 | 2087.2307 | 0 | 2758.6898 | 3568.7078 | 3397.039 | 3631.2578
105170 | 242.131 | 1138 | 2 | Standard Efficiency | None | None | Electric, 100% Usage | 318 Rated kWh, 100% Usage | 400%+ | 24 | None | 20 to 49 Unit | Multifamily with 5+ units, 1-3 stories | Multi-Family with 5+ Units | 1000-1499 | 0-1499 | 3 | Electricity | 100% Conditioned | Central AC | None | Electricity Electric Furnace | None | 100000-119999 | 100% LED | Occupied | 1990s | Electricity | Yes | 67.9925 | 0 | 0 | 154.4485 | 1007.2853 | 88.5075 | 0 | 10.2575 | 0 | 1147.0802 | 0 | 0 | 1840.4863 | 26.0833 | 0 | 357.8398 | 16.412 | 1776.3038 | 0 | 0 | 0 | 389.4915 | 434.0383 | 0 | 0 | 0 | 0 | 0 | 0 | 0 | 0 | 0 | 0 | 0 | 0 | 0 | 0 | 0 | 0 | 0 | 0 | 0 | 7316.2262 | 7316.2262 | 7316.2262 | 7316.2262 | 0 | 0 | 0 | 1241.4488 | 0 | 0 | 0 | 2825.387 | 0 | 0 | 0 | 2476.339 | 0 | 0 | 0 | 2980.6888 | 0 | 0 | 0 | 1241.4488 | 2825.387 | 2476.339 | 2980.6888
105236 | 242.131 | 1202 | 3 | Standard Efficiency | Electric, 120% Usage | Standard, 120% Usage | Electric, 120% Usage | None | 400%+ | None | 20 | Single-Family Attached | Single-Family Attached | Single-Family Attached | 1000-1499 | 0-1499 | 1 | Natural Gas | 100% Conditioned | Central AC | None | Natural Gas Fuel Furnace | None | 80000-99999 | 100% LED | Occupied | 2000s | Natural Gas | Yes | 67.9925 | 846.3893 | 31.6517 | 298.0533 | 1703.9152 | 0 | 319.7405 | 239.146 | 0 | 0 | 0 | 0 | 0 | 26.6695 | 0 | 371.321 | 21.9803 | 3573.7086 | 0 | 0 | 0 | 467.4484 | 434.0383 | 312.7068 | 0 | 0 | 0 | 0 | 1395.6044 | 0 | 0 | 9438.94 | 0 | 5793.1358 | 0 | 0 | 0 | 0 | 0 | 0 | 0 | 0 | 25341.8554 | 25341.8554 | 8714.1752 | 8714.1752 | 0 | 16627.6802 | 0 | 1496.4616 | 0 | 3790.783 | 0 | 3324.4021 | 0 | 3790.783 | 0 | 3053.9612 | 0 | 3790.783 | 0 | 3641.1189 | 0 | 3790.783 | 0 | 5287.2446 | 7115.1851 | 6844.7442 | 7431.9019
105355 | 242.131 | 853 | 2 | Standard Efficiency | Electric, 100% Usage | EnergyStar, 100% Usage | Electric, 100% Usage | None | 400%+ | 67 | None | 50 or more Unit | Multifamily with 5+ units, 4-7 stories | Multi-Family with 5+ Units | 750-999 | 0-1499 | 4 | Electricity | 100% Conditioned | Central AC | None | Electricity Electric Furnace | None | 60000-69999 | 100% LED | Occupied | 2010s | Electricity | No | 67.9925 | 289.8473 | 16.9981 | 123.3829 | 757.8818 | 0 | 0 | 6.1545 | 0 | 663.2198 | 0 | 0 | 1290.0989 | 23.7388 | 0 | 298.0533 | 16.412 | 1466.5276 | 0 | 0 | 0 | 346.9961 | 434.0383 | 0 | 0 | 0 | 0 | 0 | 0 | 0 | 0 | 0 | 0 | 0 | 0 | 0 | 0 | 0 | 0 | 0 | 0 | 0 | 5801.3418 | 5801.3418 | 5801.3418 | 5801.3418 | 0 | 0 | 0 | 979.0968 | 0 | 0 | 0 | 2217.0107 | 0 | 0 | 0 | 1945.8351 | 0 | 0 | 0 | 2351.1775 | 0 | 0 | 0 | 979.0968 | 2217.0107 | 1945.8351 | 2351.1775
105518 | 242.131 | 1138 | 2 | Standard Efficiency | None | None | Electric, 100% Usage | None | 400%+ | 24 | None | 20 to 49 Unit | Multifamily with 5+ units, 1-3 stories | Multi-Family with 5+ Units | 1000-1499 | 0-1499 | 1 | Natural Gas | 80% Conditioned | Room AC | Heating Only | Natural Gas Shared Heating | Boiler Baseboards Heating Only, Natural Gas | 100000-119999 | 100% Incandescent | Occupied | 1950s | Natural Gas | Yes | 67.9925 | 0 | 0 | 0 | 2690.0994 | 0 | 0 | 163.5337 | 0 | 0 | 0 | 0 | 0 | 156.793 | 0 | 1465.0623 | 16.412 | 1581.4115 | 0 | 0 | 0 | 346.9961 | 434.0383 | 0 | 0 | 0 | 0 | 0 | 0 | 0 | 0 | 42326.7893 | 0 | 2647.8971 | 0 | 0 | 0 | 0 | 0 | 0 | 0 | 0 | 51896.732 | 51896.732 | 6922.0456 | 6922.0456 | 0 | 44974.6864 | 0 | 1205.6639 | 0 | 10253.3095 | 0 | 2580.1545 | 0 | 10253.3095 | 0 | 2288.8307 | 0 | 10253.3095 | 0 | 2717.0673 | 0 | 10253.3095 | 0 | 11458.9734 | 12833.464 | 12542.1402 | 12970.3768
105619 | 242.131 | 1138 | 2 | Standard Efficiency | None | None | Gas, 100% Usage | None | 400%+ | 2 | None | 2 Unit | Multifamily with 2-4 Units | Multi-Family with 2 - 4 Units | 1000-1499 | 0-1499 | 2 | Natural Gas | 100% Conditioned | Central AC | None | Natural Gas Fuel Furnace | None | 80000-99999 | 100% CFL | Occupied | 2000s | Natural Gas | Yes | 67.9925 | 0 | 0 | 440.4858 | 1504.0407 | 0 | 0 | 79.4223 | 0 | 0 | 0 | 0 | 0 | 39.2715 | 0 | 468.6206 | 16.412 | 1374.2102 | 0 | 0 | 0 | 26.6695 | 434.0383 | 0 | 0 | 0 | 0 | 0 | 0 | 0 | 0 | 6833.8312 | 0 | 3276.2415 | 0 | 0 | 781.0344 | 0 | 0 | 0 | 0 | 0 | 15342.2705 | 15342.2705 | 4451.1634 | 4451.1634 | 0 | 10891.1071 | 0 | 786.79 | 0 | 2482.9374 | 0 | 1697.6515 | 0 | 2482.9374 | 0 | 1503.9032 | 0 | 2482.9374 | 0 | 1776.0024 | 0 | 2482.9374 | 0 | 3269.7274 | 4180.589 | 3986.8406 | 4258.9398
105647 | 242.131 | 8194 | 4 | Standard Efficiency, No usage | Electric, 120% Usage | EnergyStar, 120% Usage | Electric, 120% Usage | 318 Rated kWh, 120% Usage | 300-400% | None | None | Single-Family Detached | Single-Family Detached | Single-Family Detached | 4000+ | 4000+ | 2 | Natural Gas | 100% Conditioned | Central AC | None | Natural Gas Fuel Furnace | None | 100000-119999 | 100% LED | Vacant | 1950s | Natural Gas | Yes | 0 | 0 | 0 | 1407.9134 | 8376.8504 | 0 | 319.7405 | 280.469 | 0 | 0 | 0 | 0 | 0 | 0 | 0 | 0 | 21.9803 | 0 | 0 | 0 | 0 | 0 | 868.0765 | 0 | 0 | 0 | 0 | 0 | 0 | 0 | 0 | 25494.8385 | 0 | 1580.2392 | 0 | 0 | 0 | 0 | 0 | 0 | 0 | 0 | 38349.8149 | 38349.8149 | 11274.7371 | 11274.7371 | 0 | 27075.0777 | 0 | 2077.8735 | 0 | 6172.5494 | 0 | 4129.8338 | 0 | 6172.5494 | 0 | 3725.316 | 0 | 6172.5494 | 0 | 4232.1579 | 0 | 6172.5494 | 0 | 8250.4229 | 10302.3832 | 9897.8654 | 10404.7073
105785 | 242.131 | 1675 | 2 | None | Electric, 100% Usage | Standard, 100% Usage | Electric, 100% Usage | 318 Rated kWh, 100% Usage | 400%+ | None | 36 | Single-Family Attached | Single-Family Attached | Single-Family Attached | 1500-1999 | 1500-2499 | 1 | Electricity | 100% Conditioned | Heat Pump | None | Electricity ASHP | None | 70000-79999 | 100% CFL | Occupied | 1980s | Electricity | Yes | 0 | 705.129 | 26.3764 | 419.0916 | 1755.4957 | 88.5075 | 0 | 428.763 | 1043.0399 | 4458.4902 | 0 | 0 | 2152.607 | 46.0122 | 0 | 616.0354 | 16.412 | 1859.5359 | 0 | 0 | 0 | 389.4915 | 434.0383 | 0 | 0 | 0 | 0 | 0 | 0 | 0 | 0 | 0 | 0 | 0 | 0 | 0 | 0 | 0 | 0 | 0 | 0 | 0 | 14439.0255 | 14439.0255 | 14439.0255 | 14439.0255 | 0 | 0 | 0 | 2519.8753 | 0 | 0 | 0 | 5735.2877 | 0 | 0 | 0 | 5010.9324 | 0 | 0 | 0 | 6038.8004 | 0 | 0 | 0 | 2519.8753 | 5735.2877 | 5010.9324 | 6038.8004
105831 | 242.131 | 617 | 2 | None | Electric, 100% Usage | Standard, 100% Usage | Electric, 100% Usage | None | 300-400% | 67 | None | 50 or more Unit | Multifamily with 5+ units, 4-7 stories | Multi-Family with 5+ Units | 500-749 | 0-1499 | 4 | Natural Gas | 100% Conditioned | Central AC | Heating and Cooling | Natural Gas Shared Heating | Fan Coil Heating and Cooling, Natural Gas | 50000-59999 | 100% CFL | Occupied | 1960s | Electricity | Yes | 0 | 705.129 | 26.3764 | 29.6002 | 2301.4871 | 0 | 0 | 269.9185 | 0 | 0 | 0 | 0 | 1945.6988 | 32.824 | 0 | 325.602 | 16.412 | 1566.4649 | 0 | 0 | 0 | 389.4915 | 434.0383 | 0 | 0 | 0 | 0 | 0 | 0 | 0 | 0 | 10269.7964 | 0 | 0 | 0 | 0 | 0 | 0 | 0 | 0 | 0 | 0 | 18313.132 | 18313.132 | 8043.3355 | 8043.3355 | 0 | 10269.7964 | 0 | 1301.6754 | 0 | 2341.3322 | 0 | 2839.8112 | 0 | 2341.3322 | 0 | 2517.9938 | 0 | 2341.3322 | 0 | 3044.1741 | 0 | 2341.3322 | 0 | 3643.0076 | 5181.1434 | 4859.326 | 5385.5063
105912 | 242.131 | 1220 | 2 | Standard Efficiency | Gas, 100% Usage | Standard, 100% Usage | Electric, 100% Usage | 318 Rated kWh, 100% Usage | 0-100% | None | None | Single-Family Detached | Single-Family Detached | Single-Family Detached | 1000-1499 | 0-1499 | 1 | Natural Gas | 100% Conditioned | Central AC | None | Natural Gas Fuel Furnace | None | <10000 | 100% Incandescent | Occupied | 1950s | Natural Gas | Yes | 67.9925 | 46.8914 | 19.6358 | 458.9493 | 2345.1547 | 60.3726 | 0 | 429.3491 | 0 | 0 | 0 | 0 | 0 | 160.896 | 0 | 1535.3993 | 16.412 | 1918.4432 | 0 | 0 | 0 | 339.6694 | 434.0383 | 0 | 0 | 0 | 0 | 624.2414 | 0 | 0 | 0 | 17236.6819 | 0 | 2738.7491 | 0 | 0 | 0 | 0 | 0 | 0 | 0 | 0 | 28433.1691 | 28433.1691 | 7833.4966 | 7833.4966 | 0 | 20599.6724 | 0 | 1377.1999 | 0 | 4696.3235 | 0 | 2983.6571 | 0 | 4696.3235 | 0 | 2638.2964 | 0 | 4696.3235 | 0 | 3138.2641 | 0 | 4696.3235 | 0 | 6073.5234 | 7679.9806 | 7334.6199 | 7834.5876
105949 | 242.131 | 3301 | 5 | Standard Efficiency, No usage | Electric, 100% Usage | EnergyStar, 100% Usage | Electric, 100% Usage | 318 Rated kWh, 100% Usage | 400%+ | None | None | Single-Family Detached | Single-Family Detached | Single-Family Detached | 3000-3999 | 2500-3999 | 2 | Electricity | 100% Conditioned | Heat Pump | None | Electricity ASHP | None | 100000-119999 | 100% CFL | Vacant | 1950s | Natural Gas | Yes | 0 | 0 | 0 | 1388.2777 | 5841.7856 | 0 | 0 | 312.7068 | 429.056 | 6153.3202 | 0 | 0 | 0 | 0 | 0 | 0 | 27.2556 | 0 | 0 | 0 | 0 | 0 | 914.0887 | 0 | 0 | 0 | 0 | 0 | 0 | 0 | 0 | 0 | 0 | 1578.1877 | 0 | 0 | 0 | 0 | 0 | 0 | 0 | 0 | 16644.6783 | 16644.6783 | 15066.1976 | 15066.1976 | 0 | 1578.1877 | 0 | 2535.7519 | 0 | 359.8271 | 0 | 5795.0743 | 0 | 359.8271 | 0 | 5102.056 | 0 | 359.8271 | 0 | 5929.486 | 0 | 359.8271 | 0 | 2895.579 | 6154.9015 | 5461.8831 | 6289.3131
106023 | 242.131 | 2176 | 3 | Standard Efficiency | Gas, 100% Usage | Standard, 100% Usage | Electric, 100% Usage | None | 300-400% | None | None | Single-Family Detached | Single-Family Detached | Single-Family Detached | 2000-2499 | 1500-2499 | 2 | Natural Gas | 100% Conditioned | Central AC | None | Natural Gas Fuel Furnace | None | 100000-119999 | 100% Incandescent | Occupied | 1940s | Natural Gas | Yes | 67.9925 | 110.4878 | 46.3052 | 363.7012 | 3657.82 | 0 | 0 | 952.1879 | 0 | 0 | 0 | 0 | 0 | 208.6666 | 0 | 2355.9983 | 21.9803 | 3166.6329 | 0 | 0 | 0 | 537.1993 | 434.0383 | 0 | 0 | 0 | 0 | 1468.8722 | 0 | 0 | 0 | 38297.3551 | 0 | 5671.2183 | 0 | 0 | 0 | 0 | 0 | 0 | 0 | 0 | 57361.0421 | 57361.0421 | 11923.5965 | 11923.5965 | 0 | 45437.4456 | 0 | 2076.5894 | 0 | 10358.8119 | 0 | 4513.8873 | 0 | 10358.8119 | 0 | 3995.262 | 0 | 10358.8119 | 0 | 4719.1133 | 0 | 10358.8119 | 0 | 12435.4013 | 14872.6992 | 14354.0739 | 15077.9252
106148 | 242.131 | 1675 | 3 | None | Electric, 120% Usage | EnergyStar, 120% Usage | Electric, 120% Usage | 318 Rated kWh, 120% Usage | 400%+ | None | 5 | Single-Family Attached | Single-Family Attached | Single-Family Attached | 1500-1999 | 1500-2499 | 1 | Electricity | 100% Conditioned | Heat Pump | None | Electricity ASHP | None | 120000-139999 | 100% LED | Occupied | 1980s | Electricity | Yes | 0 | 444.0027 | 25.7903 | 293.3641 | 1732.05 | 106.3848 | 0 | 251.455 | 729.747 | 3582.2077 | 0 | 0 | 3386.7293 | 30.4794 | 0 | 470.6721 | 21.9803 | 3718.7788 | 0 | 0 | 0 | 467.4484 | 434.0383 | 0 | 0 | 0 | 0 | 0 | 0 | 0 | 0 | 0 | 0 | 0 | 0 | 0 | 0 | 0 | 0 | 0 | 0 | 0 | 15694.835 | 15694.835 | 15694.835 | 15694.835 | 0 | 0 | 0 | 2707.741 | 0 | 0 | 0 | 6135.3857 | 0 | 0 | 0 | 5369.2064 | 0 | 0 | 0 | 6493.7155 | 0 | 0 | 0 | 2707.741 | 6135.3857 | 5369.2064 | 6493.7155
106181 | 242.131 | 617 | 1 | Standard Efficiency | None | None | Electric, 100% Usage | None | 200-300% | 2 | None | 2 Unit | Multifamily with 2-4 Units | Multi-Family with 2 - 4 Units | 500-749 | 0-1499 | 2 | Natural Gas | 100% Conditioned | Central AC | None | Natural Gas Fuel Furnace | None | 25000-29999 | 100% Incandescent | Occupied | 1940s | Electricity | Yes | 67.9925 | 0 | 0 | 273.7284 | 2006.3645 | 0 | 0 | 327.6535 | 0 | 0 | 0 | 0 | 1232.95 | 130.7097 | 0 | 1017.8358 | 16.412 | 1060.9173 | 0 | 0 | 0 | 346.9961 | 1356.0398 | 0 | 0 | 0 | 0 | 0 | 0 | 0 | 0 | 15152.0674 | 0 | 0 | 0 | 0 | 0 | 0 | 0 | 0 | 0 | 0 | 22989.9601 | 22989.9601 | 7837.8927 | 7837.8927 | 0 | 15152.0674 | 0 | 1316.6598 | 0 | 3454.3898 | 0 | 2905.1326 | 0 | 3454.3898 | 0 | 2569.8825 | 0 | 3454.3898 | 0 | 3051.2456 | 0 | 3454.3898 | 0 | 4771.0497 | 6359.5224 | 6024.2723 | 6505.6354
106230 | 242.131 | 885 | 3 | Standard Efficiency | Electric, 100% Usage | Standard, 100% Usage | Gas, 100% Usage | None | 300-400% | None | None | Single-Family Detached | Single-Family Detached | Single-Family Detached | 750-999 | 0-1499 | 1 | Natural Gas | None | None | None | Natural Gas Fuel Boiler | None | 50000-59999 | 100% LED | Occupied | 1950s | Natural Gas | Yes | 67.9925 | 762.864 | 28.4279 | 0 | 0 | 0 | 319.7405 | 105.7987 | 0 | 0 | 0 | 0 | 0 | 24.0318 | 16.7051 | 304.7939 | 21.9803 | 2126.8168 | 0 | 0 | 0 | 27.8418 | 400.042 | 0 | 0 | 0 | 0 | 0 | 0 | 0 | 0 | 14214.8261 | 0 | 3793.2189 | 0 | 0 | 813.5653 | 0 | 0 | 0 | 0 | 0 | 23028.6455 | 23028.6455 | 4207.0352 | 4207.0352 | 0 | 18821.6103 | 0 | 677.7305 | 0 | 4290.9244 | 0 | 1541.9991 | 0 | 4290.9244 | 0 | 1354.7207 | 0 | 4290.9244 | 0 | 1643.0821 | 0 | 4290.9244 | 0 | 4968.6549 | 5832.9235 | 5645.6451 | 5934.0065
106254 | 242.131 | 3301 | 4 | None | Gas, 80% Usage | Standard, 80% Usage | Electric, 80% Usage | None | 400%+ | None | None | Single-Family Detached | Single-Family Detached | Single-Family Detached | 3000-3999 | 2500-3999 | 2 | Natural Gas | 100% Conditioned | Central AC | None | Natural Gas Fuel Furnace | None | 200000+ | 100% Incandescent | Occupied | <1940 | Natural Gas | Yes | 0 | 54.5112 | 22.8595 | 2030.3964 | 6781.3715 | 0 | 319.7405 | 400.9212 | 0 | 0 | 0 | 0 | 0 | 264.9362 | 0 | 3321.6675 | 21.9803 | 1447.478 | 0 | 0 | 0 | 324.4297 | 868.0765 | 0 | 0 | 0 | 0 | 724.7648 | 0 | 0 | 0 | 52938.3066 | 0 | 2564.6649 | 0 | 0 | 0 | 0 | 0 | 0 | 0 | 0 | 72086.1049 | 72086.1049 | 15858.3687 | 15858.3687 | 0 | 56227.7363 | 0 | 2692.3383 | 0 | 12818.7776 | 0 | 5639.3134 | 0 | 12818.7776 | 0 | 5024.1388 | 0 | 12818.7776 | 0 | 6002.919 | 0 | 12818.7776 | 0 | 15511.1159 | 18458.091 | 17842.9163 | 18821.6966
106290 | 242.131 | 1690 | 3 | Standard Efficiency | Electric, 80% Usage | Standard, 80% Usage | Electric, 80% Usage | None | 400%+ | None | None | Single-Family Detached | Single-Family Detached | Single-Family Detached | 1500-1999 | 1500-2499 | 1 | Fuel Oil | 100% Conditioned | Central AC | None | Fuel Oil Fuel Furnace | None | 80000-99999 | 100% CFL | Occupied | 1960s | Electricity | Yes | 67.9925 | 420.557 | 15.8258 | 1014.612 | 5740.6761 | 0 | 0 | 967.7207 | 0 | 0 | 0 | 0 | 837.8902 | 46.0122 | 24.911 | 620.1384 | 21.9803 | 1033.9547 | 0 | 0 | 0 | 271.6769 | 868.0765 | 0 | 0 | 38816.384 | 0 | 0 | 0 | 0 | 0 | 0 | 0 | 0 | 0 | 0 | 0 | 0 | 0 | 0 | 0 | 0 | 50768.4084 | 50768.4084 | 11951.7313 | 11951.7313 | 38816.384 | 0 | 0 | 2033.5598 | 11769.08 | 0 | 0 | 4304.6805 | 11769.08 | 0 | 0 | 3834.9366 | 11769.08 | 0 | 0 | 4518.7589 | 11769.08 | 0 | 0 | 13802.6398 | 16073.7605 | 15604.0166 | 16287.8389
106356 | 242.131 | 3301 | 5 | None | Electric, 120% Usage | Standard, 120% Usage | Gas, 120% Usage | 318 Rated kWh, 120% Usage | 400%+ | None | None | Single-Family Detached | Single-Family Detached | Single-Family Detached | 3000-3999 | 2500-3999 | 2 | Natural Gas | 80% Conditioned | Central AC | None | Natural Gas Fuel Furnace | None | 160000-179999 | 100% Incandescent | Occupied | 2000s | Electricity | Yes | 0 | 1199.833 | 44.8399 | 156.5 | 2040.9469 | 161.7752 | 0 | 548.336 | 0 | 0 | 0 | 0 | 5878.1265 | 264.9362 | 99.9372 | 3321.6675 | 27.2556 | 6419.4287 | 0 | 0 | 0 | 38.6854 | 434.0383 | 0 | 0 | 0 | 0 | 0 | 0 | 1081.1392 | 0 | 25250.7103 | 0 | 0 | 0 | 0 | 1136.5296 | 0 | 0 | 0 | 0 | 0 | 48104.9785 | 48104.9785 | 20636.3063 | 20636.3063 | 0 | 27468.6722 | 0 | 3480.5671 | 0 | 6262.2582 | 0 | 7777.5393 | 0 | 6262.2582 | 0 | 6837.5389 | 0 | 6262.2582 | 0 | 8279.06 | 0 | 6262.2582 | 0 | 9742.8253 | 14039.7974 | 13099.7971 | 14541.3182
106437 | 242.131 | 853 | 2 | Standard Efficiency | None | None | Electric, 120% Usage | None | 150-200% | 16 | None | 10 to 19 Unit | Multifamily with 5+ units, 1-3 stories | Multi-Family with 5+ Units | 750-999 | 0-1499 | 2 | Electricity | 100% Conditioned | Central AC | None | Electricity Electric Furnace | None | 30000-34999 | 100% CFL | Occupied | 1960s | Electricity | No | 67.9925 | 0 | 0 | 319.7405 | 1884.7401 | 0 | 0 | 58.0281 | 0 | 2652.0001 | 0 | 0 | 4485.7458 | 35.7547 | 0 | 390.3707 | 16.412 | 3713.5035 | 0 | 0 | 0 | 518.4427 | 434.0383 | 0 | 0 | 0 | 0 | 0 | 0 | 0 | 0 | 0 | 0 | 0 | 0 | 0 | 0 | 0 | 0 | 0 | 0 | 0 | 14577.062 | 14577.062 | 14577.062 | 14577.062 | 0 | 0 | 0 | 2424.6449 | 0 | 0 | 0 | 5504.8909 | 0 | 0 | 0 | 4825.1015 | 0 | 0 | 0 | 5835.6151 | 0 | 0 | 0 | 2424.6449 | 5504.8909 | 4825.1015 | 5835.6151
106448 | 242.131 | 853 | 2 | Standard Efficiency | None | None | Electric, 80% Usage | 318 Rated kWh, 80% Usage | 0-100% | 12 | None | 10 to 19 Unit | Multifamily with 5+ units, 1-3 stories | Multi-Family with 5+ Units | 750-999 | 0-1499 | 3 | Electricity | 100% Conditioned | Heat Pump | None | Electricity ASHP | None | <10000 | 100% CFL | Occupied | 1980s | Electricity | Yes | 67.9925 | 0 | 0 | 256.4372 | 1050.9529 | 51.5805 | 0 | 153.5692 | 133.0543 | 1712.7073 | 0 | 0 | 854.8883 | 35.7547 | 0 | 390.3707 | 16.412 | 733.2638 | 0 | 0 | 0 | 277.5383 | 434.0383 | 0 | 0 | 0 | 0 | 0 | 0 | 0 | 0 | 0 | 0 | 0 | 0 | 0 | 0 | 0 | 0 | 0 | 0 | 0 | 6168.5599 | 6168.5599 | 6168.5599 | 6168.5599 | 0 | 0 | 0 | 1080.1799 | 0 | 0 | 0 | 2422.6722 | 0 | 0 | 0 | 2123.0831 | 0 | 0 | 0 | 2557.8278 | 0 | 0 | 0 | 1080.1799 | 2422.6722 | 2123.0831 | 2557.8278
106524 | 242.131 | 1675 | 3 | Standard Efficiency | Electric, 100% Usage | EnergyStar, 100% Usage | Electric, 100% Usage | 290 Rated kWh, 100% Usage | 200-300% | None | 12 | Single-Family Attached | Single-Family Attached | Single-Family Attached | 1500-1999 | 1500-2499 | 2 | Electricity | 100% Conditioned | Heat Pump | None | Electricity ASHP | None | 35000-39999 | 100% CFL | Occupied | 1970s | Electricity | Yes | 67.9925 | 369.8557 | 21.6873 | 482.1019 | 2186.6033 | 82.646 | 319.7405 | 621.8968 | 1845.4685 | 6047.8146 | 0 | 0 | 1889.1361 | 46.0122 | 0 | 616.0354 | 21.9803 | 1859.5359 | 0 | 0 | 0 | 389.4915 | 914.0887 | 0 | 0 | 0 | 0 | 0 | 0 | 0 | 0 | 0 | 0 | 0 | 0 | 0 | 0 | 0 | 0 | 0 | 0 | 0 | 17782.0872 | 17782.0872 | 17782.0872 | 17782.0872 | 0 | 0 | 0 | 3167.0677 | 0 | 0 | 0 | 7246.5196 | 0 | 0 | 0 | 6320.6641 | 0 | 0 | 0 | 7581.7035 | 0 | 0 | 0 | 3167.0677 | 7246.5196 | 6320.6641 | 7581.7035
106651 | 242.131 | 1690 | 4 | Standard Efficiency | Electric, 100% Usage | Standard, 100% Usage | Propane, 100% Usage | None | 300-400% | None | None | Single-Family Detached | Single-Family Detached | Single-Family Detached | 1500-1999 | 1500-2499 | 1 | Propane | 100% Conditioned | Central AC | None | Propane Fuel Furnace | None | 80000-99999 | 100% LED | Occupied | 1990s | Propane | Yes | 81.7668 | 1474.1475 | 55.0974 | 659.996 | 2933.3483 | 0 | 319.7405 | 17.5843 | 0 | 0 | 0 | 0 | 0 | 30.7725 | 16.7051 | 473.6028 | 21.9803 | 3326.9428 | 0 | 0 | 0 | 41.323 | 434.0383 | 0 | 0 | 0 | 0 | 0 | 0 | 0 | 0 | 0 | 0 | 0 | 0 | 0 | 0 | 0 | 0 | 4712.5828 | 6657.4024 | 1214.7796 | 22471.5174 | 22471.5174 | 9887.0456 | 9887.0456 | 0 | 0 | 12584.4717 | 1581.9134 | 0 | 0 | 3463.0798 | 3520.8275 | 0 | 0 | 3463.0798 | 3120.383 | 0 | 0 | 3463.0798 | 3709.3528 | 0 | 0 | 3463.0798 | 5044.9931 | 6983.9073 | 6583.4628 | 7172.4325
106838 | 242.131 | 1138 | 2 | Standard Efficiency | Electric, 100% Usage | EnergyStar, 100% Usage | Gas, 100% Usage | 318 Rated kWh, 100% Usage | 100-150% | 6 | None | 5 to 9 Unit | Multifamily with 5+ units, 1-3 stories | Multi-Family with 5+ Units | 1000-1499 | 0-1499 | 3 | Electricity | 100% Conditioned | Central AC | None | Electricity Electric Furnace | None | 30000-34999 | 100% CFL | Occupied | 1970s | Electricity | Yes | 67.9925 | 610.7601 | 35.7547 | 257.3164 | 1654.6793 | 160.3099 | 0 | 126.0206 | 0 | 6213.6928 | 0 | 0 | 3624.1169 | 39.2715 | 0 | 468.6206 | 16.412 | 2361.8598 | 0 | 0 | 0 | 35.4616 | 480.0504 | 0 | 0 | 0 | 0 | 0 | 0 | 0 | 0 | 0 | 0 | 0 | 0 | 0 | 1039.8162 | 0 | 0 | 0 | 0 | 0 | 17192.4282 | 17192.4282 | 16152.9051 | 16152.9051 | 0 | 1039.8162 | 0 | 2700.4835 | 0 | 237.0501 | 0 | 6214.5298 | 0 | 237.0501 | 0 | 5431.8802 | 0 | 237.0501 | 0 | 6561.3724 | 0 | 237.0501 | 0 | 2937.5336 | 6451.5799 | 5668.9303 | 6798.4225
106899 | 242.131 | 2176 | 4 | Standard Efficiency, No usage | Electric, 100% Usage | EnergyStar, 100% Usage | Electric, 100% Usage | 318 Rated kWh, 100% Usage | 300-400% | None | None | Single-Family Detached | Single-Family Detached | Single-Family Detached | 2000-2499 | 1500-2499 | 1 | Fuel Oil | 40% Conditioned | Room AC | None | Fuel Oil Fuel Furnace | None | 100000-119999 | 100% Incandescent | Vacant | 1960s | Electricity | Yes | 0 | 0 | 0 | 0 | 1118.9453 | 0 | 0 | 578.8154 | 0 | 0 | 0 | 0 | 320.0336 | 0 | 0 | 0 | 21.9803 | 0 | 0 | 0 | 0 | 0 | 400.042 | 0 | 0 | 22981.7541 | 0 | 0 | 0 | 0 | 0 | 0 | 0 | 0 | 0 | 0 | 0 | 0 | 0 | 0 | 0 | 0 | 25421.2777 | 25421.2777 | 2439.5236 | 2439.5236 | 22981.7541 | 0 | 0 | 457.6053 | 6968.0524 | 0 | 0 | 979.7232 | 6968.0524 | 0 | 0 | 867.5766 | 6968.0524 | 0 | 0 | 1006.6802 | 6968.0524 | 0 | 0 | 7425.6577 | 7947.7757 | 7835.629 | 7974.7326
106908 | 242.131 | 853 | 2 | Standard Efficiency | Electric, 120% Usage | Standard, 120% Usage | Electric, 120% Usage | 318 Rated kWh, 120% Usage | 400%+ | 183 | None | 50 or more Unit | Multifamily with 5+ units, 8+ stories | Multi-Family with 5+ Units | 750-999 | 0-1499 | 12 | Electricity | 100% Conditioned | Central AC | None | Electricity Electric Furnace | None | 120000-139999 | 100% Incandescent | Occupied | 1970s | Electricity | No | 67.9925 | 1028.0933 | 38.6854 | 614.8631 | 4607.6634 | 135.1058 | 319.7405 | 73.8539 | 0 | 5195.5639 | 0 | 0 | 4622.0238 | 142.7256 | 0 | 1220.3479 | 16.412 | 3713.5035 | 0 | 0 | 0 | 518.4427 | 434.0383 | 0 | 0 | 0 | 0 | 0 | 1476.7851 | 0 | 0 | 0 | 0 | 0 | 0 | 0 | 0 | 0 | 0 | 0 | 0 | 0 | 24225.5477 | 24225.5477 | 22748.7626 | 22748.7626 | 0 | 1476.7851 | 0 | 3842.1174 | 0 | 336.6703 | 0 | 8667.1287 | 0 | 336.6703 | 0 | 7607.3015 | 0 | 336.6703 | 0 | 9192.4123 | 0 | 336.6703 | 0 | 4178.7877 | 9003.799 | 7943.9718 | 9529.0826
106944 | 242.131 | 1675 | 3 | Standard Efficiency | None | None | Electric, 100% Usage | None | 400%+ | None | 36 | Single-Family Attached | Single-Family Attached | Single-Family Attached | 1500-1999 | 1500-2499 | 2 | Electricity | 100% Conditioned | Heat Pump | None | Electricity ASHP | None | 160000-179999 | 100% Incandescent | Occupied | 1980s | Electricity | Yes | 67.9925 | 0 | 0 | 521.0804 | 2152.9001 | 0 | 0 | 335.5664 | 776.9314 | 3483.4427 | 0 | 0 | 1275.7384 | 183.7556 | 0 | 1926.0631 | 21.9803 | 1728.2401 | 0 | 0 | 0 | 346.9961 | 480.0504 | 0 | 0 | 0 | 0 | 0 | 0 | 0 | 0 | 0 | 0 | 0 | 0 | 0 | 0 | 0 | 0 | 0 | 0 | 0 | 13300.7374 | 13300.7374 | 13300.7374 | 13300.7374 | 0 | 0 | 0 | 2418.4638 | 0 | 0 | 0 | 5432.6114 | 0 | 0 | 0 | 4749.4382 | 0 | 0 | 0 | 5677.0292 | 0 | 0 | 0 | 2418.4638 | 5432.6114 | 4749.4382 | 5677.0292
107046 | 242.131 | 2152 | 2 | Standard Efficiency | Electric, 100% Usage | EnergyStar, 100% Usage | Electric, 100% Usage | None | 400%+ | None | 10 | Single-Family Attached | Single-Family Attached | Single-Family Attached | 2000-2499 | 1500-2499 | 2 | Electricity | 100% Conditioned | Heat Pump | None | Electricity ASHP | None | 70000-79999 | 100% LED | Occupied | 1980s | Electricity | Yes | 67.9925 | 369.8557 | 21.6873 | 576.4708 | 2716.7688 | 0 | 0 | 451.0364 | 885.6608 | 9157.5917 | 0 | 0 | 1913.1679 | 34.5824 | 0 | 570.6094 | 16.412 | 1932.8037 | 0 | 0 | 0 | 389.4915 | 434.0383 | 0 | 0 | 0 | 0 | 0 | 0 | 0 | 0 | 0 | 0 | 0 | 0 | 0 | 0 | 0 | 0 | 0 | 0 | 0 | 19538.169 | 19538.169 | 19538.169 | 19538.169 | 0 | 0 | 0 | 3560.7228 | 0 | 0 | 0 | 7949.698 | 0 | 0 | 0 | 7174.9359 | 0 | 0 | 0 | 8698.8344 | 0 | 0 | 0 | 3560.7228 | 7949.698 | 7174.9359 | 8698.8344
107150 | 242.131 | 853 | 2 | None | None | None | Electric, 80% Usage | None | 300-400% | 10 | None | 10 to 19 Unit | Multifamily with 5+ units, 8+ stories | Multi-Family with 5+ Units | 750-999 | 0-1499 | 8 | Electricity | 100% Conditioned | Heat Pump | None | Electricity ASHP | None | 45000-49999 | 100% Incandescent | Occupied | 1970s | Electricity | No | 0 | 0 | 0 | 714.8003 | 2283.9028 | 0 | 0 | 305.6731 | 682.8556 | 5264.7287 | 0 | 0 | 781.6205 | 142.7256 | 0 | 1220.3479 | 16.412 | 733.2638 | 0 | 0 | 0 | 277.5383 | 480.0504 | 0 | 0 | 0 | 0 | 0 | 0 | 0 | 0 | 0 | 0 | 0 | 0 | 0 | 0 | 0 | 0 | 0 | 0 | 0 | 12903.9192 | 12903.9192 | 12903.9192 | 12903.9192 | 0 | 0 | 0 | 2292.6418 | 0 | 0 | 0 | 5158.5545 | 0 | 0 | 0 | 4510.4495 | 0 | 0 | 0 | 5462.26 | 0 | 0 | 0 | 2292.6418 | 5158.5545 | 4510.4495 | 5462.26
107177 | 242.131 | 1675 | 2 | None | Gas, 120% Usage | EnergyStar, 120% Usage | Electric, 120% Usage | 290 Rated kWh, 120% Usage | 400%+ | None | 5 | Single-Family Attached | Single-Family Attached | Single-Family Attached | 1500-1999 | 1500-2499 | 2 | Natural Gas | 100% Conditioned | Central AC | None | Natural Gas Fuel Furnace | None | 200000+ | 100% CFL | Occupied | 2010s | Natural Gas | Yes | 0 | 48.3567 | 31.6517 | 640.9464 | 2517.7736 | 126.0206 | 0 | 132.4681 | 0 | 0 | 0 | 0 | 0 | 46.0122 | 0 | 616.0354 | 16.412 | 3981.0774 | 0 | 0 | 0 | 518.4427 | 434.0383 | 0 | 0 | 0 | 0 | 641.5326 | 0 | 0 | 0 | 7407.9574 | 0 | 6775.5101 | 0 | 0 | 0 | 0 | 0 | 0 | 0 | 0 | 23934.2351 | 23934.2351 | 9108.9419 | 9108.9419 | 0 | 14825.0001 | 0 | 1544.5746 | 0 | 3379.8134 | 0 | 3387.1734 | 0 | 3379.8134 | 0 | 2999.1723 | 0 | 3379.8134 | 0 | 3553.3787 | 0 | 3379.8134 | 0 | 4924.3879 | 6766.9867 | 6378.9856 | 6933.192
107194 | 242.131 | 1675 | 5 | None | Electric, 100% Usage | Standard, 100% Usage | Electric, 100% Usage | None | 400%+ | None | 8 | Single-Family Attached | Single-Family Attached | Single-Family Attached | 1500-1999 | 1500-2499 | 1 | Natural Gas | 100% Conditioned | Central AC | None | Natural Gas Fuel Furnace | None | 100000-119999 | 100% Incandescent | Vacant | 1960s | Natural Gas | Yes | 0 | 0 | 0 | 919.0709 | 4339.5033 | 0 | 0 | 234.1638 | 0 | 0 | 0 | 0 | 0 | 0 | 0 | 0 | 27.2556 | 0 | 0 | 0 | 0 | 0 | 434.0383 | 0 | 0 | 0 | 0 | 0 | 0 | 0 | 0 | 9396.4446 | 0 | 1643.2495 | 0 | 0 | 0 | 0 | 0 | 0 | 0 | 0 | 16993.726 | 16993.726 | 5954.0319 | 5954.0319 | 0 | 11039.6941 | 0 | 1045.4955 | 0 | 2516.8017 | 0 | 2153.2574 | 0 | 2516.8017 | 0 | 1933.3418 | 0 | 2516.8017 | 0 | 2213.5494 | 0 | 2516.8017 | 0 | 3562.2972 | 4670.0591 | 4450.1435 | 4730.3511
107204 | 242.131 | 1220 | 2 | Standard Efficiency | Gas, 100% Usage | EnergyStar, 100% Usage | Electric, 100% Usage | None | 400%+ | None | None | Single-Family Detached | Single-Family Detached | Single-Family Detached | 1000-1499 | 0-1499 | 1 | Natural Gas | 100% Conditioned | Central AC | None | Natural Gas Fuel Furnace | None | 200000+ | 100% LED | Occupied | 1960s | Natural Gas | Yes | 67.9925 | 35.7547 | 23.4457 | 774.2938 | 2725.854 | 0 | 319.7405 | 101.4026 | 0 | 0 | 0 | 0 | 0 | 26.9625 | 0 | 375.131 | 16.412 | 2233.2016 | 0 | 0 | 0 | 405.6104 | 914.0887 | 0 | 0 | 0 | 0 | 475.0682 | 0 | 0 | 0 | 8021.9413 | 0 | 3143.7734 | 0 | 0 | 0 | 0 | 0 | 0 | 0 | 0 | 19660.3797 | 19660.3797 | 8019.3037 | 8019.3037 | 0 | 11641.076 | 0 | 1380.4499 | 0 | 2653.9295 | 0 | 2943.6525 | 0 | 2653.9295 | 0 | 2616.6075 | 0 | 2653.9295 | 0 | 3094.0792 | 0 | 2653.9295 | 0 | 4034.3794 | 5597.582 | 5270.537 | 5748.0087
107245 | 242.131 | 1690 | 3 | None | Electric, 120% Usage | EnergyStar, 120% Usage | Electric, 120% Usage | 318 Rated kWh, 120% Usage | 400%+ | None | None | Single-Family Detached | Single-Family Detached | Single-Family Detached | 1500-1999 | 1500-2499 | 1 | Electricity | 100% Conditioned | Central AC | None | Electricity Electric Furnace | None | 160000-179999 | 100% Incandescent | Occupied | 1990s | Electricity | Yes | 0 | 778.6898 | 45.426 | 694.8715 | 4650.4517 | 206.322 | 319.7405 | 262.5917 | 0 | 11287.9253 | 0 | 0 | 6987.9866 | 184.6348 | 0 | 1938.9582 | 21.9803 | 6024.3689 | 0 | 0 | 0 | 644.7564 | 914.0887 | 0 | 0 | 0 | 0 | 0 | 0 | 0 | 0 | 0 | 0 | 0 | 0 | 0 | 0 | 0 | 0 | 0 | 0 | 0 | 34962.4994 | 34962.4994 | 34962.4994 | 34962.4994 | 0 | 0 | 0 | 6153.9376 | 0 | 0 | 0 | 13935.0607 | 0 | 0 | 0 | 12193.8779 | 0 | 0 | 0 | 14710.6338 | 0 | 0 | 0 | 6153.9376 | 13935.0607 | 12193.8779 | 14710.6338
107279 | 242.131 | 2631 | 3 | Standard Efficiency | Electric, 100% Usage | Standard, 100% Usage | Electric, 100% Usage | None | 400%+ | None | 6 | Single-Family Attached | Single-Family Attached | Single-Family Attached | 2500-2999 | 2500-3999 | 2 | Electricity | 100% Conditioned | Heat Pump | None | Electricity ASHP | None | 160000-179999 | 100% CFL | Occupied | 1980s | Electricity | Yes | 67.9925 | 858.1121 | 32.2378 | 625.1206 | 2445.385 | 0 | 0 | 215.9934 | 2157.0031 | 2246.6828 | 0 | 0 | 2622.693 | 58.0281 | 0 | 878.6271 | 21.9803 | 2137.3673 | 0 | 0 | 0 | 431.9868 | 434.0383 | 0 | 0 | 0 | 0 | 0 | 0 | 0 | 0 | 0 | 0 | 0 | 0 | 0 | 0 | 0 | 0 | 0 | 0 | 0 | 15232.955 | 15232.955 | 15232.955 | 15232.955 | 0 | 0 | 0 | 2664.1798 | 0 | 0 | 0 | 6047.9657 | 0 | 0 | 0 | 5297.7312 | 0 | 0 | 0 | 6389.6151 | 0 | 0 | 0 | 2664.1798 | 6047.9657 | 5297.7312 | 6389.6151
107324 | 242.131 | 2663 | 4 | Standard Efficiency, No usage | Electric, 100% Usage | Standard, 100% Usage | Propane, 100% Usage | 290 Rated kWh, 100% Usage | 400%+ | None | None | Single-Family Detached | Single-Family Detached | Single-Family Detached | 2500-2999 | 2500-3999 | 2 | Electricity | 100% Conditioned | Central AC | None | Electricity Electric Furnace | None | 180000-199999 | 100% CFL | Vacant | 2000s | Electricity | Yes | 0 | 0 | 0 | 309.483 | 1470.6306 | 0 | 0 | 31.6517 | 0 | 2998.7032 | 883.0231 | 872.4726 | 345.2377 | 0 | 0 | 0 | 21.9803 | 0 | 0 | 0 | 0 | 0 | 400.042 | 0 | 0 | 0 | 0 | 0 | 0 | 0 | 0 | 0 | 0 | 0 | 0 | 0 | 0 | 0 | 0 | 0 | 0 | 0 | 7332.9312 | 7332.9312 | 7332.9312 | 7332.9312 | 0 | 0 | 0 | 1345.6122 | 0 | 0 | 0 | 3080.8062 | 0 | 0 | 0 | 2691.1622 | 0 | 0 | 0 | 3133.6356 | 0 | 0 | 0 | 1345.6122 | 3080.8062 | 2691.1622 | 3133.6356
107354 | 242.131 | 2631 | 5 | Standard Efficiency | Electric, 80% Usage | EnergyStar, 80% Usage | Gas, 80% Usage | 290 Rated kWh, 80% Usage | 400%+ | None | 8 | Single-Family Attached | Single-Family Attached | Single-Family Attached | 2500-2999 | 2500-3999 | 3 | Natural Gas | 100% Conditioned | Central AC | None | Natural Gas Fuel Wall/Floor Furnace | None | 70000-79999 | 100% Incandescent | Occupied | <1940 | Natural Gas | Yes | 67.9925 | 296.0018 | 17.2912 | 920.8293 | 3909.8611 | 66.2341 | 0 | 0 | 0 | 0 | 0 | 0 | 0 | 231.5261 | 0 | 2746.6621 | 27.2556 | 1003.1823 | 0 | 0 | 0 | 21.3942 | 434.0383 | 0 | 0 | 0 | 0 | 0 | 0 | 0 | 0 | 36412.029 | 0 | 2512.7914 | 0 | 0 | 624.8275 | 0 | 0 | 0 | 0 | 0 | 49291.6233 | 49291.6233 | 9742.2685 | 9742.2685 | 0 | 39549.3548 | 0 | 1669.9071 | 0 | 9016.4647 | 0 | 3532.8123 | 0 | 9016.4647 | 0 | 3142.1183 | 0 | 9016.4647 | 0 | 3736.9942 | 0 | 9016.4647 | 0 | 10686.3718 | 12549.277 | 12158.5829 | 12753.4589
107459 | 242.131 | 1138 | 2 | Standard Efficiency | None | None | Electric, 100% Usage | None | 300-400% | 67 | None | 50 or more Unit | Multifamily with 5+ units, 1-3 stories | Multi-Family with 5+ Units | 1000-1499 | 0-1499 | 3 | Electricity | 100% Conditioned | Heat Pump | None | Electricity ASHP | None | 60000-69999 | 100% LED | Occupied | 1980s | Electricity | Yes | 67.9925 | 0 | 0 | 277.8314 | 1157.0446 | 0 | 0 | 82.9391 | 144.484 | 912.0372 | 0 | 0 | 1861.8805 | 26.0833 | 0 | 357.8398 | 16.412 | 1776.3038 | 0 | 0 | 0 | 389.4915 | 1370.9865 | 0 | 0 | 0 | 0 | 0 | 0 | 0 | 0 | 0 | 0 | 0 | 0 | 0 | 0 | 0 | 0 | 0 | 0 | 0 | 8441.6191 | 8441.6191 | 8441.6191 | 8441.6191 | 0 | 0 | 0 | 1422.7129 | 0 | 0 | 0 | 3200.9569 | 0 | 0 | 0 | 2812.3262 | 0 | 0 | 0 | 3380.5192 | 0 | 0 | 0 | 1422.7129 | 3200.9569 | 2812.3262 | 3380.5192
107638 | 242.131 | 617 | 1 | Standard Efficiency | None | None | Electric, 100% Usage | 290 Rated kWh, 100% Usage | 400%+ | 5 | None | 5 to 9 Unit | Multifamily with 5+ units, 1-3 stories | Multi-Family with 5+ Units | 500-749 | 0-1499 | 3 | Natural Gas | 100% Conditioned | Central AC | None | Natural Gas Fuel Furnace | None | 70000-79999 | 100% Incandescent | Occupied | 1970s | Natural Gas | No | 67.9925 | 0 | 0 | 664.6852 | 2238.7699 | 82.646 | 0 | 97.8857 | 0 | 0 | 0 | 0 | 0 | 130.7097 | 0 | 1017.8358 | 16.412 | 1566.4649 | 0 | 0 | 0 | 389.4915 | 434.0383 | 0 | 0 | 0 | 0 | 0 | 0 | 0 | 0 | 10785.6015 | 0 | 3549.0907 | 0 | 0 | 0 | 0 | 0 | 0 | 0 | 0 | 21042.2098 | 21042.2098 | 6707.5176 | 6707.5176 | 0 | 14334.6922 | 0 | 1181.8258 | 0 | 3268.0047 | 0 | 2542.3213 | 0 | 3268.0047 | 0 | 2253.4873 | 0 | 3268.0047 | 0 | 2664.5014 | 0 | 3268.0047 | 0 | 4449.8305 | 5810.3259 | 5521.4919 | 5932.506
107692 | 242.131 | 853 | 1 | Standard Efficiency | None | None | Gas, 120% Usage | None | 200-300% | 5 | None | 5 to 9 Unit | Multifamily with 5+ units, 1-3 stories | Multi-Family with 5+ Units | 750-999 | 0-1499 | 2 | Natural Gas | 100% Conditioned | Room AC | None | Natural Gas Fuel Wall/Floor Furnace | None | 25000-29999 | 100% Incandescent | Occupied | 1980s | Electricity | Yes | 67.9925 | 0 | 0 | 0 | 1562.948 | 0 | 0 | 0 | 0 | 0 | 0 | 0 | 2184.5518 | 142.7256 | 0 | 1220.3479 | 16.412 | 2933.0553 | 0 | 0 | 0 | 28.4279 | 434.0383 | 0 | 0 | 0 | 0 | 0 | 0 | 0 | 0 | 6003.5609 | 0 | 0 | 0 | 0 | 833.7872 | 0 | 0 | 0 | 0 | 0 | 15427.5542 | 15427.5542 | 8590.4992 | 8590.4992 | 0 | 6837.3481 | 0 | 1461.8869 | 0 | 1558.7693 | 0 | 3277.2022 | 0 | 1558.7693 | 0 | 2888.0625 | 0 | 1558.7693 | 0 | 3435.1367 | 0 | 1558.7693 | 0 | 3020.6562 | 4835.9714 | 4446.8318 | 4993.9059
107715 | 242.131 | 853 | 1 | Standard Efficiency | Gas, 120% Usage | EnergyStar, 120% Usage | Electric, 120% Usage | None | 0-100% | 67 | None | 50 or more Unit | Multifamily with 5+ units, 1-3 stories | Multi-Family with 5+ Units | 750-999 | 0-1499 | 2 | Natural Gas | 100% Conditioned | Central AC | None | Natural Gas Fuel Furnace | None | 10000-14999 | 100% Incandescent | Occupied | 1940s | Natural Gas | No | 67.9925 | 39.5646 | 25.7903 | 438.7274 | 1815.8683 | 0 | 0 | 7.0337 | 0 | 0 | 0 | 0 | 0 | 142.7256 | 0 | 1220.3479 | 16.412 | 3323.1329 | 0 | 0 | 0 | 467.4484 | 434.0383 | 294.5364 | 0 | 0 | 0 | 527.2349 | 0 | 0 | 0 | 345.8239 | 0 | 5554.8691 | 0 | 0 | 0 | 0 | 0 | 0 | 0 | 0 | 14721.8391 | 14721.8391 | 8293.9113 | 8293.9113 | 0 | 6427.9278 | 0 | 1445.1054 | 0 | 1465.4499 | 0 | 3161.7103 | 0 | 1465.4499 | 0 | 2789.1558 | 0 | 1465.4499 | 0 | 3349.1596 | 0 | 1465.4499 | 0 | 2910.5553 | 4627.1602 | 4254.6057 | 4814.6095
107857 | 242.131 | 1690 | 3 | Standard Efficiency | Electric, 100% Usage | EnergyStar, 100% Usage | Electric, 100% Usage | None | 400%+ | None | None | Single-Family Detached | Single-Family Detached | Single-Family Detached | 1500-1999 | 1500-2499 | 2 | Electricity | 100% Conditioned | Heat Pump | None | Electricity ASHP | None | 200000+ | 100% CFL | Occupied | 1980s | Electricity | Yes | 67.9925 | 400.042 | 23.4457 | 571.1955 | 2359.2221 | 0 | 0 | 398.8697 | 1096.965 | 4081.0146 | 0 | 0 | 2098.6819 | 46.0122 | 0 | 620.1384 | 21.9803 | 2382.6678 | 0 | 0 | 0 | 405.6104 | 434.0383 | 0 | 0 | 0 | 0 | 0 | 0 | 0 | 0 | 0 | 0 | 0 | 0 | 0 | 0 | 0 | 0 | 0 | 0 | 0 | 15007.8764 | 15007.8764 | 15007.8764 | 15007.8764 | 0 | 0 | 0 | 2568.0613 | 0 | 0 | 0 | 5859.8278 | 0 | 0 | 0 | 5123.4719 | 0 | 0 | 0 | 6155.786 | 0 | 0 | 0 | 2568.0613 | 5859.8278 | 5123.4719 | 6155.786
107890 | 242.131 | 853 | 1 | Standard Efficiency | None | None | Electric, 100% Usage | 318 Rated kWh, 100% Usage | 300-400% | 10 | None | 10 to 19 Unit | Multifamily with 5+ units, 1-3 stories | Multi-Family with 5+ Units | 750-999 | 0-1499 | 2 | Natural Gas | 100% Conditioned | Central AC | None | Natural Gas Fuel Furnace | None | 35000-39999 | 100% Incandescent | Occupied | 1980s | Natural Gas | Yes | 67.9925 | 0 | 0 | 459.2424 | 2199.2053 | 64.7687 | 0 | 26.3764 | 0 | 0 | 0 | 0 | 0 | 142.7256 | 0 | 1220.3479 | 16.412 | 1466.5276 | 0 | 0 | 0 | 346.9961 | 434.0383 | 0 | 0 | 0 | 0 | 0 | 0 | 0 | 0 | 5659.4954 | 0 | 2644.9664 | 0 | 0 | 0 | 0 | 0 | 0 | 0 | 0 | 14749.0947 | 14749.0947 | 6444.3398 | 6444.3398 | 0 | 8304.7549 | 0 | 1081.1356 | 0 | 1893.2823 | 0 | 2326.9738 | 0 | 1893.2823 | 0 | 2064.1991 | 0 | 1893.2823 | 0 | 2474.0166 | 0 | 1893.2823 | 0 | 2974.4179 | 4220.2561 | 3957.4814 | 4367.2989
107936 | 242.131 | 2663 | 3 | None | Electric, 100% Usage | Standard, 100% Usage | Electric, 100% Usage | 290 Rated kWh, 100% Usage | 400%+ | None | None | Single-Family Detached | Single-Family Detached | Single-Family Detached | 2500-2999 | 2500-3999 | 2 | Natural Gas | 100% Conditioned | Central AC | None | Natural Gas Fuel Furnace | None | 200000+ | 100% CFL | Occupied | 1990s | Natural Gas | Yes | 0 | 999.9585 | 37.5131 | 1086.4145 | 4862.3421 | 125.7275 | 0 | 184.0486 | 0 | 0 | 0 | 0 | 0 | 58.3211 | 24.911 | 887.4192 | 21.9803 | 3006.9092 | 0 | 0 | 0 | 471.2583 | 434.0383 | 0 | 0 | 0 | 0 | 0 | 0 | 0 | 0 | 18756.8416 | 0 | 5276.7446 | 616.0354 | 0 | 0 | 0 | 0 | 0 | 0 | 0 | 36850.7563 | 36850.7563 | 12200.8417 | 12200.8417 | 0 | 24649.9146 | 0 | 2090.0044 | 0 | 5619.6611 | 0 | 4486.9983 | 0 | 5619.6611 | 0 | 3987.7913 | 0 | 5619.6611 | 0 | 4685.8682 | 0 | 5619.6611 | 0 | 7709.6655 | 10106.6594 | 9607.4524 | 10305.5293
107951 | 242.131 | 617 | 1 | Standard Efficiency | Electric, 120% Usage | EnergyStar, 120% Usage | Electric, 120% Usage | None | 400%+ | 116 | None | 50 or more Unit | Multifamily with 5+ units, 1-3 stories | Multi-Family with 5+ Units | 500-749 | 0-1499 | 2 | Electricity | 100% Conditioned | Central AC | None | Electricity Electric Furnace | None | 50000-59999 | 100% CFL | Occupied | 1990s | Natural Gas | Yes | 67.9925 | 347.5823 | 20.2219 | 271.3838 | 2018.0874 | 0 | 0 | 73.5608 | 0 | 3881.1402 | 0 | 0 | 0 | 32.824 | 0 | 325.602 | 16.412 | 2742.8521 | 0 | 0 | 0 | 416.454 | 434.0383 | 0 | 0 | 0 | 0 | 0 | 0 | 0 | 0 | 0 | 0 | 4006.2815 | 0 | 0 | 0 | 0 | 0 | 0 | 0 | 0 | 14654.4327 | 14654.4327 | 10648.1512 | 10648.1512 | 0 | 4006.2815 | 0 | 1829.7431 | 0 | 913.35 | 0 | 4213.9865 | 0 | 913.35 | 0 | 3685.9596 | 0 | 913.35 | 0 | 4391.0839 | 0 | 913.35 | 0 | 2743.0931 | 5127.3365 | 4599.3096 | 5304.4339
107958 | 242.131 | 2176 | 4 | Standard Efficiency | Electric, 120% Usage | EnergyStar, 120% Usage | Electric, 120% Usage | None | 400%+ | None | None | Single-Family Detached | Single-Family Detached | Single-Family Detached | 2000-2499 | 1500-2499 | 1 | Electricity | 100% Conditioned | Heat Pump | None | Electricity ASHP | None | 180000-199999 | 100% CFL | Occupied | 1990s | Electricity | Yes | 67.9925 | 629.5167 | 36.6339 | 710.1112 | 2363.9113 | 0 | 0 | 177.308 | 379.527 | 2711.7866 | 0 | 0 | 5475.1537 | 52.1667 | 24.911 | 753.7788 | 21.9803 | 5704.0422 | 0 | 0 | 0 | 565.6272 | 868.0765 | 0 | 0 | 0 | 0 | 0 | 0 | 0 | 0 | 0 | 0 | 0 | 582.0391 | 0 | 0 | 0 | 0 | 0 | 0 | 0 | 21124.2697 | 21124.2697 | 20542.2305 | 20542.2305 | 0 | 582.0391 | 0 | 3464.5422 | 0 | 132.6998 | 0 | 7815.4578 | 0 | 132.6998 | 0 | 6862.5995 | 0 | 132.6998 | 0 | 8262.0081 | 0 | 132.6998 | 0 | 3597.242 | 7948.1576 | 6995.2993 | 8394.7079
107979 | 242.131 | 1220 | 3 | None | Electric, 80% Usage | Standard, 80% Usage | Electric, 80% Usage | None | 150-200% | None | None | Single-Family Detached | Single-Family Detached | Single-Family Detached | 1000-1499 | 0-1499 | 1 | Fuel Oil | 100% Conditioned | Central AC | None | Fuel Oil Fuel Furnace | None | 40000-44999 | 100% CFL | Occupied | 1950s | Electricity | Yes | 0 | 989.701 | 36.927 | 740.5906 | 3867.3658 | 0 | 0 | 298.9325 | 0 | 0 | 0 | 0 | 2207.9974 | 40.1507 | 0 | 491.1871 | 21.9803 | 1431.3591 | 0 | 0 | 0 | 429.9353 | 434.0383 | 0 | 0 | 12035.8427 | 0 | 0 | 0 | 0 | 0 | 0 | 0 | 0 | 0 | 0 | 0 | 0 | 0 | 0 | 0 | 0 | 23026.0078 | 23026.0078 | 10990.1651 | 10990.1651 | 12035.8427 | 0 | 0 | 1863.3561 | 3649.2935 | 0 | 0 | 4079.3476 | 3649.2935 | 0 | 0 | 3613.7573 | 3649.2935 | 0 | 0 | 4262.4914 | 3649.2935 | 0 | 0 | 5512.6496 | 7728.6411 | 7263.0508 | 7911.7849
108018 | 242.131 | 1690 | 3 | None | Electric, 100% Usage | EnergyStar, 100% Usage | Electric, 100% Usage | 290 Rated kWh, 100% Usage | 400%+ | None | None | Single-Family Detached | Single-Family Detached | Single-Family Detached | 1500-1999 | 1500-2499 | 2 | Fuel Oil | 80% Conditioned | Central AC | None | Fuel Oil Fuel Furnace | None | 200000+ | 100% Incandescent | Occupied | 1970s | Electricity | Yes | 0 | 400.042 | 23.4457 | 317.396 | 2276.8691 | 91.1451 | 0 | 570.0232 | 0 | 0 | 0 | 0 | 2072.0125 | 184.6348 | 0 | 1938.9582 | 21.9803 | 2382.6678 | 0 | 0 | 0 | 405.6104 | 434.0383 | 0 | 0 | 22949.2232 | 0 | 0 | 0 | 0 | 0 | 0 | 0 | 0 | 0 | 0 | 0 | 0 | 0 | 0 | 0 | 0 | 34067.7535 | 34067.7535 | 11118.5303 | 11118.5303 | 22949.2232 | 0 | 0 | 1841.8522 | 6958.1532 | 0 | 0 | 4059.2965 | 6958.1532 | 0 | 0 | 3580.1193 | 6958.1532 | 0 | 0 | 4337.2965 | 6958.1532 | 0 | 0 | 8800.0054 | 11017.4498 | 10538.2725 | 11295.4497
108040 | 242.131 | 1220 | 3 | Standard Efficiency | Electric, 100% Usage | EnergyStar, 100% Usage | Electric, 100% Usage | None | 400%+ | None | None | Single-Family Detached | Single-Family Detached | Single-Family Detached | 1000-1499 | 0-1499 | 1 | Electricity | 20% Conditioned | Room AC | None | Electricity Baseboard | None | 70000-79999 | 100% LED | Occupied | 1960s | Electricity | Yes | 67.9925 | 275.7799 | 16.1189 | 0 | 511.9952 | 0 | 0 | 0 | 0 | 7130.7122 | 0 | 0 | 1171.9912 | 26.9625 | 0 | 375.131 | 21.9803 | 1918.4432 | 0 | 0 | 0 | 339.6694 | 817.9614 | 0 | 0 | 0 | 0 | 0 | 0 | 0 | 0 | 0 | 0 | 0 | 0 | 0 | 0 | 0 | 0 | 0 | 0 | 0 | 12674.4446 | 12674.4446 | 12674.4446 | 12674.4446 | 0 | 0 | 0 | 2259.6148 | 0 | 0 | 0 | 5244.1343 | 0 | 0 | 0 | 4553.3924 | 0 | 0 | 0 | 5557.1574 | 0 | 0 | 0 | 2259.6148 | 5244.1343 | 4553.3924 | 5557.1574
108052 | 242.131 | 1690 | 3 | Standard Efficiency, No usage | Electric, 100% Usage | Standard, 100% Usage | Electric, 100% Usage | 290 Rated kWh, 100% Usage | 400%+ | None | None | Single-Family Detached | Single-Family Detached | Single-Family Detached | 1500-1999 | 1500-2499 | 2 | Electricity | 100% Conditioned | Heat Pump | None | Electricity ASHP | None | 200000+ | 100% Incandescent | Vacant | 2010s | Natural Gas | Yes | 0 | 0 | 0 | 349.9269 | 1239.3976 | 0 | 319.7405 | 213.3557 | 328.5327 | 2697.7192 | 0 | 0 | 0 | 0 | 0 | 0 | 21.9803 | 0 | 0 | 0 | 0 | 0 | 434.0383 | 0 | 0 | 0 | 0 | 0 | 0 | 0 | 0 | 0 | 0 | 1576.1362 | 0 | 0 | 0 | 0 | 0 | 0 | 0 | 0 | 7180.8274 | 7180.8274 | 5604.3981 | 5604.3981 | 0 | 1576.1362 | 0 | 1083.9556 | 0 | 359.349 | 0 | 2433.9426 | 0 | 359.349 | 0 | 2125.1097 | 0 | 359.349 | 0 | 2491.1629 | 0 | 359.349 | 0 | 1443.3046 | 2793.2917 | 2484.4588 | 2850.5119
108169 | 242.131 | 1690 | 2 | Standard Efficiency | Electric, 80% Usage | Standard, 80% Usage | Electric, 80% Usage | None | 400%+ | None | None | Single-Family Detached | Single-Family Detached | Single-Family Detached | 1500-1999 | 1500-2499 | 1 | Fuel Oil | 40% Conditioned | Room AC | None | Fuel Oil Fuel Boiler | None | 120000-139999 | 100% Incandescent | Occupied | <1940 | Electricity | Yes | 67.9925 | 610.174 | 22.8595 | 0 | 1189.5755 | 0 | 0 | 288.9681 | 0 | 0 | 897.3836 | 886.54 | 1346.0754 | 184.6348 | 0 | 1938.9582 | 16.412 | 1191.3339 | 0 | 0 | 0 | 324.4297 | 817.9614 | 351.6853 | 0 | 34764.9695 | 0 | 0 | 0 | 0 | 0 | 0 | 0 | 0 | 0 | 0 | 0 | 0 | 0 | 0 | 0 | 0 | 44900.2464 | 44900.2464 | 10135.2768 | 10135.2768 | 34764.9695 | 0 | 0 | 1686.1852 | 10540.6602 | 0 | 0 | 3719.0424 | 10540.6602 | 0 | 0 | 3278.9036 | 10540.6602 | 0 | 0 | 3987.9737 | 10540.6602 | 0 | 0 | 12226.8454 | 14259.7026 | 13819.5638 | 14528.6339
108246 | 242.131 | 1690 | 2 | Standard Efficiency, No usage | Electric, 120% Usage | EnergyStar, 120% Usage | Electric, 120% Usage | 290 Rated kWh, 120% Usage | 400%+ | None | None | Single-Family Detached | Single-Family Detached | Single-Family Detached | 1500-1999 | 1500-2499 | 1 | Electricity | None | None | None | Electricity Baseboard | None | 200000+ | 100% Incandescent | Vacant | 1960s | Electricity | Yes | 0 | 0 | 0 | 0 | 0 | 0 | 0 | 0 | 0 | 5424.1594 | 897.3836 | 886.54 | 312.1207 | 0 | 0 | 0 | 16.412 | 0 | 0 | 0 | 0 | 0 | 480.0504 | 0 | 0 | 0 | 0 | 0 | 0 | 0 | 0 | 0 | 0 | 0 | 0 | 0 | 0 | 0 | 0 | 0 | 0 | 0 | 8016.9591 | 8016.9591 | 8016.9591 | 8016.9591 | 0 | 0 | 0 | 1496.1731 | 0 | 0 | 0 | 3520.2451 | 0 | 0 | 0 | 3045.7521 | 0 | 0 | 0 | 3643.2743 | 0 | 0 | 0 | 1496.1731 | 3520.2451 | 3045.7521 | 3643.2743
108250 | 242.131 | 3301 | 4 | Standard Efficiency | Electric, 80% Usage | Standard, 80% Usage | Electric, 80% Usage | 290 Rated kWh, 80% Usage | 400%+ | None | None | Single-Family Detached | Single-Family Detached | Single-Family Detached | 3000-3999 | 2500-3999 | 1 | Electricity | 100% Conditioned | Heat Pump | None | Electricity ASHP | None | 160000-179999 | 100% LED | Occupied | 1970s | Electricity | Yes | 67.9925 | 1179.318 | 44.2537 | 1333.4734 | 4343.3133 | 156.2069 | 0 | 1050.3667 | 4449.6981 | 17918.3652 | 0 | 0 | 2802.6386 | 44.2537 | 16.7051 | 811.5138 | 21.9803 | 1919.6155 | 0 | 0 | 0 | 482.6881 | 434.0383 | 0 | 0 | 0 | 0 | 0 | 0 | 0 | 0 | 0 | 0 | 0 | 0 | 0 | 0 | 0 | 0 | 0 | 0 | 0 | 37075.8349 | 37075.8349 | 37075.8349 | 37075.8349 | 0 | 0 | 0 | 6895.7176 | 0 | 0 | 0 | 15665.668 | 0 | 0 | 0 | 13636.9126 | 0 | 0 | 0 | 16419.3131 | 0 | 0 | 0 | 6895.7176 | 15665.668 | 13636.9126 | 16419.3131
108377 | 242.131 | 617 | 2 | Standard Efficiency | None | None | Electric, 120% Usage | 318 Rated kWh, 120% Usage | 100-150% | 2 | None | 2 Unit | Multifamily with 2-4 Units | Multi-Family with 2 - 4 Units | 500-749 | 0-1499 | 2 | Electricity | 100% Conditioned | Central AC | None | Electricity Electric Furnace | None | 25000-29999 | 100% Incandescent | Occupied | 1990s | Electricity | Yes | 67.9925 | 0 | 0 | 271.0907 | 1631.2336 | 135.1058 | 319.7405 | 25.4972 | 0 | 1228.5539 | 0 | 0 | 4563.4096 | 130.7097 | 0 | 1017.8358 | 16.412 | 2725.561 | 0 | 0 | 0 | 518.4427 | 434.0383 | 0 | 0 | 0 | 0 | 0 | 0 | 0 | 0 | 0 | 0 | 0 | 0 | 0 | 0 | 0 | 0 | 0 | 0 | 0 | 13085.6233 | 13085.6233 | 13085.6233 | 13085.6233 | 0 | 0 | 0 | 2231.958 | 0 | 0 | 0 | 5000.1592 | 0 | 0 | 0 | 4388.7851 | 0 | 0 | 0 | 5302.7289 | 0 | 0 | 0 | 2231.958 | 5000.1592 | 4388.7851 | 5302.7289
108431 | 242.131 | 853 | 3 | Standard Efficiency | Electric, 80% Usage | EnergyStar, 80% Usage | Electric, 80% Usage | 318 Rated kWh, 80% Usage | 100-150% | 6 | None | 5 to 9 Unit | Multifamily with 5+ units, 1-3 stories | Multi-Family with 5+ Units | 750-999 | 0-1499 | 3 | Natural Gas | 100% Conditioned | Central AC | None | Natural Gas Fuel Furnace | None | 15000-19999 | 100% LED | Occupied | 1980s | Natural Gas | Yes | 67.9925 | 296.0018 | 17.2912 | 397.6974 | 2296.5049 | 70.9232 | 0 | 136.8642 | 0 | 0 | 0 | 0 | 0 | 23.7388 | 0 | 298.0533 | 21.9803 | 830.8565 | 0 | 0 | 0 | 311.5345 | 434.0383 | 0 | 0 | 0 | 0 | 0 | 0 | 0 | 0 | 11491.6097 | 0 | 2534.7717 | 0 | 0 | 0 | 0 | 0 | 0 | 0 | 0 | 19230.1513 | 19230.1513 | 5203.4768 | 5203.4768 | 0 | 14026.3814 | 0 | 911.624 | 0 | 3197.7514 | 0 | 1937.9612 | 0 | 3197.7514 | 0 | 1722.3238 | 0 | 3197.7514 | 0 | 2040.537 | 0 | 3197.7514 | 0 | 4109.3754 | 5135.7125 | 4920.0752 | 5238.2884
108456 | 242.131 | 333 | 1 | None | Electric, 80% Usage | Standard, 80% Usage | Gas, 80% Usage | None | 100-150% | 2 | None | 2 Unit | Multifamily with 2-4 Units | Multi-Family with 2 - 4 Units | 0-499 | 0-1499 | 1 | Natural Gas | 40% Conditioned | Room AC | None | Natural Gas Fuel Furnace | None | 15000-19999 | 100% CFL | Occupied | 1950s | Natural Gas | Yes | 0 | 441.9512 | 16.412 | 0 | 340.5486 | 0 | 319.7405 | 152.1039 | 0 | 0 | 0 | 0 | 0 | 29.3071 | 0 | 247.6451 | 16.412 | 486.2049 | 0 | 0 | 0 | 19.0496 | 434.0383 | 0 | 0 | 0 | 0 | 0 | 0 | 0 | 0 | 7028.1373 | 0 | 2132.092 | 0 | 0 | 555.9558 | 0 | 0 | 0 | 0 | 0 | 12219.3052 | 12219.3052 | 2503.12 | 2503.12 | 0 | 9715.8921 | 0 | 440.2522 | 0 | 2215.0526 | 0 | 967.3102 | 0 | 2215.0526 | 0 | 852.2511 | 0 | 2215.0526 | 0 | 1020.8913 | 0 | 2215.0526 | 0 | 2655.3048 | 3182.3628 | 3067.3036 | 3235.9438
108474 | 242.131 | 853 | 2 | None | Electric, 100% Usage | Standard, 100% Usage | Electric, 100% Usage | None | 100-150% | 12 | None | 10 to 19 Unit | Multifamily with 5+ units, 1-3 stories | Multi-Family with 5+ Units | 750-999 | 0-1499 | 2 | Electricity | 100% Conditioned | Central AC | None | Electricity Electric Furnace | None | 35000-39999 | 100% CFL | Occupied | 1990s | Electricity | Yes | 0 | 1011.0952 | 37.8062 | 223.0271 | 1506.3853 | 0 | 0 | 111.9531 | 0 | 7060.6682 | 0 | 0 | 2989.0318 | 35.7547 | 0 | 390.3707 | 16.412 | 2052.0836 | 0 | 0 | 0 | 474.4821 | 434.0383 | 0 | 0 | 0 | 0 | 0 | 0 | 0 | 0 | 0 | 0 | 0 | 0 | 0 | 0 | 0 | 0 | 0 | 0 | 0 | 16343.1082 | 16343.1082 | 16343.1082 | 16343.1082 | 0 | 0 | 0 | 2719.983 | 0 | 0 | 0 | 6326.8352 | 0 | 0 | 0 | 5517.0023 | 0 | 0 | 0 | 6718.3525 | 0 | 0 | 0 | 2719.983 | 6326.8352 | 5517.0023 | 6718.3525
108524 | 242.131 | 885 | 2 | None | Electric, 100% Usage | Standard, 100% Usage | Gas, 100% Usage | None | 100-150% | None | None | Single-Family Detached | Single-Family Detached | Single-Family Detached | 750-999 | 0-1499 | 1 | Natural Gas | 100% Conditioned | Central AC | None | Natural Gas Fuel Furnace | None | 15000-19999 | 100% Incandescent | Occupied | 1950s | Electricity | Yes | 0 | 525.7695 | 19.6358 | 510.2367 | 2500.4824 | 0 | 0 | 686.9586 | 0 | 0 | 0 | 0 | 1260.7917 | 144.191 | 0 | 1247.8966 | 16.412 | 1812.0584 | 0 | 0 | 0 | 23.1526 | 434.0383 | 0 | 0 | 0 | 0 | 0 | 0 | 0 | 0 | 27549.5598 | 0 | 0 | 0 | 0 | 679.6318 | 0 | 0 | 0 | 0 | 0 | 37410.8152 | 37410.8152 | 9181.6236 | 9181.6236 | 0 | 28229.1916 | 0 | 1575.9033 | 0 | 6435.7051 | 0 | 3429.6346 | 0 | 6435.7051 | 0 | 3031.6499 | 0 | 6435.7051 | 0 | 3623.0967 | 0 | 6435.7051 | 0 | 8011.6083 | 9865.3397 | 9467.355 | 10058.8018
108653 | 242.131 | 2176 | 3 | Standard Efficiency | Electric, 80% Usage | EnergyStar, 80% Usage | Electric, 80% Usage | None | 300-400% | None | None | Single-Family Detached | Single-Family Detached | Single-Family Detached | 2000-2499 | 1500-2499 | 2 | Electricity | 100% Conditioned | Heat Pump | None | Electricity ASHP | None | 80000-99999 | 100% LED | Occupied | 1960s | Electricity | Yes | 67.9925 | 519.0289 | 30.1863 | 816.2029 | 2380.9094 | 0 | 319.7405 | 671.4258 | 2144.6941 | 10058.7853 | 0 | 0 | 1895.2906 | 34.8755 | 16.7051 | 575.5916 | 21.9803 | 1583.463 | 0 | 2773.6246 | 0 | 429.9353 | 868.0765 | 0 | 0 | 0 | 0 | 0 | 0 | 0 | 0 | 0 | 0 | 0 | 0 | 0 | 0 | 0 | 0 | 0 | 0 | 0 | 25208.215 | 25208.215 | 25208.215 | 25208.215 | 0 | 0 | 0 | 4219.1094 | 0 | 0 | 0 | 9870.7025 | 0 | 0 | 0 | 8604.3084 | 0 | 0 | 0 | 10355.849 | 0 | 0 | 0 | 4219.1094 | 9870.7025 | 8604.3084 | 10355.849
108688 | 242.131 | 885 | 2 | Standard Efficiency | Electric, 100% Usage | Standard, 100% Usage | Electric, 100% Usage | None | 400%+ | None | None | Single-Family Detached | Single-Family Detached | Single-Family Detached | 750-999 | 0-1499 | 1 | Electricity | 100% Conditioned | Central AC | None | Electricity Baseboard | None | 60000-69999 | 100% Incandescent | Occupied | 1950s | Electricity | Yes | 67.9925 | 525.7695 | 19.6358 | 309.483 | 1488.801 | 0 | 319.7405 | 0 | 0 | 11387.5695 | 0 | 0 | 1275.4453 | 144.191 | 0 | 1247.8966 | 16.412 | 1812.0584 | 0 | 0 | 0 | 339.6694 | 434.0383 | 0 | 0 | 0 | 0 | 0 | 0 | 0 | 0 | 0 | 0 | 0 | 0 | 0 | 0 | 0 | 0 | 0 | 0 | 0 | 19388.4097 | 19388.4097 | 19388.4097 | 19388.4097 | 0 | 0 | 0 | 3492.0466 | 0 | 0 | 0 | 8054.1077 | 0 | 0 | 0 | 7008.8426 | 0 | 0 | 0 | 8457.5237 | 0 | 0 | 0 | 3492.0466 | 8054.1077 | 7008.8426 | 8457.5237
108734 | 242.131 | 3301 | 4 | Standard Efficiency | Electric, 80% Usage | EnergyStar, 80% Usage | Electric, 80% Usage | 318 Rated kWh, 80% Usage | 400%+ | None | None | Single-Family Detached | Single-Family Detached | Single-Family Detached | 3000-3999 | 2500-3999 | 1 | Electricity | 60% Conditioned | Central AC | None | Electricity Electric Furnace | None | 200000+ | 100% CFL | Occupied | 2010s | Electricity | Yes | 67.9925 | 519.0289 | 30.1863 | 85.2837 | 1702.4498 | 137.4503 | 0 | 213.3557 | 0 | 9134.4391 | 0 | 0 | 2189.827 | 66.2341 | 24.911 | 1062.6757 | 21.9803 | 1762.2363 | 0 | 0 | 0 | 429.9353 | 434.0383 | 0 | 0 | 0 | 0 | 0 | 0 | 0 | 0 | 0 | 0 | 0 | 0 | 0 | 0 | 0 | 0 | 0 | 0 | 0 | 17882.3175 | 17882.3175 | 17882.3175 | 17882.3175 | 0 | 0 | 0 | 2946.4517 | 0 | 0 | 0 | 6954.7213 | 0 | 0 | 0 | 6051.5722 | 0 | 0 | 0 | 7368.1331 | 0 | 0 | 0 | 2946.4517 | 6954.7213 | 6051.5722 | 7368.1331
108839 | 242.131 | 1690 | 3 | None | Electric, 100% Usage | Standard, 100% Usage | Electric, 100% Usage | 318 Rated kWh, 100% Usage | 400%+ | None | None | Single-Family Detached | Single-Family Detached | Single-Family Detached | 1500-1999 | 1500-2499 | 1 | Electricity | 100% Conditioned | Central AC | None | Electricity Baseboard | None | 180000-199999 | 100% CFL | Occupied | 2000s | Electricity | Yes | 0 | 762.864 | 28.4279 | 389.1984 | 1793.888 | 97.5927 | 0 | 0 | 0 | 11100.6529 | 0 | 0 | 2418.1294 | 46.0122 | 24.911 | 620.1384 | 21.9803 | 2382.6678 | 0 | 0 | 0 | 405.6104 | 914.0887 | 0 | 0 | 0 | 0 | 0 | 0 | 0 | 0 | 0 | 0 | 0 | 0 | 0 | 0 | 0 | 0 | 0 | 0 | 0 | 21006.162 | 21006.162 | 21006.162 | 21006.162 | 0 | 0 | 0 | 3723.8151 | 0 | 0 | 0 | 8499.3394 | 0 | 0 | 0 | 7412.7653 | 0 | 0 | 0 | 9000.6529 | 0 | 0 | 0 | 3723.8151 | 8499.3394 | 7412.7653 | 9000.6529
108915 | 242.131 | 853 | 2 | Standard Efficiency | Electric, 100% Usage | EnergyStar, 100% Usage | Gas, 100% Usage | 318 Rated kWh, 100% Usage | 0-100% | 2 | None | 2 Unit | Multifamily with 2-4 Units | Multi-Family with 2 - 4 Units | 750-999 | 0-1499 | 2 | Natural Gas | 40% Conditioned | Room AC | None | Natural Gas Fuel Boiler | None | <10000 | 100% CFL | Occupied | <1940 | Natural Gas | No | 67.9925 | 369.8557 | 21.6873 | 0 | 694.2854 | 88.5075 | 0 | 140.381 | 0 | 0 | 0 | 0 | 0 | 35.7547 | 0 | 390.3707 | 16.412 | 1285.4097 | 0 | 0 | 0 | 26.6695 | 434.0383 | 0 | 0 | 0 | 0 | 0 | 0 | 0 | 0 | 24376.4793 | 0 | 3598.3266 | 0 | 0 | 781.0344 | 0 | 0 | 0 | 0 | 0 | 32327.2044 | 32327.2044 | 3571.3641 | 3571.3641 | 0 | 28755.8403 | 0 | 605.2052 | 0 | 6555.7238 | 0 | 1324.6612 | 0 | 6555.7238 | 0 | 1170.9496 | 0 | 6555.7238 | 0 | 1403.4307 | 0 | 6555.7238 | 0 | 7160.929 | 7880.385 | 7726.6734 | 7959.1545
108917 | 242.131 | 617 | 1 | Standard Efficiency | Electric, 100% Usage | EnergyStar, 100% Usage | Electric, 100% Usage | None | 400%+ | 10 | None | 10 to 19 Unit | Multifamily with 5+ units, 1-3 stories | Multi-Family with 5+ Units | 500-749 | 0-1499 | 3 | Electricity | 100% Conditioned | Central AC | None | Electricity Electric Furnace | None | 200000+ | 100% LED | Occupied | 1980s | Electricity | Yes | 67.9925 | 369.8557 | 21.6873 | 86.456 | 961.5662 | 0 | 0 | 94.0758 | 0 | 4028.848 | 0 | 0 | 1918.1502 | 21.6873 | 0 | 248.8173 | 16.412 | 1566.4649 | 0 | 0 | 0 | 389.4915 | 434.0383 | 0 | 0 | 0 | 0 | 0 | 0 | 0 | 0 | 0 | 0 | 0 | 0 | 0 | 0 | 0 | 0 | 0 | 0 | 0 | 10225.8358 | 10225.8358 | 10225.8358 | 10225.8358 | 0 | 0 | 0 | 1817.4022 | 0 | 0 | 0 | 4169.6411 | 0 | 0 | 0 | 3635.6708 | 0 | 0 | 0 | 4370.1035 | 0 | 0 | 0 | 1817.4022 | 4169.6411 | 3635.6708 | 4370.1035
109068 | 242.131 | 853 | 2 | Standard Efficiency | Electric, 80% Usage | EnergyStar, 80% Usage | Electric, 80% Usage | 318 Rated kWh, 80% Usage | 400%+ | 6 | None | 5 to 9 Unit | Multifamily with 5+ units, 1-3 stories | Multi-Family with 5+ Units | 750-999 | 0-1499 | 3 | Electricity | 100% Conditioned | Room AC | Heating Only | Electricity Shared Heating | Boiler Baseboards Heating Only, Electricity | 200000+ | 100% Incandescent | Occupied | 1940s | Electricity | Yes | 67.9925 | 231.8192 | 13.4813 | 0 | 2545.9084 | 51.5805 | 0 | 101.4026 | 0 | 8125.6885 | 0 | 0 | 842.2863 | 142.7256 | 0 | 1220.3479 | 16.412 | 733.2638 | 0 | 0 | 0 | 277.5383 | 434.0383 | 258.1956 | 0 | 0 | 0 | 0 | 0 | 0 | 0 | 0 | 0 | 0 | 346.7031 | 0 | 0 | 0 | 0 | 0 | 0 | 0 | 15409.6769 | 15409.6769 | 15062.9738 | 15062.9738 | 0 | 346.7031 | 0 | 2627.0083 | 0 | 79.0362 | 0 | 6033.7642 | 0 | 79.0362 | 0 | 5267.9615 | 0 | 79.0362 | 0 | 6362.8291 | 0 | 79.0362 | 0 | 2706.0445 | 6112.8004 | 5346.9977 | 6441.8653
109089 | 242.131 | 617 | 1 | Standard Efficiency | Electric, 80% Usage | EnergyStar, 80% Usage | Electric, 80% Usage | 318 Rated kWh, 80% Usage | 200-300% | 183 | None | 50 or more Unit | Multifamily with 5+ units, 8+ stories | Multi-Family with 5+ Units | 500-749 | 0-1499 | 21 | Natural Gas | 20% Conditioned | Room AC | None | Natural Gas Fuel Furnace | None | 35000-39999 | 100% LED | Occupied | 1990s | Electricity | Yes | 67.9925 | 231.8192 | 13.4813 | 0 | 201.926 | 51.5805 | 319.7405 | 85.8698 | 0 | 0 | 0 | 0 | 868.0765 | 21.6873 | 0 | 248.8173 | 16.412 | 685.7863 | 0 | 0 | 0 | 277.5383 | 434.0383 | 245.8866 | 0 | 0 | 0 | 0 | 0 | 0 | 0 | 3454.1356 | 0 | 0 | 0 | 0 | 0 | 0 | 0 | 0 | 0 | 0 | 7225.0811 | 7225.0811 | 3770.9455 | 3770.9455 | 0 | 3454.1356 | 0 | 626.4669 | 0 | 787.4799 | 0 | 1399.2721 | 0 | 787.4799 | 0 | 1229.884 | 0 | 787.4799 | 0 | 1500.1828 | 0 | 787.4799 | 0 | 1413.9468 | 2186.752 | 2017.3639 | 2287.6627
109195 | 242.131 | 3301 | 5 | None | None | EnergyStar, 100% Usage | None | None | 400%+ | None | None | Single-Family Detached | Single-Family Detached | Single-Family Detached | 3000-3999 | 2500-3999 | 2 | Electricity | 100% Conditioned | Heat Pump | None | Electricity ASHP | None | 160000-179999 | 100% LED | Occupied | 1980s | Electricity | Yes | 0 | 0 | 37.8062 | 1050.3667 | 3382.0401 | 0 | 0 | 682.2695 | 3605.6534 | 7913.212 | 0 | 0 | 3662.8022 | 44.2537 | 16.7051 | 811.5138 | 27.2556 | 3524.4727 | 0 | 0 | 0 | 0 | 1160.8545 | 0 | 0 | 0 | 0 | 0 | 0 | 0 | 0 | 0 | 0 | 0 | 0 | 0 | 0 | 0 | 0 | 0 | 0 | 0 | 25919.7916 | 25919.7916 | 25919.7916 | 25919.7916 | 0 | 0 | 0 | 4589.6281 | 0 | 0 | 0 | 10494.871 | 0 | 0 | 0 | 9164.8688 | 0 | 0 | 0 | 10981.9748 | 0 | 0 | 0 | 4589.6281 | 10494.871 | 9164.8688 | 10981.9748
109241 | 242.131 | 2176 | 3 | Standard Efficiency | Electric, 80% Usage | Standard, 80% Usage | Propane, 80% Usage | None | 200-300% | None | None | Single-Family Detached | Single-Family Detached | Single-Family Detached | 2000-2499 | 1500-2499 | 1 | Electricity | 100% Conditioned | Heat Pump | None | Electricity ASHP | None | 35000-39999 | 100% LED | Occupied | 1970s | Electricity | Yes | 67.9925 | 610.174 | 22.8595 | 1242.6213 | 3977.5606 | 0 | 0 | 815.6168 | 3505.7161 | 13537.5389 | 0 | 0 | 1361.3151 | 34.8755 | 16.7051 | 575.5916 | 21.9803 | 1268.7047 | 0 | 2135.3158 | 0 | 22.2734 | 480.0504 | 0 | 0 | 0 | 0 | 0 | 0 | 0 | 0 | 0 | 0 | 0 | 0 | 0 | 0 | 0 | 0 | 0 | 0 | 650.9108 | 30347.2162 | 30347.2162 | 29696.5985 | 29696.5985 | 0 | 0 | 650.9108 | 5456.3719 | 0 | 0 | 179.0855 | 12190.0845 | 0 | 0 | 179.0855 | 10987.7504 | 0 | 0 | 179.0855 | 13311.168 | 0 | 0 | 179.0855 | 5635.4575 | 12369.17 | 11166.8359 | 13490.2535
109325 | 242.131 | 853 | 1 | Standard Efficiency | Electric, 100% Usage | EnergyStar, 100% Usage | Electric, 100% Usage | None | 400%+ | 12 | None | 10 to 19 Unit | Multifamily with 5+ units, 1-3 stories | Multi-Family with 5+ Units | 750-999 | 0-1499 | 2 | Electricity | 100% Conditioned | Heat Pump | None | Electricity ASHP | None | 120000-139999 | 100% Incandescent | Occupied | 1990s | Electricity | Yes | 67.9925 | 289.8473 | 16.9981 | 560.645 | 1726.4817 | 0 | 0 | 39.8577 | 78.8361 | 547.7498 | 0 | 0 | 1324.9743 | 142.7256 | 0 | 1220.3479 | 16.412 | 1466.5276 | 0 | 0 | 0 | 346.9961 | 434.0383 | 0 | 0 | 0 | 0 | 0 | 0 | 0 | 0 | 0 | 0 | 0 | 0 | 0 | 0 | 0 | 0 | 0 | 0 | 0 | 8280.1369 | 8280.1369 | 8280.1369 | 8280.1369 | 0 | 0 | 0 | 1429.0605 | 0 | 0 | 0 | 3126.7496 | 0 | 0 | 0 | 2757.2501 | 0 | 0 | 0 | 3318.3121 | 0 | 0 | 0 | 1429.0605 | 3126.7496 | 2757.2501 | 3318.3121
109363 | 242.131 | 2663 | 4 | Standard Efficiency | Electric, 80% Usage | EnergyStar, 80% Usage | Electric, 80% Usage | 318 Rated kWh, 80% Usage | 400%+ | None | None | Single-Family Detached | Single-Family Detached | Single-Family Detached | 2500-2999 | 2500-3999 | 2 | Electricity | 20% Conditioned | Room AC | None | Electricity Baseboard | None | 120000-139999 | 100% Incandescent | Occupied | 1970s | Electricity | Yes | 67.9925 | 320.0336 | 18.7565 | 0 | 1183.421 | 77.9569 | 0 | 0 | 0 | 43893.8403 | 0 | 0 | 1307.097 | 233.2846 | 99.9372 | 2773.9177 | 21.9803 | 1346.0754 | 0 | 0 | 0 | 324.4297 | 434.0383 | 0 | 0 | 0 | 0 | 0 | 0 | 0 | 0 | 0 | 0 | 0 | 0 | 0 | 0 | 0 | 0 | 0 | 0 | 0 | 52102.4679 | 52102.4679 | 52102.4679 | 52102.4679 | 0 | 0 | 0 | 9094.8445 | 0 | 0 | 0 | 21453.9275 | 0 | 0 | 0 | 18595.2623 | 0 | 0 | 0 | 22782.1694 | 0 | 0 | 0 | 9094.8445 | 21453.9275 | 18595.2623 | 22782.1694
109368 | 242.131 | 1675 | 3 | None | Gas, 100% Usage | Standard, 100% Usage | Electric, 100% Usage | None | 400%+ | None | 8 | Single-Family Attached | Single-Family Attached | Single-Family Attached | 1500-1999 | 1500-2499 | 2 | Natural Gas | 100% Conditioned | Central AC | None | Natural Gas Fuel Wall/Floor Furnace | None | 200000+ | 100% LED | Occupied | 1960s | Natural Gas | Yes | 0 | 49.2359 | 20.808 | 795.981 | 3419.8463 | 0 | 0 | 0 | 0 | 0 | 0 | 0 | 0 | 30.4794 | 0 | 470.6721 | 21.9803 | 1728.2401 | 0 | 0 | 0 | 346.9961 | 434.0383 | 0 | 0 | 0 | 0 | 655.8931 | 0 | 0 | 0 | 18969.9042 | 0 | 2954.4495 | 0 | 0 | 0 | 0 | 0 | 0 | 0 | 0 | 29898.8175 | 29898.8175 | 7318.5708 | 7318.5708 | 0 | 22580.2467 | 0 | 1318.1412 | 0 | 5147.8216 | 0 | 2777.6255 | 0 | 5147.8216 | 0 | 2473.2387 | 0 | 5147.8216 | 0 | 2883.8314 | 0 | 5147.8216 | 0 | 6465.9629 | 7925.4471 | 7621.0603 | 8031.653
109464 | 242.131 | 3301 | 4 | Standard Efficiency | Gas, 100% Usage | Standard, 100% Usage | Electric, 100% Usage | 290 Rated kWh, 100% Usage | 400%+ | None | None | Single-Family Detached | Single-Family Detached | Single-Family Detached | 3000-3999 | 2500-3999 | 2 | Electricity | 100% Conditioned | Heat Pump | None | Electricity ASHP | None | 160000-179999 | 100% Incandescent | Occupied | 1980s | Electricity | Yes | 67.9925 | 68.2856 | 28.4279 | 1266.067 | 5432.3654 | 91.1451 | 0 | 911.451 | 1468.5791 | 9201.8455 | 0 | 0 | 2139.4188 | 264.9362 | 99.9372 | 3321.6675 | 21.9803 | 2894.956 | 0 | 0 | 0 | 405.6104 | 434.0383 | 0 | 0 | 0 | 0 | 905.8827 | 0 | 0 | 0 | 0 | 0 | 0 | 0 | 0 | 0 | 0 | 0 | 0 | 0 | 0 | 29024.5865 | 29024.5865 | 28118.9969 | 28118.9969 | 0 | 905.8827 | 0 | 5082.4254 | 0 | 206.5002 | 0 | 11452.7225 | 0 | 206.5002 | 0 | 10017.148 | 0 | 206.5002 | 0 | 11942.6893 | 0 | 206.5002 | 0 | 5288.9256 | 11659.2226 | 10223.6482 | 12149.1895
109476 | 242.131 | 885 | 1 | Standard Efficiency | Electric, 100% Usage | EnergyStar, 100% Usage | Electric, 100% Usage | None | 0-100% | None | None | Single-Family Detached | Single-Family Detached | Single-Family Detached | 750-999 | 0-1499 | 1 | Fuel Oil | 100% Conditioned | Central AC | None | Fuel Oil Fuel Furnace | None | <10000 | 100% CFL | Occupied | 1950s | Electricity | Yes | 67.9925 | 524.5972 | 30.7725 | 667.3228 | 2026.0003 | 0 | 319.7405 | 169.9812 | 0 | 0 | 0 | 0 | 2922.5047 | 36.0477 | 0 | 399.1628 | 16.412 | 2441.5751 | 0 | 0 | 0 | 471.2583 | 434.0383 | 366.0458 | 0 | 12042.2903 | 0 | 0 | 0 | 0 | 0 | 0 | 0 | 0 | 0 | 0 | 0 | 0 | 0 | 0 | 0 | 0 | 22935.7419 | 22935.7419 | 10893.1586 | 10893.1586 | 12042.2903 | 0 | 0 | 1884.806 | 3651.2417 | 0 | 0 | 4108.1339 | 3651.2417 | 0 | 0 | 3626.7309 | 3651.2417 | 0 | 0 | 4355.9346 | 3651.2417 | 0 | 0 | 5536.0477 | 7759.3756 | 7277.9726 | 8007.1763
109600 | 242.131 | 1202 | 3 | Standard Efficiency | Electric, 100% Usage | Standard, 100% Usage | Electric, 100% Usage | 318 Rated kWh, 100% Usage | 300-400% | None | 5 | Single-Family Attached | Single-Family Attached | Single-Family Attached | 1000-1499 | 0-1499 | 2 | Electricity | 100% Conditioned | Central AC | None | Electricity Electric Furnace | None | 70000-79999 | 100% CFL | Occupied | 1980s | Electricity | Yes | 67.9925 | 858.1121 | 32.2378 | 297.7602 | 2292.4019 | 112.5393 | 0 | 237.9737 | 0 | 11057.8645 | 0 | 0 | 2651.414 | 40.1507 | 0 | 486.2049 | 21.9803 | 1917.8571 | 0 | 0 | 0 | 431.9868 | 434.0383 | 0 | 0 | 0 | 0 | 0 | 0 | 0 | 0 | 0 | 0 | 0 | 0 | 0 | 0 | 0 | 0 | 0 | 0 | 0 | 20940.5141 | 20940.5141 | 20940.5141 | 20940.5141 | 0 | 0 | 0 | 3880.7272 | 0 | 0 | 0 | 8632.0352 | 0 | 0 | 0 | 7757.2206 | 0 | 0 | 0 | 9479.9721 | 0 | 0 | 0 | 3880.7272 | 8632.0352 | 7757.2206 | 9479.9721
109765 | 242.131 | 1690 | 2 | Standard Efficiency | Gas, 100% Usage | EnergyStar, 100% Usage | Electric, 100% Usage | None | 200-300% | None | None | Single-Family Detached | Single-Family Detached | Single-Family Detached | 1500-1999 | 1500-2499 | 1 | Natural Gas | 80% Conditioned | Central AC | None | Natural Gas Fuel Furnace | None | 35000-39999 | 100% Incandescent | Occupied | 1950s | Natural Gas | Yes | 67.9925 | 35.7547 | 23.4457 | 651.2039 | 3863.849 | 0 | 319.7405 | 580.2807 | 0 | 0 | 0 | 0 | 0 | 184.6348 | 0 | 1938.9582 | 16.412 | 2382.6678 | 0 | 0 | 0 | 405.6104 | 434.0383 | 0 | 0 | 0 | 0 | 475.0682 | 0 | 0 | 0 | 26832.4149 | 0 | 3726.1056 | 0 | 0 | 0 | 0 | 0 | 0 | 0 | 0 | 41937.884 | 41937.884 | 10904.2953 | 10904.2953 | 0 | 31033.5887 | 0 | 1879.822 | 0 | 7075.0313 | 0 | 4017.2916 | 0 | 7075.0313 | 0 | 3565.2886 | 0 | 7075.0313 | 0 | 4253.6509 | 0 | 7075.0313 | 0 | 8954.8532 | 11092.3229 | 10640.3199 | 11328.6822
109775 | 242.131 | 3241 | 3 | None | Electric, 100% Usage | EnergyStar, 100% Usage | Electric, 100% Usage | None | 400%+ | None | 7 | Single-Family Attached | Single-Family Attached | Single-Family Attached | 3000-3999 | 2500-3999 | 3 | Natural Gas | 60% Conditioned | Central AC | None | Natural Gas Fuel Furnace | None | 120000-139999 | 100% LED | Vacant | <1940 | Natural Gas | Yes | 0 | 0 | 0 | 199.8745 | 3042.3708 | 0 | 0 | 820.8921 | 0 | 0 | 0 | 0 | 0 | 0 | 0 | 0 | 21.9803 | 0 | 0 | 0 | 0 | 0 | 1790.0781 | 0 | 0 | 0 | 0 | 0 | 0 | 0 | 0 | 32926.5347 | 0 | 1627.1306 | 0 | 0 | 0 | 0 | 0 | 0 | 0 | 0 | 40428.568 | 40428.568 | 5874.9027 | 5874.9027 | 0 | 34553.6653 | 0 | 1012.1447 | 0 | 7877.5419 | 0 | 2148.7306 | 0 | 7877.5419 | 0 | 1912.487 | 0 | 7877.5419 | 0 | 2244.0652 | 0 | 7877.5419 | 0 | 8889.6865 | 10026.2724 | 9790.0288 | 10121.6071
109776 | 242.131 | 1675 | 3 | Standard Efficiency | Electric, 100% Usage | EnergyStar, 100% Usage | Gas, 100% Usage | None | 400%+ | None | 20 | Single-Family Attached | Single-Family Attached | Single-Family Attached | 1500-1999 | 1500-2499 | 3 | Natural Gas | 100% Conditioned | Central AC | None | Natural Gas Fuel Furnace | None | 140000-159999 | 100% LED | Occupied | 2010s | Natural Gas | Yes | 67.9925 | 530.4586 | 31.0655 | 339.9624 | 1556.5005 | 0 | 0 | 323.2574 | 0 | 0 | 0 | 0 | 0 | 30.4794 | 0 | 470.6721 | 21.9803 | 2121.5415 | 0 | 0 | 0 | 32.5309 | 434.0383 | 0 | 0 | 0 | 0 | 0 | 0 | 0 | 0 | 16545.9134 | 0 | 4780.2822 | 0 | 0 | 953.9463 | 0 | 0 | 0 | 0 | 0 | 28240.9144 | 28240.9144 | 5960.7725 | 5960.7725 | 0 | 22280.435 | 0 | 1125.359 | 0 | 5079.4512 | 0 | 2462.6655 | 0 | 5079.4512 | 0 | 2172.2647 | 0 | 5079.4512 | 0 | 2525.9103 | 0 | 5079.4512 | 0 | 6204.8102 | 7542.1167 | 7251.7159 | 7605.3615
109821 | 242.131 | 2663 | 3 | Standard Efficiency | Electric, 100% Usage | Standard, 100% Usage | Electric, 100% Usage | None | 400%+ | None | None | Single-Family Detached | Single-Family Detached | Single-Family Detached | 2500-2999 | 2500-3999 | 1 | Electricity | 100% Conditioned | Heat Pump | None | Electricity ASHP | None | 200000+ | 100% LED | Occupied | 1990s | Natural Gas | Yes | 67.9925 | 1237.053 | 46.3052 | 625.7067 | 2619.7623 | 0 | 319.7405 | 383.337 | 1276.3245 | 3671.3013 | 0 | 0 | 0 | 38.9785 | 16.7051 | 677.8734 | 21.9803 | 3321.6675 | 0 | 0 | 0 | 537.1993 | 434.0383 | 0 | 0 | 0 | 0 | 0 | 0 | 0 | 0 | 0 | 0 | 6175.3005 | 0 | 0 | 0 | 0 | 0 | 0 | 0 | 0 | 21470.9727 | 21470.9727 | 15295.6722 | 15295.6722 | 0 | 6175.3005 | 0 | 2657.7224 | 0 | 1407.8178 | 0 | 6070.9293 | 0 | 1407.8178 | 0 | 5312.9646 | 0 | 1407.8178 | 0 | 6298.072 | 0 | 1407.8178 | 0 | 4065.5402 | 7478.7471 | 6720.7824 | 7705.8898
110122 | 242.131 | 1690 | 3 | None | Electric, 100% Usage | EnergyStar, 100% Usage | Electric, 100% Usage | None | 400%+ | None | None | Single-Family Detached | Single-Family Detached | Single-Family Detached | 1500-1999 | 1500-2499 | 2 | Electricity | 100% Conditioned | Heat Pump | None | Electricity ASHP | None | 120000-139999 | 100% Incandescent | Occupied | 1980s | Electricity | Yes | 0 | 648.8593 | 37.8062 | 682.8556 | 2825.7913 | 0 | 319.7405 | 415.8678 | 2222.651 | 4410.1335 | 0 | 0 | 3673.3528 | 184.6348 | 99.9372 | 1938.9582 | 21.9803 | 3012.1845 | 0 | 0 | 0 | 537.1993 | 914.0887 | 0 | 0 | 0 | 0 | 0 | 0 | 0 | 0 | 0 | 0 | 0 | 0 | 0 | 0 | 0 | 0 | 0 | 0 | 0 | 21946.0409 | 21946.0409 | 21946.0409 | 21946.0409 | 0 | 0 | 0 | 3728.3683 | 0 | 0 | 0 | 8570.724 | 0 | 0 | 0 | 7495.5454 | 0 | 0 | 0 | 8923.6365 | 0 | 0 | 0 | 3728.3683 | 8570.724 | 7495.5454 | 8923.6365
110195 | 242.131 | 2152 | 4 | Standard Efficiency | Electric, 100% Usage | EnergyStar, 100% Usage | Electric, 100% Usage | 290 Rated kWh, 100% Usage | 400%+ | None | 36 | Single-Family Attached | Single-Family Attached | Single-Family Attached | 2000-2499 | 1500-2499 | 2 | Electricity | 100% Conditioned | Heat Pump | None | Electricity ASHP | None | 160000-179999 | 100% CFL | Occupied | 1980s | Electricity | Yes | 67.9925 | 610.7601 | 35.7547 | 865.4389 | 3567.5541 | 149.7593 | 0 | 715.9726 | 1314.4237 | 7352.567 | 0 | 0 | 3626.7545 | 51.8736 | 0 | 747.0382 | 21.9803 | 2325.812 | 0 | 0 | 0 | 516.9774 | 400.042 | 0 | 0 | 0 | 0 | 0 | 0 | 0 | 0 | 0 | 0 | 0 | 0 | 0 | 0 | 0 | 0 | 0 | 0 | 0 | 22370.7009 | 22370.7009 | 22370.7009 | 22370.7009 | 0 | 0 | 0 | 3911.9022 | 0 | 0 | 0 | 8922.3951 | 0 | 0 | 0 | 7800.0257 | 0 | 0 | 0 | 9370.8151 | 0 | 0 | 0 | 3911.9022 | 8922.3951 | 7800.0257 | 9370.8151
110198 | 242.131 | 2663 | 4 | Standard Efficiency | Electric, 100% Usage | EnergyStar, 100% Usage | Electric, 100% Usage | None | 400%+ | None | None | Single-Family Detached | Single-Family Detached | Single-Family Detached | 2500-2999 | 2500-3999 | 1 | Fuel Oil | 20% Conditioned | Room AC | None | Fuel Oil Fuel Boiler | None | 200000+ | 100% Incandescent | Occupied | 1950s | Electricity | Yes | 67.9925 | 773.1215 | 45.1329 | 0 | 1112.4978 | 0 | 0 | 193.1338 | 0 | 0 | 0 | 0 | 4410.1335 | 233.2846 | 0 | 2774.2107 | 21.9803 | 3636.4258 | 0 | 0 | 0 | 603.1403 | 727.1093 | 0 | 0 | 24841.29 | 0 | 0 | 0 | 0 | 0 | 0 | 0 | 0 | 0 | 0 | 0 | 0 | 0 | 0 | 0 | 0 | 39439.16 | 39439.16 | 14597.87 | 14597.87 | 24841.29 | 0 | 0 | 2429.2339 | 7531.8396 | 0 | 0 | 5427.9303 | 7531.8396 | 0 | 0 | 4771.6674 | 7531.8396 | 0 | 0 | 5823.7332 | 7531.8396 | 0 | 0 | 9961.0735 | 12959.7699 | 12303.5071 | 13355.5728
110222 | 242.131 | 853 | 3 | None | Electric, 120% Usage | EnergyStar, 120% Usage | Electric, 120% Usage | None | 200-300% | 67 | None | 50 or more Unit | Multifamily with 5+ units, 4-7 stories | Multi-Family with 5+ Units | 750-999 | 0-1499 | 6 | Electricity | 100% Conditioned | Heat Pump | None | Electricity ASHP | None | 60000-69999 | 100% Incandescent | Occupied | 2010s | Electricity | Yes | 0 | 540.13 | 31.6517 | 524.0111 | 1927.5284 | 0 | 319.7405 | 5.5684 | 27.2556 | 138.6226 | 0 | 0 | 4303.7487 | 142.7256 | 0 | 1220.3479 | 21.9803 | 3713.5035 | 0 | 0 | 0 | 518.4427 | 434.0383 | 0 | 0 | 0 | 0 | 0 | 0 | 0 | 0 | 0 | 0 | 0 | 0 | 0 | 0 | 0 | 0 | 0 | 0 | 0 | 13869.5884 | 13869.5884 | 13869.5884 | 13869.5884 | 0 | 0 | 0 | 2315.1078 | 0 | 0 | 0 | 5186.2835 | 0 | 0 | 0 | 4559.6212 | 0 | 0 | 0 | 5532.7011 | 0 | 0 | 0 | 2315.1078 | 5186.2835 | 4559.6212 | 5532.7011
110235 | 242.131 | 1690 | 4 | Standard Efficiency | Electric, 120% Usage | Standard, 120% Usage | Electric, 120% Usage | 290 Rated kWh, 120% Usage | 300-400% | None | None | Single-Family Detached | Single-Family Detached | Single-Family Detached | 1500-1999 | 1500-2499 | 1 | Electricity | 100% Conditioned | Heat Pump | None | Electricity ASHP | None | 80000-99999 | 100% Incandescent | Occupied | 1970s | Electricity | Yes | 67.9925 | 1484.405 | 55.6835 | 848.7338 | 3526.5242 | 192.5477 | 0 | 341.1347 | 1324.0951 | 3656.6477 | 0 | 0 | 7079.1317 | 184.6348 | 0 | 1938.9582 | 21.9803 | 6024.3689 | 0 | 0 | 0 | 644.7564 | 434.0383 | 0 | 0 | 0 | 0 | 0 | 0 | 0 | 0 | 0 | 0 | 0 | 0 | 0 | 0 | 0 | 0 | 0 | 0 | 0 | 27825.3397 | 27825.3397 | 27825.3397 | 27825.3397 | 0 | 0 | 0 | 4698.3025 | 0 | 0 | 0 | 10656.7327 | 0 | 0 | 0 | 9344.7082 | 0 | 0 | 0 | 11266.7559 | 0 | 0 | 0 | 4698.3025 | 10656.7327 | 9344.7082 | 11266.7559
110295 | 242.131 | 2176 | 4 | Standard Efficiency | Electric, 120% Usage | EnergyStar, 120% Usage | Electric, 120% Usage | 318 Rated kWh, 120% Usage | 400%+ | None | None | Single-Family Detached | Single-Family Detached | Single-Family Detached | 2000-2499 | 1500-2499 | 1 | Fuel Oil | 100% Conditioned | Central AC | None | Fuel Oil Fuel Boiler | None | 200000+ | 100% LED | Occupied | 1960s | Electricity | Yes | 67.9925 | 480.0504 | 28.1348 | 1197.1953 | 3977.2675 | 117.2284 | 319.7405 | 183.4625 | 0 | 0 | 0 | 0 | 3774.1692 | 34.8755 | 16.7051 | 575.5916 | 21.9803 | 5074.5256 | 0 | 0 | 0 | 486.498 | 400.042 | 376.8894 | 0 | 23426.0498 | 0 | 0 | 0 | 0 | 0 | 0 | 0 | 0 | 0 | 0 | 0 | 0 | 0 | 0 | 0 | 0 | 40558.1054 | 40558.1054 | 17132.0555 | 17132.0555 | 23426.0498 | 0 | 0 | 2860.3449 | 7102.7022 | 0 | 0 | 6222.2227 | 7102.7022 | 0 | 0 | 5509.6727 | 7102.7022 | 0 | 0 | 6612.1947 | 7102.7022 | 0 | 0 | 9963.0471 | 13324.925 | 12612.3749 | 13714.8969
110332 | 242.131 | 1690 | 3 | Standard Efficiency | Electric, 100% Usage | Standard, 100% Usage | Electric, 100% Usage | None | 0-100% | None | None | Mobile Home | Mobile Home | Mobile Home | 1500-1999 | 1500-2499 | 1 | Fuel Oil | 100% Conditioned | Central AC | None | Fuel Oil Fuel Furnace | None | <10000 | 100% Incandescent | Occupied | 1970s | Electricity | Yes | 67.9925 | 525.7695 | 19.6358 | 1188.1101 | 4002.1785 | 0 | 319.7405 | 326.4812 | 0 | 0 | 0 | 0 | 1265.774 | 184.6348 | 0 | 1938.9582 | 21.9803 | 2145.8664 | 0 | 0 | 0 | 339.6694 | 434.0383 | 0 | 0 | 38645.2305 | 0 | 0 | 0 | 0 | 0 | 0 | 0 | 0 | 0 | 0 | 0 | 0 | 0 | 0 | 0 | 0 | 51426.0599 | 51426.0599 | 12780.8294 | 12780.8294 | 38645.2305 | 0 | 0 | 2199.6486 | 11717.1918 | 0 | 0 | 4676.6163 | 11717.1918 | 0 | 0 | 4150.2677 | 11717.1918 | 0 | 0 | 4985.9694 | 11717.1918 | 0 | 0 | 13916.8403 | 16393.808 | 15867.4594 | 16703.1612
110542 | 242.131 | 1690 | 3 | Standard Efficiency, No usage | Propane, 100% Usage | EnergyStar, 100% Usage | Electric, 100% Usage | None | 400%+ | None | None | Single-Family Detached | Single-Family Detached | Single-Family Detached | 1500-1999 | 1500-2499 | 1 | Electricity | 100% Conditioned | Central AC | None | Electricity Baseboard | None | 100000-119999 | 100% CFL | Vacant | 1960s | Electricity | Yes | 0 | 0 | 0 | 856.9398 | 3552.0214 | 0 | 319.7405 | 0 | 0 | 4350.64 | 0 | 0 | 344.9446 | 0 | 0 | 0 | 21.9803 | 0 | 0 | 0 | 0 | 0 | 727.1093 | 0 | 0 | 0 | 0 | 0 | 0 | 0 | 0 | 0 | 0 | 0 | 0 | 0 | 0 | 0 | 0 | 0 | 0 | 0 | 10173.083 | 10173.083 | 10173.083 | 10173.083 | 0 | 0 | 0 | 1861.5571 | 0 | 0 | 0 | 4165.1119 | 0 | 0 | 0 | 3652.5512 | 0 | 0 | 0 | 4250.6835 | 0 | 0 | 0 | 1861.5571 | 4165.1119 | 3652.5512 | 4250.6835
110642 | 242.131 | 1220 | 4 | Standard Efficiency | Electric, 100% Usage | EnergyStar, 100% Usage | Electric, 100% Usage | None | 400%+ | None | None | Single-Family Detached | Single-Family Detached | Single-Family Detached | 1000-1499 | 0-1499 | 1 | Electricity | 100% Conditioned | Central AC | None | Electricity Electric Furnace | None | 120000-139999 | 100% Incandescent | Occupied | 1970s | Electricity | Yes | 67.9925 | 648.8593 | 37.8062 | 1120.7038 | 6456.9418 | 0 | 0 | 156.5 | 0 | 19216.9631 | 0 | 0 | 3700.6084 | 160.896 | 0 | 1535.3993 | 21.9803 | 2862.7182 | 0 | 0 | 0 | 537.1993 | 480.0504 | 0 | 0 | 0 | 0 | 0 | 0 | 0 | 0 | 0 | 0 | 0 | 0 | 0 | 0 | 0 | 0 | 0 | 0 | 0 | 37004.9117 | 37004.9117 | 37004.9117 | 37004.9117 | 0 | 0 | 0 | 6457.008 | 0 | 0 | 0 | 14772.1713 | 0 | 0 | 0 | 12903.3013 | 0 | 0 | 0 | 15580.135 | 0 | 0 | 0 | 6457.008 | 14772.1713 | 12903.3013 | 15580.135
110665 | 242.131 | 1220 | 3 | Standard Efficiency | Electric, 80% Usage | EnergyStar, 80% Usage | Gas, 80% Usage | None | 400%+ | None | None | Single-Family Detached | Single-Family Detached | Single-Family Detached | 1000-1499 | 0-1499 | 1 | Natural Gas | 20% Conditioned | Room AC | None | Natural Gas Fuel Wall/Floor Furnace | None | 120000-139999 | 100% Incandescent | Occupied | 1950s | Natural Gas | Yes | 67.9925 | 320.0336 | 18.7565 | 0 | 1023.9903 | 0 | 0 | 0 | 0 | 0 | 0 | 0 | 0 | 160.896 | 0 | 1535.3993 | 21.9803 | 1116.6008 | 0 | 0 | 0 | 22.2734 | 434.0383 | 0 | 0 | 0 | 0 | 0 | 0 | 0 | 0 | 21576.4783 | 0 | 2654.9308 | 0 | 0 | 650.9108 | 0 | 0 | 0 | 0 | 0 | 29604.2811 | 29604.2811 | 4721.9611 | 4721.9611 | 0 | 24882.32 | 0 | 801.363 | 0 | 5672.6643 | 0 | 1753.1921 | 0 | 5672.6643 | 0 | 1547.8227 | 0 | 5672.6643 | 0 | 1866.7735 | 0 | 5672.6643 | 0 | 6474.0273 | 7425.8564 | 7220.487 | 7539.4377
110691 | 242.131 | 617 | 1 | Standard Efficiency | Electric, 100% Usage | EnergyStar, 100% Usage | Electric, 100% Usage | None | 0-100% | 20 | None | 20 to 49 Unit | Multifamily with 5+ units, 1-3 stories | Multi-Family with 5+ Units | 500-749 | 0-1499 | 2 | Electricity | 100% Conditioned | Heat Pump | None | Electricity ASHP | None | <10000 | 100% Incandescent | Occupied | 1970s | Electricity | No | 67.9925 | 289.8473 | 16.9981 | 325.602 | 1749.6343 | 0 | 0 | 110.1947 | 180.2387 | 1368.935 | 0 | 0 | 1288.6335 | 130.7097 | 0 | 1017.8358 | 16.412 | 1371.2795 | 0 | 0 | 0 | 346.9961 | 480.0504 | 0 | 0 | 0 | 0 | 0 | 0 | 0 | 0 | 0 | 0 | 0 | 0 | 0 | 0 | 0 | 0 | 0 | 0 | 0 | 8761.3596 | 8761.3596 | 8761.3596 | 8761.3596 | 0 | 0 | 0 | 1538.5967 | 0 | 0 | 0 | 3418.9271 | 0 | 0 | 0 | 3003.7123 | 0 | 0 | 0 | 3614.4435 | 0 | 0 | 0 | 1538.5967 | 3418.9271 | 3003.7123 | 3614.4435
110848 | 242.131 | 853 | 1 | None | None | None | Electric, 100% Usage | None | 400%+ | 12 | None | 10 to 19 Unit | Multifamily with 5+ units, 1-3 stories | Multi-Family with 5+ Units | 750-999 | 0-1499 | 2 | Natural Gas | 100% Conditioned | Central AC | None | Natural Gas Fuel Furnace | None | 80000-99999 | 100% CFL | Occupied | 1970s | Natural Gas | Yes | 0 | 0 | 0 | 672.305 | 3416.0364 | 0 | 0 | 480.6366 | 0 | 0 | 0 | 0 | 0 | 35.7547 | 0 | 390.3707 | 16.412 | 1661.713 | 0 | 0 | 0 | 389.4915 | 434.0383 | 0 | 0 | 0 | 0 | 0 | 0 | 0 | 0 | 19211.9809 | 0 | 3555.8313 | 0 | 0 | 0 | 0 | 0 | 0 | 0 | 0 | 30264.5702 | 30264.5702 | 7496.758 | 7496.758 | 0 | 22767.8122 | 0 | 1280.9902 | 0 | 5190.5741 | 0 | 2743.6346 | 0 | 5190.5741 | 0 | 2436.7663 | 0 | 5190.5741 | 0 | 2886.9707 | 0 | 5190.5741 | 0 | 6471.5643 | 7934.2087 | 7627.3403 | 8077.5448
110866 | 242.131 | 3301 | 4 | None | Electric, 100% Usage | Standard, 100% Usage | Electric, 100% Usage | None | 200-300% | None | None | Single-Family Detached | Single-Family Detached | Single-Family Detached | 3000-3999 | 2500-3999 | 2 | Fuel Oil | 100% Conditioned | Central AC | None | Fuel Oil Fuel Furnace | None | 80000-99999 | 100% Incandescent | Occupied | 1950s | Electricity | Yes | 0 | 1711.242 | 64.1826 | 841.7001 | 4690.6025 | 0 | 0 | 1523.9696 | 0 | 0 | 0 | 0 | 5514.4253 | 264.9362 | 0 | 3321.6675 | 21.9803 | 4153.9893 | 0 | 0 | 0 | 669.0813 | 434.0383 | 0 | 0 | 61119.3855 | 0 | 0 | 0 | 0 | 0 | 0 | 0 | 0 | 0 | 0 | 0 | 0 | 0 | 0 | 0 | 0 | 84331.2004 | 84331.2004 | 23211.8149 | 23211.8149 | 61119.3855 | 0 | 0 | 3794.6676 | 18531.2777 | 0 | 0 | 8381.4721 | 18531.2777 | 0 | 0 | 7400.1032 | 18531.2777 | 0 | 0 | 8941.02 | 18531.2777 | 0 | 0 | 22325.9453 | 26912.7498 | 25931.3809 | 27472.2977
110960 | 242.131 | 1690 | 3 | Standard Efficiency | Electric, 100% Usage | EnergyStar, 100% Usage | Electric, 100% Usage | 318 Rated kWh, 100% Usage | 150-200% | None | None | Single-Family Detached | Single-Family Detached | Single-Family Detached | 1500-1999 | 1500-2499 | 1 | Electricity | 100% Conditioned | Central AC | None | Electricity Electric Furnace | None | 20000-24999 | 100% CFL | Occupied | 1970s | Electricity | Yes | 67.9925 | 275.7799 | 16.1189 | 526.3556 | 2936.8652 | 60.3726 | 319.7405 | 460.4147 | 0 | 19565.4246 | 0 | 0 | 1251.1204 | 46.0122 | 24.911 | 620.1384 | 21.9803 | 2067.9095 | 0 | 0 | 0 | 339.6694 | 434.0383 | 0 | 0 | 0 | 0 | 0 | 0 | 0 | 0 | 0 | 0 | 0 | 0 | 0 | 0 | 0 | 0 | 0 | 0 | 0 | 29035.137 | 29035.137 | 29035.137 | 29035.137 | 0 | 0 | 0 | 5244.5053 | 0 | 0 | 0 | 11760.2957 | 0 | 0 | 0 | 10597.4427 | 0 | 0 | 0 | 12890.4474 | 0 | 0 | 0 | 5244.5053 | 11760.2957 | 10597.4427 | 12890.4474
110963 | 242.131 | 1690 | 4 | None | Electric, 120% Usage | EnergyStar, 120% Usage | Electric, 120% Usage | None | 400%+ | None | None | Single-Family Detached | Single-Family Detached | Single-Family Detached | 1500-1999 | 1500-2499 | 1 | Natural Gas | None | None | None | Natural Gas Fuel Boiler | None | 120000-139999 | 100% CFL | Occupied | 1950s | Natural Gas | Yes | 0 | 927.863 | 54.2181 | 0 | 0 | 0 | 0 | 86.749 | 0 | 0 | 0 | 0 | 0 | 46.0122 | 0 | 620.1384 | 21.9803 | 6653.8856 | 0 | 0 | 0 | 723.8855 | 960.1008 | 0 | 0 | 0 | 0 | 0 | 0 | 0 | 0 | 12607.6244 | 0 | 11738.3756 | 0 | 0 | 0 | 0 | 0 | 0 | 0 | 0 | 34440.8329 | 34440.8329 | 10095.1261 | 10095.1261 | 0 | 24345.7069 | 0 | 1689.8498 | 0 | 5550.3309 | 0 | 3811.8311 | 0 | 5550.3309 | 0 | 3349.8717 | 0 | 5550.3309 | 0 | 4051.7969 | 0 | 5550.3309 | 0 | 7240.1806 | 9362.1619 | 8900.2026 | 9602.1277
111097 | 242.131 | 1675 | 3 | None | Electric, 100% Usage | EnergyStar, 100% Usage | Electric, 100% Usage | None | 300-400% | None | 16 | Single-Family Attached | Single-Family Attached | Single-Family Attached | 1500-1999 | 1500-2499 | 1 | Electricity | 100% Conditioned | Heat Pump | None | Electricity ASHP | None | 60000-69999 | 100% LED | Occupied | 1980s | Electricity | Yes | 0 | 369.8557 | 21.6873 | 182.2902 | 661.4614 | 0 | 319.7405 | 307.4316 | 1067.951 | 3218.5065 | 0 | 0 | 1771.9077 | 30.4794 | 0 | 470.6721 | 21.9803 | 1859.5359 | 0 | 0 | 0 | 389.4915 | 0 | 0 | 0 | 0 | 0 | 0 | 0 | 0 | 0 | 0 | 0 | 0 | 0 | 0 | 0 | 0 | 0 | 0 | 0 | 0 | 10692.9911 | 10692.9911 | 10692.9911 | 10692.9911 | 0 | 0 | 0 | 1884.733 | 0 | 0 | 0 | 4315.026 | 0 | 0 | 0 | 3764.6597 | 0 | 0 | 0 | 4542.8959 | 0 | 0 | 0 | 1884.733 | 4315.026 | 3764.6597 | 4542.8959
111189 | 242.131 | 2663 | 5 | None | Electric, 100% Usage | Standard, 100% Usage | Electric, 100% Usage | None | 400%+ | None | None | Single-Family Detached | Single-Family Detached | Single-Family Detached | 2500-2999 | 2500-3999 | 2 | Natural Gas | 100% Conditioned | Central AC | None | Natural Gas Fuel Furnace | None | 200000+ | 100% LED | Occupied | 2010s | Natural Gas | Yes | 0 | 1474.1475 | 55.0974 | 707.4736 | 3201.2153 | 0 | 0 | 210.425 | 0 | 0 | 0 | 0 | 0 | 38.9785 | 16.7051 | 677.8734 | 27.2556 | 3636.4258 | 0 | 0 | 0 | 603.1403 | 434.0383 | 0 | 0 | 0 | 0 | 0 | 0 | 0 | 0 | 18684.453 | 0 | 7178.1897 | 0 | 0 | 0 | 0 | 0 | 0 | 0 | 0 | 36945.1252 | 36945.1252 | 11082.4825 | 11082.4825 | 0 | 25862.6427 | 0 | 1858.5671 | 0 | 5896.1533 | 0 | 4044.6074 | 0 | 5896.1533 | 0 | 3582.8096 | 0 | 5896.1533 | 0 | 4268.5732 | 0 | 5896.1533 | 0 | 7754.7204 | 9940.7607 | 9478.9629 | 10164.7265
111202 | 242.131 | 2176 | 3 | None | Electric, 80% Usage | Standard, 80% Usage | Electric, 80% Usage | 318 Rated kWh, 80% Usage | 400%+ | None | None | Single-Family Detached | Single-Family Detached | Single-Family Detached | 2000-2499 | 1500-2499 | 1 | Natural Gas | 100% Conditioned | Central AC | None | Natural Gas Fuel Furnace | None | 160000-179999 | 100% Incandescent | Occupied | 1980s | Natural Gas | Yes | 0 | 610.174 | 22.8595 | 855.1814 | 5176.5143 | 77.9569 | 319.7405 | 239.7321 | 0 | 0 | 0 | 0 | 0 | 208.6666 | 99.9372 | 2355.9983 | 21.9803 | 1268.7047 | 0 | 0 | 0 | 324.4297 | 1356.0398 | 0 | 0 | 0 | 0 | 0 | 0 | 0 | 0 | 9640.8659 | 0 | 2184.2587 | 0 | 0 | 0 | 0 | 0 | 0 | 0 | 0 | 24763.0401 | 24763.0401 | 12938.2085 | 12938.2085 | 0 | 11824.8315 | 0 | 2246.1962 | 0 | 2695.8469 | 0 | 4795.3962 | 0 | 2695.8469 | 0 | 4261.929 | 0 | 2695.8469 | 0 | 5013.2943 | 0 | 2695.8469 | 0 | 4942.0431 | 7491.2431 | 6957.7758 | 7709.1412
111217 | 242.131 | 1675 | 2 | Standard Efficiency | Electric, 120% Usage | EnergyStar, 120% Usage | Gas, 120% Usage | None | 400%+ | None | 24 | Single-Family Attached | Single-Family Attached | Single-Family Attached | 1500-1999 | 1500-2499 | 2 | Natural Gas | 100% Conditioned | Central AC | None | Natural Gas Fuel Furnace | None | 140000-159999 | 100% Incandescent | Occupied | 2010s | Natural Gas | Yes | 67.9925 | 444.0027 | 25.7903 | 308.3108 | 1521.0389 | 0 | 0 | 9.6713 | 0 | 0 | 0 | 0 | 0 | 183.7556 | 0 | 1926.0631 | 16.412 | 3718.7788 | 0 | 0 | 0 | 31.9447 | 914.0887 | 0 | 0 | 0 | 0 | 0 | 0 | 0 | 0 | 1097.2581 | 0 | 5497.1341 | 0 | 0 | 937.2413 | 0 | 0 | 0 | 0 | 0 | 16699.7757 | 16699.7757 | 9168.1423 | 9168.1423 | 0 | 7531.6334 | 0 | 1578.9373 | 0 | 1717.0444 | 0 | 3473.9025 | 0 | 1717.0444 | 0 | 3061.2604 | 0 | 1717.0444 | 0 | 3685.1336 | 0 | 1717.0444 | 0 | 3295.9818 | 5190.9469 | 4778.3049 | 5402.1781
111251 | 242.131 | 2152 | 3 | Standard Efficiency | Electric, 120% Usage | EnergyStar, 120% Usage | Gas, 120% Usage | 318 Rated kWh, 120% Usage | 400%+ | None | 12 | Single-Family Attached | Single-Family Attached | Single-Family Attached | 2000-2499 | 1500-2499 | 2 | Natural Gas | 100% Conditioned | Central AC | None | Natural Gas Fuel Furnace | None | 180000-199999 | 100% LED | Occupied | 2010s | Natural Gas | Yes | 67.9925 | 540.13 | 31.6517 | 639.4811 | 2758.678 | 135.1058 | 0 | 189.3239 | 0 | 0 | 0 | 0 | 0 | 34.5824 | 0 | 570.6094 | 21.9803 | 4127.6129 | 0 | 0 | 0 | 35.4616 | 434.0383 | 0 | 0 | 0 | 0 | 0 | 0 | 0 | 0 | 12426.7995 | 0 | 7063.892 | 0 | 0 | 1040.6954 | 0 | 0 | 0 | 0 | 0 | 30118.0347 | 30118.0347 | 9586.3547 | 9586.3547 | 0 | 20531.68 | 0 | 1617.5485 | 0 | 4680.7739 | 0 | 3534.3718 | 0 | 4680.7739 | 0 | 3129.1473 | 0 | 4680.7739 | 0 | 3719.5119 | 0 | 4680.7739 | 0 | 6298.3224 | 8215.1457 | 7809.9212 | 8400.2858
111255 | 242.131 | 1690 | 3 | Standard Efficiency | Electric, 80% Usage | Standard, 80% Usage | Electric, 80% Usage | 318 Rated kWh, 80% Usage | 400%+ | None | None | Single-Family Detached | Single-Family Detached | Single-Family Detached | 1500-1999 | 1500-2499 | 1 | Electricity | 100% Conditioned | Heat Pump | None | Electricity ASHP | None | 60000-69999 | 100% Incandescent | Occupied | 1980s | Electricity | Yes | 81.7668 | 610.174 | 22.8595 | 604.0195 | 2569.6471 | 77.9569 | 0 | 235.6291 | 1143.5633 | 2406.6996 | 0 | 0 | 1355.7468 | 184.6348 | 0 | 1938.9582 | 21.9803 | 1191.3339 | 0 | 0 | 0 | 324.4297 | 434.0383 | 0 | 0 | 0 | 0 | 0 | 0 | 0 | 0 | 0 | 0 | 0 | 0 | 0 | 0 | 0 | 0 | 0 | 0 | 0 | 13203.1448 | 13203.1448 | 13203.1448 | 13203.1448 | 0 | 0 | 0 | 2340.9349 | 0 | 0 | 0 | 5250.0015 | 0 | 0 | 0 | 4599.9183 | 0 | 0 | 0 | 5474.0244 | 0 | 0 | 0 | 2340.9349 | 5250.0015 | 4599.9183 | 5474.0244
111316 | 242.131 | 1138 | 2 | Standard Efficiency | Electric, 80% Usage | EnergyStar, 80% Usage | Electric, 80% Usage | 318 Rated kWh, 80% Usage | 100-150% | 24 | None | 20 to 49 Unit | Multifamily with 5+ units, 1-3 stories | Multi-Family with 5+ Units | 1000-1499 | 0-1499 | 2 | Electricity | 100% Conditioned | Central AC | None | Electricity Electric Furnace | None | 20000-24999 | 100% CFL | Occupied | 2000s | Electricity | Yes | 67.9925 | 296.0018 | 17.2912 | 145.9494 | 771.9492 | 70.9232 | 0 | 4.103 | 0 | 1040.9884 | 0 | 0 | 1077.9154 | 39.2715 | 0 | 468.6206 | 16.412 | 888.2984 | 0 | 0 | 0 | 311.5345 | 434.0383 | 0 | 0 | 0 | 0 | 0 | 0 | 0 | 0 | 0 | 0 | 0 | 0 | 0 | 0 | 0 | 0 | 0 | 0 | 0 | 5651.2894 | 5651.2894 | 5651.2894 | 5651.2894 | 0 | 0 | 0 | 966.4733 | 0 | 0 | 0 | 2179.0922 | 0 | 0 | 0 | 1910.1451 | 0 | 0 | 0 | 2303.6296 | 0 | 0 | 0 | 966.4733 | 2179.0922 | 1910.1451 | 2303.6296
111357 | 242.131 | 2663 | 4 | Standard Efficiency | Electric, 100% Usage | Standard, 100% Usage | Electric, 100% Usage | None | 200-300% | None | None | Single-Family Detached | Single-Family Detached | Single-Family Detached | 2500-2999 | 2500-3999 | 1 | Propane | 100% Conditioned | Central AC | None | Propane Fuel Furnace | None | 50000-59999 | 100% Incandescent | Occupied | 2000s | Electricity | Yes | 67.9925 | 999.9585 | 37.5131 | 631.8612 | 2234.6669 | 0 | 0 | 131.5889 | 0 | 0 | 0 | 0 | 3125.0168 | 233.2846 | 99.9372 | 2774.2107 | 21.9803 | 3006.9092 | 0 | 0 | 0 | 471.2583 | 434.0383 | 0 | 0 | 0 | 0 | 0 | 0 | 0 | 0 | 0 | 0 | 0 | 0 | 0 | 0 | 0 | 0 | 12164.794 | 0 | 0 | 26434.4244 | 26434.4244 | 14269.6304 | 14269.6304 | 0 | 0 | 12164.794 | 2341.1199 | 0 | 0 | 3347.5666 | 5186.0576 | 0 | 0 | 3347.5666 | 4575.53 | 0 | 0 | 3347.5666 | 5540.1582 | 0 | 0 | 3347.5666 | 5688.6865 | 8533.6242 | 7923.0966 | 8887.7247
111443 | 242.131 | 1675 | 3 | Standard Efficiency, No usage | Electric, 100% Usage | Standard, 100% Usage | Electric, 100% Usage | None | 400%+ | None | 30 | Single-Family Attached | Single-Family Attached | Single-Family Attached | 1500-1999 | 1500-2499 | 2 | Natural Gas | 100% Conditioned | Central AC | None | Natural Gas Fuel Furnace | None | 70000-79999 | 100% Incandescent | Vacant | 1940s | Natural Gas | Yes | 0 | 0 | 0 | 375.424 | 3013.6498 | 0 | 319.7405 | 118.6938 | 0 | 0 | 0 | 0 | 0 | 0 | 0 | 0 | 21.9803 | 0 | 0 | 0 | 0 | 0 | 480.0504 | 0 | 0 | 0 | 0 | 0 | 0 | 0 | 0 | 5496.2548 | 0 | 1525.4349 | 0 | 0 | 0 | 0 | 0 | 0 | 0 | 0 | 11351.5218 | 11351.5218 | 4329.5389 | 4329.5389 | 0 | 7021.6898 | 0 | 685.9999 | 0 | 1600.8073 | 0 | 1407.0426 | 0 | 1600.8073 | 0 | 1264.2908 | 0 | 1600.8073 | 0 | 1504.3105 | 0 | 1600.8073 | 0 | 2286.8073 | 3007.8499 | 2865.0981 | 3105.1178
111561 | 242.131 | 1202 | 2 | Standard Efficiency | Electric, 100% Usage | EnergyStar, 100% Usage | Electric, 100% Usage | 318 Rated kWh, 100% Usage | 200-300% | None | 12 | Single-Family Attached | Single-Family Attached | Single-Family Attached | 1000-1499 | 0-1499 | 1 | Fuel Oil | 100% Conditioned | Central AC | None | Fuel Oil Fuel Furnace | None | 50000-59999 | 100% CFL | Occupied | 1950s | Fuel Oil | Yes | 67.9925 | 448.6918 | 26.0833 | 1707.139 | 7473.6054 | 112.5393 | 0 | 312.4138 | 0 | 0 | 0 | 0 | 0 | 40.1507 | 0 | 486.2049 | 16.412 | 1917.8571 | 0 | 0 | 0 | 431.9868 | 434.0383 | 0 | 0 | 36425.5102 | 4201.7599 | 0 | 0 | 0 | 0 | 0 | 0 | 0 | 0 | 0 | 0 | 0 | 0 | 0 | 0 | 0 | 54102.0918 | 54102.0918 | 13475.1147 | 13475.1147 | 40626.9771 | 0 | 0 | 2193.5818 | 12318.0683 | 0 | 0 | 4577.1766 | 12318.0683 | 0 | 0 | 4097.4296 | 12318.0683 | 0 | 0 | 4858.5889 | 12318.0683 | 0 | 0 | 14511.6501 | 16895.2449 | 16415.4979 | 17176.6572
111638 | 242.131 | 866 | 1 | Standard Efficiency, No usage | Electric, 100% Usage | EnergyStar, 100% Usage | Electric, 100% Usage | 318 Rated kWh, 100% Usage | 400%+ | None | 12 | Single-Family Attached | Single-Family Attached | Single-Family Attached | 750-999 | 0-1499 | 2 | Electricity | None | None | None | Electricity Baseboard | None | 50000-59999 | 100% LED | Vacant | <1940 | Electricity | Yes | 0 | 0 | 0 | 0 | 0 | 0 | 319.7405 | 0 | 0 | 1747.2897 | 0 | 0 | 312.1207 | 0 | 0 | 0 | 16.412 | 0 | 0 | 0 | 0 | 0 | 2082.8561 | 0 | 0 | 0 | 0 | 0 | 0 | 0 | 0 | 0 | 0 | 0 | 0 | 0 | 0 | 0 | 0 | 0 | 0 | 0 | 4478.419 | 4478.419 | 4478.419 | 4478.419 | 0 | 0 | 0 | 795.1057 | 0 | 0 | 0 | 1842.2709 | 0 | 0 | 0 | 1605.1332 | 0 | 0 | 0 | 1919.1226 | 0 | 0 | 0 | 795.1057 | 1842.2709 | 1605.1332 | 1919.1226
111679 | 242.131 | 2176 | 4 | Standard Efficiency | Gas, 120% Usage | Standard, 120% Usage | Electric, 120% Usage | None | 200-300% | None | None | Single-Family Detached | Single-Family Detached | Single-Family Detached | 2000-2499 | 1500-2499 | 1 | Natural Gas | 100% Conditioned | Central AC | None | Natural Gas Fuel Furnace | None | 70000-79999 | 100% Incandescent | Occupied | 2000s | Natural Gas | Yes | 81.7668 | 132.7612 | 55.6835 | 1085.2422 | 4306.9724 | 0 | 0 | 96.4204 | 0 | 0 | 0 | 0 | 0 | 208.6666 | 0 | 2355.9983 | 21.9803 | 6333.5589 | 0 | 0 | 0 | 644.7564 | 434.0383 | 0 | 0 | 0 | 0 | 1762.5294 | 0 | 0 | 0 | 5072.4741 | 0 | 8571.7427 | 0 | 0 | 0 | 0 | 0 | 0 | 0 | 0 | 31164.5914 | 31164.5914 | 15757.8453 | 15757.8453 | 0 | 15406.7461 | 0 | 2718.4122 | 0 | 3512.427 | 0 | 5959.2263 | 0 | 3512.427 | 0 | 5270.3233 | 0 | 3512.427 | 0 | 6243.308 | 0 | 3512.427 | 0 | 6230.8392 | 9471.6532 | 8782.7503 | 9755.735
111698 | 242.131 | 1690 | 3 | Standard Efficiency | Electric, 120% Usage | Standard, 120% Usage | Electric, 120% Usage | 290 Rated kWh, 120% Usage | 400%+ | None | None | Single-Family Detached | Single-Family Detached | Single-Family Detached | 1500-1999 | 1500-2499 | 1 | Electricity | 100% Conditioned | Heat Pump | None | Electricity ASHP | None | 70000-79999 | 100% CFL | Occupied | 1980s | Natural Gas | Yes | 81.7668 | 915.261 | 34.2893 | 1419.0501 | 4424.787 | 109.3155 | 0 | 240.6113 | 1129.2028 | 4229.8948 | 0 | 0 | 0 | 46.0122 | 0 | 620.1384 | 21.9803 | 4765.3356 | 0 | 0 | 0 | 486.498 | 914.0887 | 351.6853 | 0 | 0 | 0 | 0 | 0 | 0 | 0 | 0 | 0 | 6088.8446 | 0 | 0 | 0 | 0 | 0 | 0 | 0 | 0 | 25879.0547 | 25879.0547 | 19790.2101 | 19790.2101 | 0 | 6088.8446 | 0 | 3433.0207 | 0 | 1388.1251 | 0 | 7668.1428 | 0 | 1388.1251 | 0 | 6733.948 | 0 | 1388.1251 | 0 | 8082.7702 | 0 | 1388.1251 | 0 | 4821.1458 | 9056.2679 | 8122.0731 | 9470.8953
111745 | 242.131 | 1220 | 3 | None | Gas, 80% Usage | EnergyStar, 80% Usage | Electric, 80% Usage | None | 300-400% | None | None | Single-Family Detached | Single-Family Detached | Single-Family Detached | 1000-1499 | 0-1499 | 1 | Electricity | 20% Conditioned | Room AC | None | Electricity Baseboard | None | 60000-69999 | 100% Incandescent | Occupied | <1940 | Electricity | Yes | 0 | 28.721 | 18.7565 | 0 | 406.7826 | 0 | 319.7405 | 0 | 0 | 7447.229 | 834.9595 | 824.9951 | 1228.5539 | 160.896 | 0 | 1535.3993 | 21.9803 | 1116.6008 | 0 | 1853.3814 | 0 | 324.4297 | 434.0383 | 0 | 0 | 0 | 0 | 380.1132 | 0 | 0 | 0 | 0 | 0 | 0 | 0 | 0 | 0 | 0 | 0 | 0 | 0 | 0 | 16936.5771 | 16936.5771 | 16556.464 | 16556.464 | 0 | 380.1132 | 0 | 2852.9926 | 0 | 86.6597 | 0 | 6638.4613 | 0 | 86.6597 | 0 | 5782.6074 | 0 | 86.6597 | 0 | 7003.7161 | 0 | 86.6597 | 0 | 2939.6523 | 6725.121 | 5869.2671 | 7090.3759
111845 | 242.131 | 8194 | 2 | Standard Efficiency | Electric, 100% Usage | EnergyStar, 100% Usage | Electric, 100% Usage | 318 Rated kWh, 100% Usage | 400%+ | None | None | Single-Family Detached | Single-Family Detached | Single-Family Detached | 4000+ | 4000+ | 2 | Natural Gas | 20% Conditioned | Room AC | None | Natural Gas Fuel Boiler | None | 200000+ | 100% CFL | Occupied | 1980s | Natural Gas | Yes | 67.9925 | 400.042 | 23.4457 | 0 | 1158.5099 | 97.5927 | 0 | 131.882 | 0 | 0 | 0 | 0 | 0 | 127.4859 | 24.911 | 2406.1135 | 16.412 | 4450.8703 | 0 | 0 | 0 | 405.6104 | 914.0887 | 690.4754 | 0 | 0 | 0 | 0 | 0 | 1517.522 | 0 | 59410.7812 | 0 | 3857.9876 | 0 | 0 | 0 | 0 | 0 | 0 | 0 | 0 | 75701.7227 | 75701.7227 | 10915.432 | 10915.432 | 0 | 64786.2907 | 0 | 1838.4131 | 0 | 14769.9256 | 0 | 4065.9031 | 0 | 14769.9256 | 0 | 3581.5168 | 0 | 14769.9256 | 0 | 4337.3283 | 0 | 14769.9256 | 0 | 16608.3386 | 18835.8287 | 18351.4424 | 19107.2538
111858 | 242.131 | 1690 | 3 | Standard Efficiency | Electric, 100% Usage | Standard, 100% Usage | Electric, 100% Usage | None | 400%+ | None | None | Single-Family Detached | Single-Family Detached | Single-Family Detached | 1500-1999 | 1500-2499 | 2 | Natural Gas | 100% Conditioned | Central AC | None | Natural Gas Fuel Boiler | None | 200000+ | 100% Incandescent | Occupied | 1990s | Natural Gas | Yes | 67.9925 | 999.9585 | 37.5131 | 218.3379 | 1090.2244 | 0 | 0 | 106.0917 | 0 | 0 | 0 | 0 | 0 | 184.6348 | 99.9372 | 1938.9582 | 21.9803 | 2697.4261 | 0 | 0 | 0 | 471.2583 | 880.0924 | 407.9549 | 0 | 0 | 0 | 0 | 0 | 0 | 0 | 18541.4343 | 0 | 4995.1033 | 0 | 0 | 0 | 0 | 0 | 0 | 0 | 0 | 32758.605 | 32758.605 | 9222.0674 | 9222.0674 | 0 | 23536.2446 | 0 | 1546.2864 | 0 | 5365.7864 | 0 | 3426.0462 | 0 | 5365.7864 | 0 | 3019.7409 | 0 | 5365.7864 | 0 | 3645.9827 | 0 | 5365.7864 | 0 | 6912.0728 | 8791.8326 | 8385.5272 | 9011.7691
111942 | 242.131 | 1138 | 2 | Standard Efficiency | Electric, 120% Usage | EnergyStar, 120% Usage | Electric, 120% Usage | None | 0-100% | 323 | None | 50 or more Unit | Multifamily with 5+ units, 8+ stories | Multi-Family with 5+ Units | 1000-1499 | 0-1499 | 20 | Electricity | 100% Conditioned | Heat Pump | None | Electricity ASHP | None | 10000-14999 | 100% LED | Occupied | 2000s | Electricity | Yes | 67.9925 | 444.0027 | 25.7903 | 562.1103 | 2430.7315 | 0 | 0 | 205.7359 | 725.937 | 4693.8263 | 0 | 0 | 3359.4737 | 26.0833 | 0 | 357.8398 | 16.412 | 3552.9006 | 0 | 0 | 0 | 467.4484 | 434.0383 | 0 | 0 | 0 | 0 | 0 | 0 | 0 | 0 | 0 | 0 | 0 | 0 | 0 | 0 | 0 | 0 | 0 | 0 | 0 | 17370.6154 | 17370.6154 | 17370.6154 | 17370.6154 | 0 | 0 | 0 | 3018.5202 | 0 | 0 | 0 | 6835.6216 | 0 | 0 | 0 | 5984.3911 | 0 | 0 | 0 | 7207.9161 | 0 | 0 | 0 | 3018.5202 | 6835.6216 | 5984.3911 | 7207.9161
111978 | 242.131 | 1138 | 2 | Standard Efficiency | Electric, 100% Usage | EnergyStar, 100% Usage | Gas, 100% Usage | 290 Rated kWh, 100% Usage | 0-100% | 183 | None | 50 or more Unit | Multifamily with 5+ units, 4-7 stories | Multi-Family with 5+ Units | 1000-1499 | 0-1499 | 6 | Electricity | 100% Conditioned | Central AC | None | Electricity Electric Furnace | None | <10000 | 100% Incandescent | Occupied | 2000s | Electricity | Yes | 67.9925 | 369.8557 | 21.6873 | 322.0851 | 1876.241 | 82.646 | 0 | 10.5506 | 0 | 1197.1953 | 0 | 0 | 2031.8617 | 156.793 | 0 | 1465.0623 | 16.412 | 1776.3038 | 0 | 0 | 0 | 26.6695 | 434.0383 | 0 | 0 | 0 | 0 | 0 | 0 | 0 | 0 | 0 | 0 | 0 | 0 | 0 | 781.0344 | 0 | 0 | 0 | 0 | 0 | 10637.0145 | 10637.0145 | 9855.9801 | 9855.9801 | 0 | 781.0344 | 0 | 1699.6038 | 0 | 178.06 | 0 | 3756.4502 | 0 | 178.06 | 0 | 3439.6962 | 0 | 178.06 | 0 | 4154.6589 | 0 | 178.06 | 0 | 1877.6638 | 3934.5101 | 3617.7561 | 4332.7189
111987 | 242.131 | 1690 | 3 | Standard Efficiency | Electric, 100% Usage | EnergyStar, 100% Usage | Electric, 100% Usage | None | 400%+ | None | None | Single-Family Detached | Single-Family Detached | Single-Family Detached | 1500-1999 | 1500-2499 | 2 | Natural Gas | 100% Conditioned | Central AC | None | Natural Gas Fuel Furnace | None | 100000-119999 | 100% Incandescent | Occupied | 1960s | Electricity | Yes | 67.9925 | 400.042 | 23.4457 | 1739.0837 | 9894.3724 | 0 | 319.7405 | 1016.3705 | 0 | 0 | 0 | 0 | 2167.2606 | 184.6348 | 99.9372 | 1938.9582 | 21.9803 | 2382.6678 | 0 | 0 | 0 | 405.6104 | 434.0383 | 0 | 0 | 0 | 0 | 0 | 0 | 773.1215 | 0 | 40485.7168 | 0 | 0 | 0 | 0 | 0 | 0 | 0 | 0 | 0 | 0 | 62354.6801 | 62354.6801 | 21096.1348 | 21096.1348 | 0 | 41258.5452 | 0 | 3682.667 | 0 | 9406.1173 | 0 | 7951.6566 | 0 | 9406.1173 | 0 | 7394.3113 | 0 | 9406.1173 | 0 | 8696.1817 | 0 | 9406.1173 | 0 | 13088.7843 | 17357.7739 | 16800.4286 | 18102.2991
112064 | 242.131 | 1220 | 3 | None | Electric, 80% Usage | Standard, 80% Usage | Electric, 80% Usage | None | 150-200% | None | None | Single-Family Detached | Single-Family Detached | Single-Family Detached | 1000-1499 | 0-1499 | 1 | Electricity | 100% Conditioned | Heat Pump | None | Electricity ASHP | None | 25000-29999 | 100% LED | Occupied | 1970s | Electricity | Yes | 0 | 610.174 | 22.8595 | 833.2011 | 2703.2875 | 0 | 319.7405 | 393.8875 | 1167.009 | 6554.5345 | 0 | 0 | 1335.2318 | 26.9625 | 0 | 375.131 | 21.9803 | 1116.6008 | 0 | 0 | 0 | 324.4297 | 1160.8545 | 0 | 0 | 0 | 0 | 0 | 1460.9593 | 0 | 0 | 0 | 0 | 0 | 0 | 0 | 0 | 0 | 0 | 0 | 0 | 0 | 18426.5505 | 18426.5505 | 16965.5912 | 16965.5912 | 0 | 1460.9593 | 0 | 3092.8078 | 0 | 333.0547 | 0 | 6950.3147 | 0 | 333.0547 | 0 | 6080.2891 | 0 | 333.0547 | 0 | 7279.6699 | 0 | 333.0547 | 0 | 3425.8625 | 7283.3694 | 6413.3439 | 7612.7247
112074 | 242.131 | 2176 | 4 | None | Gas, 100% Usage | Standard, 100% Usage | Electric, 100% Usage | 318 Rated kWh, 100% Usage | 200-300% | None | None | Single-Family Detached | Single-Family Detached | Single-Family Detached | 2000-2499 | 1500-2499 | 1 | Other Fuel | 100% Conditioned | Central AC | None | None | None | 35000-39999 | 100% CFL | Occupied | 1980s | Natural Gas | Yes | 0 | 68.2856 | 28.4279 | 569.7302 | 2496.6724 | 97.5927 | 0 | 0 | 0 | 0 | 0 | 0 | 0 | 52.1667 | 0 | 753.7788 | 21.9803 | 2537.1163 | 0 | 0 | 0 | 405.6104 | 434.0383 | 0 | 0 | 0 | 0 | 905.8827 | 0 | 0 | 0 | 0 | 0 | 4010.6776 | 0 | 0 | 0 | 0 | 0 | 0 | 0 | 0 | 12381.6666 | 12381.6666 | 7465.1063 | 7465.1063 | 0 | 4916.5603 | 0 | 1263.0778 | 0 | 1120.8803 | 0 | 2746.5023 | 0 | 1120.8803 | 0 | 2434.0293 | 0 | 1120.8803 | 0 | 2888.8141 | 0 | 1120.8803 | 0 | 2383.9581 | 3867.3825 | 3554.9095 | 4009.6944
112100 | 242.131 | 2176 | 3 | None | Electric, 120% Usage | Standard, 120% Usage | Electric, 120% Usage | None | 200-300% | None | None | Single-Family Detached | Single-Family Detached | Single-Family Detached | 2000-2499 | 1500-2499 | 2 | Electricity | 100% Conditioned | Heat Pump | None | Electricity ASHP | None | 70000-79999 | 100% CFL | Occupied | 1990s | Natural Gas | Yes | 0 | 1484.405 | 55.6835 | 1159.6822 | 4394.0146 | 0 | 319.7405 | 758.4679 | 1511.9537 | 6404.7752 | 0 | 0 | 0 | 52.1667 | 24.911 | 753.7788 | 21.9803 | 6333.5589 | 0 | 0 | 0 | 644.7564 | 914.0887 | 0 | 0 | 0 | 0 | 0 | 0 | 0 | 0 | 0 | 0 | 10266.5727 | 0 | 0 | 0 | 0 | 0 | 0 | 0 | 0 | 35100.2428 | 35100.2428 | 24833.6702 | 24833.6702 | 0 | 10266.5727 | 0 | 4374.3423 | 0 | 2340.5675 | 0 | 9853.8765 | 0 | 2340.5675 | 0 | 8629.3599 | 0 | 2340.5675 | 0 | 10300.6514 | 0 | 2340.5675 | 0 | 6714.9098 | 12194.444 | 10969.9274 | 12641.2188
112114 | 242.131 | 2663 | 3 | Standard Efficiency | Propane, 80% Usage | EnergyStar, 80% Usage | Electric, 80% Usage | 290 Rated kWh, 80% Usage | 400%+ | None | None | Single-Family Detached | Single-Family Detached | Single-Family Detached | 2500-2999 | 2500-3999 | 2 | Propane | 100% Conditioned | Central AC | None | Propane Fuel Furnace | None | 140000-159999 | 100% Incandescent | Occupied | 1990s | Propane | Yes | 67.9925 | 37.5131 | 24.618 | 687.2517 | 2773.0385 | 100.5234 | 0 | 145.3633 | 0 | 0 | 0 | 0 | 0 | 233.2846 | 99.9372 | 2774.2107 | 21.9803 | 1503.4546 | 0 | 0 | 0 | 377.4755 | 480.0504 | 0 | 0 | 0 | 0 | 0 | 0 | 0 | 0 | 0 | 0 | 0 | 0 | 0 | 0 | 498.2208 | 0 | 15988.1992 | 3362.9905 | 0 | 29175.5181 | 29175.5181 | 9326.1076 | 9326.1076 | 0 | 0 | 19849.4105 | 1600.7066 | 0 | 0 | 5462.2577 | 3437.8628 | 0 | 0 | 5462.2577 | 3047.2626 | 0 | 0 | 5462.2577 | 3636.836 | 0 | 0 | 5462.2577 | 7062.9644 | 8900.1205 | 8509.5203 | 9099.0938
112131 | 242.131 | 3301 | 5 | Standard Efficiency | None | Standard, 100% Usage | Propane, 100% Usage | None | 400%+ | None | None | Single-Family Detached | Single-Family Detached | Single-Family Detached | 3000-3999 | 2500-3999 | 1 | Propane | 100% Conditioned | Central AC | None | Propane Fuel Furnace | None | 200000+ | 100% CFL | Occupied | 2000s | Electricity | Yes | 67.9925 | 0 | 37.5131 | 686.6655 | 2865.6489 | 0 | 319.7405 | 463.9315 | 0 | 0 | 0 | 0 | 3117.9831 | 66.2341 | 24.911 | 1062.6757 | 27.2556 | 3209.7144 | 0 | 0 | 0 | 32.2378 | 434.0383 | 0 | 0 | 0 | 0 | 0 | 0 | 0 | 0 | 0 | 0 | 0 | 0 | 0 | 0 | 0 | 0 | 26006.2475 | 0 | 947.2057 | 39370.5814 | 39370.5814 | 12417.1282 | 12417.1282 | 0 | 0 | 26953.4532 | 2136.0146 | 0 | 0 | 7417.1828 | 4659.1434 | 0 | 0 | 7417.1828 | 4117.0901 | 0 | 0 | 7417.1828 | 4919.7014 | 0 | 0 | 7417.1828 | 9553.1974 | 12076.3262 | 11534.2729 | 12336.8842
112152 | 242.131 | 853 | 2 | Standard Efficiency | Electric, 80% Usage | Standard, 80% Usage | Gas, 80% Usage | None | 400%+ | 8 | None | 5 to 9 Unit | Multifamily with 5+ units, 1-3 stories | Multi-Family with 5+ Units | 750-999 | 0-1499 | 2 | Natural Gas | 40% Conditioned | Room AC | Heating Only | Natural Gas Shared Heating | Boiler Baseboards Heating Only, Natural Gas | 80000-99999 | 100% Incandescent | Occupied | 1960s | Natural Gas | Yes | 67.9925 | 441.9512 | 16.412 | 0 | 880.9716 | 0 | 0 | 103.161 | 0 | 0 | 0 | 0 | 0 | 142.7256 | 0 | 1220.3479 | 16.412 | 733.2638 | 0 | 0 | 0 | 19.0496 | 434.0383 | 0 | 0 | 0 | 0 | 0 | 0 | 0 | 0 | 9679.5513 | 0 | 2205.0667 | 0 | 0 | 555.9558 | 0 | 0 | 0 | 0 | 0 | 16516.6063 | 16516.6063 | 4076.3255 | 4076.3255 | 0 | 12440.2808 | 0 | 709.5418 | 0 | 2836.1126 | 0 | 1547.9928 | 0 | 2836.1126 | 0 | 1366.012 | 0 | 2836.1126 | 0 | 1646.2976 | 0 | 2836.1126 | 0 | 3545.6544 | 4384.1054 | 4202.1246 | 4482.4102
112289 | 242.131 | 1220 | 3 | Standard Efficiency | Electric, 100% Usage | Standard, 100% Usage | Electric, 100% Usage | None | 300-400% | None | None | Single-Family Detached | Single-Family Detached | Single-Family Detached | 1000-1499 | 0-1499 | 1 | Natural Gas | 100% Conditioned | Central AC | None | Natural Gas Fuel Furnace | None | 50000-59999 | 100% Incandescent | Occupied | 1950s | Natural Gas | Yes | 67.9925 | 762.864 | 28.4279 | 326.7742 | 3149.9279 | 0 | 319.7405 | 385.3885 | 0 | 0 | 0 | 0 | 0 | 160.896 | 0 | 1535.3993 | 21.9803 | 2233.2016 | 0 | 0 | 0 | 405.6104 | 434.0383 | 0 | 0 | 0 | 0 | 0 | 0 | 0 | 0 | 17766.2613 | 0 | 3976.6813 | 0 | 0 | 0 | 0 | 0 | 0 | 0 | 0 | 31575.184 | 31575.184 | 9832.2413 | 9832.2413 | 0 | 21742.9427 | 0 | 1700.1082 | 0 | 4956.9545 | 0 | 3687.2342 | 0 | 4956.9545 | 0 | 3262.9671 | 0 | 4956.9545 | 0 | 3883.0079 | 0 | 4956.9545 | 0 | 6657.0627 | 8644.1887 | 8219.9216 | 8839.9624
112319 | 242.131 | 328 | 1 | Standard Efficiency, No usage | Electric, 100% Usage | Standard, 100% Usage | Electric, 100% Usage | None | 150-200% | None | None | Mobile Home | Mobile Home | Mobile Home | 0-499 | 0-1499 | 1 | Electricity | 100% Conditioned | Central AC | None | Electricity Electric Furnace | None | 20000-24999 | 100% LED | Vacant | 2000s | Electricity | Yes | 0 | 0 | 0 | 220.9756 | 1078.7946 | 0 | 319.7405 | 1.1723 | 0 | 647.394 | 0 | 0 | 344.0654 | 0 | 0 | 0 | 16.412 | 0 | 0 | 0 | 0 | 0 | 434.0383 | 0 | 0 | 0 | 0 | 0 | 0 | 0 | 0 | 0 | 0 | 0 | 0 | 0 | 0 | 0 | 0 | 0 | 0 | 0 | 3062.5927 | 3062.5927 | 3062.5927 | 3062.5927 | 0 | 0 | 0 | 537.3001 | 0 | 0 | 0 | 1191.7836 | 0 | 0 | 0 | 1049.1446 | 0 | 0 | 0 | 1235.9385 | 0 | 0 | 0 | 537.3001 | 1191.7836 | 1049.1446 | 1235.9385
112327 | 242.131 | 853 | 2 | Standard Efficiency | None | None | Gas, 80% Usage | 318 Rated kWh, 80% Usage | 0-100% | 67 | None | 50 or more Unit | Multifamily with 5+ units, 1-3 stories | Multi-Family with 5+ Units | 750-999 | 0-1499 | 3 | Natural Gas | 100% Conditioned | Central AC | None | Natural Gas Fuel Furnace | None | <10000 | 100% LED | Occupied | 1990s | Natural Gas | Yes | 67.9925 | 0 | 0 | 94.662 | 545.4053 | 51.5805 | 0 | 9.9644 | 0 | 0 | 0 | 0 | 0 | 23.7388 | 0 | 298.0533 | 16.412 | 733.2638 | 0 | 0 | 0 | 19.0496 | 434.0383 | 0 | 0 | 0 | 0 | 0 | 0 | 0 | 0 | 1645.0079 | 0 | 1984.6773 | 0 | 0 | 555.9558 | 0 | 0 | 0 | 0 | 0 | 6480.0944 | 6480.0944 | 2294.7465 | 2294.7465 | 0 | 4185.348 | 0 | 403.1824 | 0 | 954.1824 | 0 | 890.3093 | 0 | 954.1824 | 0 | 784.9942 | 0 | 954.1824 | 0 | 933.5924 | 0 | 954.1824 | 0 | 1357.3647 | 1844.4916 | 1739.1766 | 1887.7748
112360 | 242.131 | 2176 | 3 | Standard Efficiency | Electric, 100% Usage | EnergyStar, 100% Usage | Propane, 100% Usage | 318 Rated kWh, 100% Usage | 400%+ | None | None | Single-Family Detached | Single-Family Detached | Single-Family Detached | 2000-2499 | 1500-2499 | 2 | Propane | 20% Conditioned | Room AC | None | Propane Fuel Furnace | None | 200000+ | 100% CFL | Occupied | 1950s | Electricity | Yes | 67.9925 | 524.5972 | 30.7725 | 0 | 1141.8049 | 134.8127 | 0 | 657.9446 | 0 | 0 | 0 | 0 | 2956.794 | 52.1667 | 24.911 | 753.7788 | 21.9803 | 2851.8746 | 0 | 0 | 0 | 32.2378 | 1160.8545 | 0 | 0 | 0 | 0 | 0 | 0 | 0 | 0 | 0 | 0 | 0 | 0 | 0 | 0 | 0 | 0 | 26374.6379 | 0 | 947.2057 | 37734.0725 | 37734.0725 | 10412.229 | 10412.229 | 0 | 0 | 27321.8436 | 1756.1527 | 0 | 0 | 7518.5271 | 3918.8879 | 0 | 0 | 7518.5271 | 3445.137 | 0 | 0 | 7518.5271 | 4179.7938 | 0 | 0 | 7518.5271 | 9274.6798 | 11437.4151 | 10963.6641 | 11698.3209
112451 | 242.131 | 3301 | 5 | Standard Efficiency | Electric, 80% Usage | EnergyStar, 80% Usage | Electric, 80% Usage | 290 Rated kWh, 80% Usage | 400%+ | None | None | Single-Family Detached | Single-Family Detached | Single-Family Detached | 3000-3999 | 2500-3999 | 2 | Electricity | 20% Conditioned | Room AC | None | Electricity Baseboard | None | 160000-179999 | 100% LED | Occupied | 1970s | Electricity | Yes | 67.9925 | 718.0241 | 41.9092 | 0 | 1830.2288 | 183.7556 | 319.7405 | 0 | 0 | 23743.7389 | 0 | 0 | 2863.0113 | 44.2537 | 16.7051 | 811.5138 | 27.2556 | 2076.9947 | 0 | 3743.6898 | 0 | 535.4408 | 1790.0781 | 660.8753 | 0 | 0 | 0 | 0 | 0 | 0 | 0 | 0 | 0 | 0 | 0 | 0 | 0 | 0 | 0 | 0 | 0 | 0 | 39475.2078 | 39475.2078 | 39475.2078 | 39475.2078 | 0 | 0 | 0 | 6477.1711 | 0 | 0 | 0 | 15352.2284 | 0 | 0 | 0 | 13338.0179 | 0 | 0 | 0 | 16206.9801 | 0 | 0 | 0 | 6477.1711 | 15352.2284 | 13338.0179 | 16206.9801
112567 | 242.131 | 2176 | 3 | None | Gas, 100% Usage | Standard, 100% Usage | Electric, 100% Usage | None | 200-300% | None | None | Single-Family Detached | Single-Family Detached | Single-Family Detached | 2000-2499 | 1500-2499 | 1 | Electricity | 60% Conditioned | Room AC | None | Electricity Baseboard | None | 50000-59999 | 100% LED | Occupied | 1970s | Electricity | Yes | 0 | 89.3867 | 37.5131 | 0 | 3743.1037 | 0 | 319.7405 | 0 | 0 | 13469.2533 | 0 | 0 | 2962.6554 | 34.8755 | 16.7051 | 575.5916 | 21.9803 | 2851.8746 | 0 | 0 | 0 | 471.2583 | 434.0383 | 0 | 0 | 0 | 0 | 1187.2309 | 0 | 0 | 0 | 0 | 0 | 0 | 0 | 0 | 0 | 0 | 0 | 0 | 0 | 0 | 26215.2072 | 26215.2072 | 25027.9763 | 25027.9763 | 0 | 1187.2309 | 0 | 4041.5761 | 0 | 270.6885 | 0 | 9563.8069 | 0 | 270.6885 | 0 | 8335.1621 | 0 | 270.6885 | 0 | 10138.2689 | 0 | 270.6885 | 0 | 4312.2646 | 9834.4954 | 8605.8506 | 10408.9574
112617 | 242.131 | 1220 | 2 | Standard Efficiency, No usage | Propane, 100% Usage | EnergyStar, 100% Usage | Propane, 100% Usage | None | 400%+ | None | None | Single-Family Detached | Single-Family Detached | Single-Family Detached | 1000-1499 | 0-1499 | 1 | Propane | 80% Conditioned | Central AC | None | Propane Fuel Furnace | None | 80000-99999 | 100% CFL | Vacant | 1970s | Electricity | Yes | 0 | 0 | 0 | 343.1862 | 2367.135 | 0 | 319.7405 | 126.8998 | 0 | 0 | 0 | 0 | 209.5458 | 0 | 0 | 0 | 16.412 | 0 | 0 | 0 | 0 | 0 | 434.0383 | 0 | 0 | 0 | 0 | 0 | 0 | 0 | 0 | 0 | 0 | 0 | 0 | 0 | 0 | 0 | 0 | 5112.3317 | 0 | 0 | 8928.9963 | 8928.9963 | 3816.6645 | 3816.6645 | 0 | 0 | 5112.3317 | 651.2593 | 0 | 0 | 1406.8068 | 1380.3292 | 0 | 0 | 1406.8068 | 1232.9657 | 0 | 0 | 1406.8068 | 1422.5192 | 0 | 0 | 1406.8068 | 2058.0661 | 2787.136 | 2639.7724 | 2829.326
112751 | 242.131 | 3301 | 5 | Standard Efficiency | Electric, 100% Usage | Standard, 100% Usage | Electric, 100% Usage | 318 Rated kWh, 100% Usage | 400%+ | None | None | Single-Family Detached | Single-Family Detached | Single-Family Detached | 3000-3999 | 2500-3999 | 1 | Electricity | 100% Conditioned | Heat Pump | None | Electricity ASHP | None | 140000-159999 | 100% LED | Occupied | 1980s | Electricity | Yes | 67.9925 | 1474.1475 | 55.0974 | 536.027 | 2416.0779 | 208.9597 | 0 | 368.0973 | 1812.9376 | 3687.7133 | 0 | 0 | 4694.4124 | 44.2537 | 16.7051 | 811.5138 | 27.2556 | 3839.231 | 0 | 0 | 0 | 603.1403 | 434.0383 | 0 | 0 | 0 | 0 | 0 | 0 | 0 | 0 | 0 | 0 | 0 | 0 | 0 | 0 | 0 | 0 | 0 | 0 | 0 | 21097.6002 | 21097.6002 | 21097.6002 | 21097.6002 | 0 | 0 | 0 | 3526.0348 | 0 | 0 | 0 | 8073.9415 | 0 | 0 | 0 | 7065.1026 | 0 | 0 | 0 | 8562.3312 | 0 | 0 | 0 | 3526.0348 | 8073.9415 | 7065.1026 | 8562.3312
112908 | 242.131 | 866 | 2 | Standard Efficiency | Electric, 100% Usage | EnergyStar, 100% Usage | Electric, 100% Usage | 318 Rated kWh, 100% Usage | 300-400% | None | 5 | Single-Family Attached | Single-Family Attached | Single-Family Attached | 750-999 | 0-1499 | 2 | Electricity | 100% Conditioned | Central AC | None | Electricity Electric Furnace | None | 80000-99999 | 100% Incandescent | Occupied | 1990s | Electricity | Yes | 67.9925 | 530.4586 | 31.0655 | 218.631 | 1390.0361 | 136.5711 | 0 | 21.9803 | 0 | 931.0868 | 0 | 0 | 3183.0449 | 143.3118 | 0 | 1231.4846 | 16.412 | 1997.2793 | 0 | 0 | 0 | 474.4821 | 434.0383 | 0 | 0 | 0 | 0 | 0 | 0 | 0 | 0 | 0 | 0 | 0 | 0 | 0 | 0 | 0 | 0 | 0 | 0 | 0 | 10807.5818 | 10807.5818 | 10807.5818 | 10807.5818 | 0 | 0 | 0 | 1862.2244 | 0 | 0 | 0 | 4126.3148 | 0 | 0 | 0 | 3776.3933 | 0 | 0 | 0 | 4558.9898 | 0 | 0 | 0 | 1862.2244 | 4126.3148 | 3776.3933 | 4558.9898
112928 | 242.131 | 1202 | 5 | None | Electric, 100% Usage | Standard, 100% Usage | Electric, 100% Usage | None | 300-400% | None | 30 | Single-Family Attached | Single-Family Attached | Single-Family Attached | 1000-1499 | 0-1499 | 2 | Natural Gas | 20% Conditioned | Room AC | None | Natural Gas Fuel Wall/Floor Furnace | None | 50000-59999 | 100% Incandescent | Occupied | 1950s | Natural Gas | Yes | 0 | 705.129 | 26.3764 | 0 | 735.9015 | 0 | 0 | 0 | 0 | 0 | 0 | 0 | 0 | 160.0168 | 0 | 1519.8666 | 27.2556 | 1786.8543 | 0 | 0 | 0 | 389.4915 | 434.0383 | 0 | 0 | 0 | 0 | 0 | 0 | 0 | 0 | 25528.2486 | 0 | 3680.3865 | 0 | 0 | 0 | 0 | 0 | 0 | 0 | 0 | 34994.1511 | 34994.1511 | 5785.2229 | 5785.2229 | 0 | 29208.6351 | 0 | 1001.0058 | 0 | 6658.9864 | 0 | 2187.1829 | 0 | 6658.9864 | 0 | 1926.5796 | 0 | 6658.9864 | 0 | 2340.9145 | 0 | 6658.9864 | 0 | 7659.9922 | 8846.1693 | 8585.566 | 8999.9008
112937 | 242.131 | 1675 | 3 | Standard Efficiency | Electric, 80% Usage | Standard, 80% Usage | Electric, 80% Usage | 290 Rated kWh, 80% Usage | 400%+ | None | 10 | Single-Family Attached | Single-Family Attached | Single-Family Attached | 1500-1999 | 1500-2499 | 1 | Electricity | 100% Conditioned | Heat Pump | None | Electricity ASHP | None | 120000-139999 | 100% LED | Occupied | 1980s | Electricity | Yes | 67.9925 | 686.6655 | 25.7903 | 368.6834 | 1367.1765 | 84.1114 | 319.7405 | 327.0673 | 1390.3292 | 2954.4495 | 0 | 0 | 1621.2692 | 30.4794 | 0 | 470.6721 | 21.9803 | 995.2694 | 0 | 0 | 0 | 345.5308 | 400.042 | 0 | 0 | 0 | 0 | 0 | 0 | 0 | 0 | 0 | 0 | 0 | 0 | 0 | 0 | 0 | 0 | 0 | 0 | 0 | 11477.2492 | 11477.2492 | 11477.2492 | 11477.2492 | 0 | 0 | 0 | 1980.5734 | 0 | 0 | 0 | 4522.4615 | 0 | 0 | 0 | 3954.4632 | 0 | 0 | 0 | 4775.772 | 0 | 0 | 0 | 1980.5734 | 4522.4615 | 3954.4632 | 4775.772
113016 | 242.131 | 633 | 2 | Standard Efficiency, No usage | Electric, 120% Usage | Standard, 120% Usage | Electric, 120% Usage | 290 Rated kWh, 120% Usage | 300-400% | None | None | Mobile Home | Mobile Home | Mobile Home | 500-749 | 0-1499 | 1 | Propane | 100% Conditioned | Room AC | None | Propane Fuel Furnace | None | 35000-39999 | 100% Incandescent | Vacant | 1970s | Propane | Yes | 0 | 0 | 0 | 0 | 865.1458 | 0 | 319.7405 | 130.4166 | 0 | 0 | 0 | 0 | 0 | 0 | 0 | 0 | 16.412 | 0 | 0 | 0 | 0 | 0 | 727.1093 | 0 | 0 | 0 | 0 | 0 | 0 | 0 | 0 | 0 | 0 | 0 | 0 | 0 | 0 | 0 | 0 | 5247.1444 | 0 | 0 | 7305.6756 | 7305.6756 | 2058.5312 | 2058.5312 | 0 | 0 | 5247.1444 | 353.7912 | 0 | 0 | 1443.926 | 749.1772 | 0 | 0 | 1443.926 | 666.5281 | 0 | 0 | 1443.926 | 786.9791 | 0 | 0 | 1443.926 | 1797.7172 | 2193.1032 | 2110.4542 | 2230.9052
113037 | 242.131 | 1220 | 3 | Standard Efficiency, No usage | Electric, 100% Usage | EnergyStar, 100% Usage | Gas, 100% Usage | None | 300-400% | None | None | Single-Family Detached | Single-Family Detached | Single-Family Detached | 1000-1499 | 0-1499 | 2 | Electricity | 100% Conditioned | Central AC | None | Electricity Baseboard | None | 60000-69999 | 100% Incandescent | Vacant | 1960s | Electricity | Yes | 0 | 0 | 0 | 693.6992 | 3492.821 | 0 | 0 | 0 | 0 | 3823.1121 | 0 | 0 | 343.1862 | 0 | 0 | 0 | 21.9803 | 0 | 0 | 0 | 0 | 0 | 817.9614 | 0 | 0 | 0 | 0 | 0 | 0 | 0 | 0 | 0 | 0 | 0 | 0 | 0 | 0 | 0 | 0 | 0 | 0 | 0 | 9193.0533 | 9193.0533 | 9193.0533 | 9193.0533 | 0 | 0 | 0 | 1714.6259 | 0 | 0 | 0 | 3859.6978 | 0 | 0 | 0 | 3383.4911 | 0 | 0 | 0 | 3896.2999 | 0 | 0 | 0 | 1714.6259 | 3859.6978 | 3383.4911 | 3896.2999
113198 | 242.131 | 2176 | 3 | None | Electric, 100% Usage | EnergyStar, 100% Usage | Electric, 100% Usage | None | 400%+ | None | None | Single-Family Detached | Single-Family Detached | Single-Family Detached | 2000-2499 | 1500-2499 | 1 | Electricity | 100% Conditioned | Central AC | None | Electricity Baseboard | None | 180000-199999 | 100% Incandescent | Occupied | 1960s | Natural Gas | Yes | 0 | 400.042 | 23.4457 | 1034.8339 | 4241.6176 | 0 | 319.7405 | 0 | 0 | 15804.1505 | 0 | 0 | 0 | 208.6666 | 99.9372 | 2355.9983 | 21.9803 | 2537.1163 | 0 | 0 | 0 | 405.6104 | 434.0383 | 0 | 0 | 0 | 0 | 0 | 0 | 0 | 0 | 0 | 0 | 2939.5028 | 0 | 0 | 0 | 0 | 0 | 0 | 0 | 0 | 30826.9736 | 30826.9736 | 27887.4707 | 27887.4707 | 0 | 2939.5028 | 0 | 4910.6382 | 0 | 670.1718 | 0 | 11222.6495 | 0 | 670.1718 | 0 | 9806.0783 | 0 | 670.1718 | 0 | 11792.4777 | 0 | 670.1718 | 0 | 5580.81 | 11892.8214 | 10476.2501 | 12462.6495
113212 | 242.131 | 1202 | 3 | Standard Efficiency, No usage | Electric, 120% Usage | EnergyStar, 120% Usage | Electric, 120% Usage | None | 300-400% | None | 8 | Single-Family Attached | Single-Family Attached | Single-Family Attached | 1000-1499 | 0-1499 | 3 | Natural Gas | 100% Conditioned | Central AC | None | Natural Gas Fuel Furnace | None | 60000-69999 | 100% LED | Vacant | <1940 | Natural Gas | Yes | 0 | 0 | 0 | 357.8398 | 3712.9174 | 0 | 0 | 223.6132 | 0 | 0 | 0 | 0 | 0 | 0 | 0 | 0 | 21.9803 | 0 | 0 | 0 | 0 | 0 | 727.1093 | 0 | 0 | 0 | 0 | 0 | 0 | 0 | 0 | 10348.3395 | 0 | 1488.801 | 0 | 0 | 0 | 0 | 0 | 0 | 0 | 0 | 16880.3075 | 16880.3075 | 5043.167 | 5043.167 | 0 | 11837.1405 | 0 | 863.585 | 0 | 2698.6138 | 0 | 1779.8534 | 0 | 2698.6138 | 0 | 1597.2874 | 0 | 2698.6138 | 0 | 1848.8974 | 0 | 2698.6138 | 0 | 3562.1988 | 4478.4672 | 4295.9012 | 4547.5112
113214 | 242.131 | 1220 | 2 | Standard Efficiency | Electric, 100% Usage | Standard, 100% Usage | Electric, 100% Usage | 318 Rated kWh, 100% Usage | 400%+ | None | None | Single-Family Detached | Single-Family Detached | Single-Family Detached | 1000-1499 | 0-1499 | 1 | Natural Gas | 100% Conditioned | Central AC | None | Natural Gas Fuel Furnace | None | 200000+ | 100% CFL | Occupied | 1960s | Natural Gas | Yes | 67.9925 | 999.9585 | 37.5131 | 702.1983 | 5674.4421 | 134.8127 | 319.7405 | 262.8847 | 0 | 0 | 0 | 0 | 0 | 40.1507 | 0 | 491.1871 | 16.412 | 2547.9599 | 0 | 0 | 0 | 471.2583 | 914.0887 | 0 | 0 | 0 | 0 | 0 | 0 | 0 | 0 | 12198.7902 | 0 | 5075.9909 | 0 | 0 | 0 | 0 | 0 | 0 | 0 | 0 | 29955.0871 | 29955.0871 | 12680.5991 | 12680.5991 | 0 | 17274.4881 | 0 | 2175.8508 | 0 | 3938.2577 | 0 | 4654.3825 | 0 | 3938.2577 | 0 | 4139.7502 | 0 | 3938.2577 | 0 | 4861.3731 | 0 | 3938.2577 | 0 | 6114.1085 | 8592.6402 | 8078.0079 | 8799.6307
113274 | 242.131 | 885 | 2 | Standard Efficiency | Electric, 120% Usage | EnergyStar, 120% Usage | Electric, 120% Usage | 290 Rated kWh, 120% Usage | 300-400% | None | None | Single-Family Detached | Single-Family Detached | Single-Family Detached | 750-999 | 0-1499 | 1 | Natural Gas | 100% Conditioned | Central AC | None | Natural Gas Fuel Furnace | None | 50000-59999 | 100% Incandescent | Occupied | 1970s | Natural Gas | Yes | 67.9925 | 480.0504 | 28.1348 | 405.6104 | 2655.81 | 109.3155 | 0 | 488.8425 | 0 | 0 | 0 | 0 | 0 | 144.191 | 99.9372 | 1247.8966 | 16.412 | 4253.3404 | 0 | 0 | 0 | 486.498 | 434.0383 | 0 | 0 | 0 | 0 | 0 | 0 | 0 | 0 | 19527.0323 | 0 | 6124.5992 | 0 | 0 | 0 | 0 | 0 | 0 | 0 | 0 | 36569.9943 | 36569.9943 | 10918.3627 | 10918.3627 | 0 | 25651.6315 | 0 | 1850.2214 | 0 | 5848.0267 | 0 | 4066.579 | 0 | 5848.0267 | 0 | 3592.2035 | 0 | 5848.0267 | 0 | 4295.4866 | 0 | 5848.0267 | 0 | 7698.2481 | 9914.6057 | 9440.2302 | 10143.5134
113317 | 242.131 | 617 | 2 | Standard Efficiency | Electric, 100% Usage | EnergyStar, 100% Usage | Gas, 100% Usage | None | 400%+ | 67 | None | 50 or more Unit | Multifamily with 5+ units, 4-7 stories | Multi-Family with 5+ Units | 500-749 | 0-1499 | 6 | Natural Gas | 100% Conditioned | Central AC | Cooling Only | Natural Gas Fuel Furnace | Fan Coil Cooling Only | 70000-79999 | 100% CFL | Occupied | 2000s | Natural Gas | Yes | 67.9925 | 369.8557 | 21.6873 | 13.1882 | 1005.8199 | 0 | 0 | 35.7547 | 0 | 0 | 0 | 0 | 0 | 32.824 | 0 | 325.602 | 16.412 | 1566.4649 | 0 | 0 | 0 | 26.6695 | 434.0383 | 0 | 0 | 0 | 0 | 0 | 0 | 0 | 0 | 1510.7814 | 0 | 3390.8323 | 0 | 0 | 781.0344 | 0 | 0 | 0 | 0 | 0 | 9598.6637 | 9598.6637 | 3916.3087 | 3916.3087 | 0 | 5682.648 | 0 | 659.1545 | 0 | 1295.5056 | 0 | 1456.4475 | 0 | 1295.5056 | 0 | 1286.5508 | 0 | 1295.5056 | 0 | 1535.534 | 0 | 1295.5056 | 0 | 1954.6602 | 2751.9531 | 2582.0564 | 2831.0396
113380 | 242.131 | 617 | 2 | Standard Efficiency | None | None | Electric, 120% Usage | None | 0-100% | 6 | None | 5 to 9 Unit | Multifamily with 5+ units, 4-7 stories | Multi-Family with 5+ Units | 500-749 | 0-1499 | 4 | Natural Gas | 80% Conditioned | Room AC | None | Natural Gas Fuel Furnace | None | <10000 | 100% Incandescent | Occupied | 1950s | Natural Gas | No | 67.9925 | 0 | 0 | 0 | 1416.4125 | 0 | 0 | 210.7181 | 0 | 0 | 0 | 0 | 0 | 130.7097 | 0 | 1017.8358 | 16.412 | 2742.8521 | 0 | 0 | 0 | 416.454 | 727.1093 | 245.8866 | 0 | 0 | 0 | 0 | 0 | 0 | 0 | 8391.5039 | 0 | 3955.8733 | 0 | 0 | 0 | 0 | 0 | 0 | 0 | 0 | 19339.7599 | 19339.7599 | 6992.0896 | 6992.0896 | 0 | 12347.3773 | 0 | 1210.2121 | 0 | 2814.9729 | 0 | 2644.0507 | 0 | 2814.9729 | 0 | 2434.242 | 0 | 2814.9729 | 0 | 2922.389 | 0 | 2814.9729 | 0 | 4025.185 | 5459.0236 | 5249.2149 | 5737.362
113394 | 242.131 | 1623 | 2 | Standard Efficiency | None | EnergyStar, 100% Usage | Electric, 100% Usage | 290 Rated kWh, 100% Usage | 400%+ | 6 | None | 5 to 9 Unit | Multifamily with 5+ units, 1-3 stories | Multi-Family with 5+ Units | 1500-1999 | 1500-2499 | 3 | Electricity | 100% Conditioned | Heat Pump | None | Electricity ASHP | None | 80000-99999 | 100% CFL | Occupied | 1960s | Electricity | No | 67.9925 | 0 | 21.6873 | 629.8097 | 2479.9674 | 82.646 | 319.7405 | 598.7442 | 2219.4272 | 7029.0165 | 0 | 0 | 1990.2456 | 45.426 | 0 | 601.968 | 16.412 | 1971.7822 | 0 | 0 | 0 | 389.4915 | 434.0383 | 0 | 0 | 0 | 0 | 0 | 0 | 0 | 0 | 0 | 0 | 0 | 0 | 0 | 0 | 0 | 0 | 0 | 0 | 0 | 18898.1018 | 18898.1018 | 18898.1018 | 18898.1018 | 0 | 0 | 0 | 3380.8312 | 0 | 0 | 0 | 7680.5567 | 0 | 0 | 0 | 6704.752 | 0 | 0 | 0 | 8086.2697 | 0 | 0 | 0 | 3380.8312 | 7680.5567 | 6704.752 | 8086.2697
113404 | 242.131 | 1220 | 3 | None | Electric, 80% Usage | EnergyStar, 80% Usage | Electric, 80% Usage | 290 Rated kWh, 80% Usage | 400%+ | None | None | Single-Family Detached | Single-Family Detached | Single-Family Detached | 1000-1499 | 0-1499 | 2 | Fuel Oil | 60% Conditioned | Central AC | None | Fuel Oil Fuel Furnace | None | 80000-99999 | 100% Incandescent | Occupied | 1970s | Natural Gas | Yes | 0 | 320.0336 | 18.7565 | 80.3015 | 905.2965 | 72.9747 | 319.7405 | 755.5372 | 0 | 0 | 0 | 0 | 0 | 160.896 | 0 | 1535.3993 | 21.9803 | 1116.6008 | 0 | 0 | 0 | 324.4297 | 434.0383 | 0 | 0 | 29989.3765 | 0 | 0 | 0 | 0 | 0 | 0 | 0 | 2684.8241 | 0 | 0 | 0 | 0 | 0 | 0 | 0 | 0 | 38739.8925 | 38739.8925 | 6065.6919 | 6065.6919 | 29989.3765 | 2684.8241 | 0 | 1020.0521 | 9092.7417 | 612.0549 | 0 | 2269.8724 | 9092.7417 | 612.0549 | 0 | 1996.8941 | 9092.7417 | 612.0549 | 0 | 2417.8524 | 9092.7417 | 612.0549 | 0 | 10724.8487 | 11974.6689 | 11701.6907 | 12122.6489
113405 | 242.131 | 853 | 2 | None | None | None | Propane, 100% Usage | None | 0-100% | 8 | None | 5 to 9 Unit | Multifamily with 5+ units, 1-3 stories | Multi-Family with 5+ Units | 750-999 | 0-1499 | 2 | Electricity | None | None | None | Electricity Baseboard | None | <10000 | 100% LED | Occupied | 1980s | Electricity | Yes | 0 | 0 | 0 | 0 | 0 | 0 | 0 | 0 | 0 | 5129.0368 | 0 | 0 | 1790.3712 | 23.7388 | 0 | 298.0533 | 16.412 | 1661.713 | 0 | 0 | 0 | 26.6695 | 480.0504 | 0 | 0 | 0 | 0 | 0 | 0 | 0 | 0 | 0 | 0 | 0 | 0 | 0 | 0 | 0 | 0 | 0 | 0 | 781.0344 | 10207.0792 | 10207.0792 | 9426.0448 | 9426.0448 | 0 | 0 | 781.0344 | 1654.1203 | 0 | 0 | 214.9288 | 3837.6042 | 0 | 0 | 214.9288 | 3338.0058 | 0 | 0 | 214.9288 | 4076.0155 | 0 | 0 | 214.9288 | 1869.0491 | 4052.533 | 3552.9346 | 4290.9444
113510 | 242.131 | 8194 | 3 | Standard Efficiency, No usage | Electric, 80% Usage | Standard, 80% Usage | Electric, 80% Usage | 318 Rated kWh, 80% Usage | 400%+ | None | None | Single-Family Detached | Single-Family Detached | Single-Family Detached | 4000+ | 4000+ | 1 | Electricity | 100% Conditioned | Heat Pump | None | Electricity ASHP | None | 200000+ | 100% Incandescent | Vacant | 2000s | Electricity | Yes | 0 | 0 | 0 | 946.3265 | 3050.8698 | 0 | 319.7405 | 181.9971 | 1288.3404 | 2730.8362 | 0 | 0 | 337.0317 | 0 | 0 | 0 | 21.9803 | 0 | 0 | 3910.7404 | 0 | 0 | 480.0504 | 0 | 0 | 0 | 0 | 0 | 0 | 0 | 0 | 0 | 0 | 0 | 0 | 10840.1127 | 0 | 0 | 0 | 0 | 0 | 0 | 24108.3193 | 24108.3193 | 13268.2066 | 13268.2066 | 0 | 10840.1127 | 0 | 2282.1121 | 0 | 2471.3028 | 0 | 5166.9138 | 0 | 2471.3028 | 0 | 4524.451 | 0 | 2471.3028 | 0 | 5369.0459 | 0 | 2471.3028 | 0 | 4753.4149 | 7638.2166 | 6995.7538 | 7840.3487
113547 | 242.131 | 2663 | 4 | Standard Efficiency | Electric, 120% Usage | EnergyStar, 120% Usage | Propane, 120% Usage | None | 200-300% | None | None | Single-Family Detached | Single-Family Detached | Single-Family Detached | 2500-2999 | 2500-3999 | 2 | Fuel Oil | None | None | None | Fuel Oil Fuel Furnace | None | 50000-59999 | 100% Incandescent | Occupied | <1940 | Electricity | Yes | 67.9925 | 778.6898 | 45.426 | 0 | 0 | 0 | 319.7405 | 1551.8113 | 0 | 0 | 0 | 0 | 6968.0578 | 233.2846 | 0 | 2774.2107 | 21.9803 | 6643.335 | 0 | 2917.2294 | 0 | 44.2537 | 434.0383 | 0 | 0 | 71782.1902 | 0 | 0 | 0 | 0 | 0 | 0 | 0 | 0 | 0 | 0 | 0 | 0 | 0 | 0 | 0 | 1297.1326 | 95879.3728 | 95879.3728 | 22800.05 | 22800.05 | 71782.1902 | 0 | 1297.1326 | 3691.1832 | 21764.2841 | 0 | 356.9482 | 8439.8163 | 21764.2841 | 0 | 356.9482 | 7399.4705 | 21764.2841 | 0 | 356.9482 | 9041.7221 | 21764.2841 | 0 | 356.9482 | 25812.4154 | 30561.0486 | 29520.7027 | 31162.9543
113662 | 242.131 | 1623 | 2 | Standard Efficiency | None | None | Gas, 100% Usage | 290 Rated kWh, 100% Usage | 400%+ | 8 | None | 5 to 9 Unit | Multifamily with 5+ units, 1-3 stories | Multi-Family with 5+ Units | 1500-1999 | 1500-2499 | 2 | Natural Gas | 100% Conditioned | Central AC | None | Natural Gas Fuel Wall/Floor Furnace | None | 120000-139999 | 100% Incandescent | Occupied | 1990s | Electricity | Yes | 67.9925 | 0 | 0 | 525.4764 | 2101.0265 | 60.3726 | 0 | 0 | 0 | 0 | 0 | 0 | 1328.7842 | 181.1179 | 0 | 1881.2232 | 16.412 | 1776.5968 | 0 | 0 | 0 | 23.7388 | 434.0383 | 0 | 0 | 0 | 0 | 0 | 0 | 0 | 0 | 14942.2285 | 0 | 0 | 0 | 0 | 694.8715 | 0 | 0 | 0 | 0 | 0 | 24033.8792 | 24033.8792 | 8396.7792 | 8396.7792 | 0 | 15636.8069 | 0 | 1387.5005 | 0 | 3564.8849 | 0 | 3028.3918 | 0 | 3564.8849 | 0 | 2678.6299 | 0 | 3564.8849 | 0 | 3229.8965 | 0 | 3564.8849 | 0 | 4952.3855 | 6593.2767 | 6243.5148 | 6794.7815
113674 | 242.131 | 1202 | 2 | Standard Efficiency | Electric, 80% Usage | EnergyStar, 80% Usage | Electric, 80% Usage | 318 Rated kWh, 80% Usage | 200-300% | None | 15 | Single-Family Attached | Single-Family Attached | Single-Family Attached | 1000-1499 | 0-1499 | 2 | Electricity | 100% Conditioned | Heat Pump | None | Electricity ASHP | None | 45000-49999 | 100% CFL | Occupied | 1980s | Electricity | Yes | 67.9925 | 296.0018 | 17.2912 | 317.1029 | 1730.5847 | 70.9232 | 0 | 207.4943 | 451.9156 | 2757.2126 | 0 | 0 | 1205.9875 | 40.1507 | 0 | 486.2049 | 16.412 | 893.2806 | 0 | 0 | 0 | 311.5345 | 434.0383 | 0 | 0 | 0 | 0 | 0 | 0 | 0 | 0 | 0 | 0 | 0 | 0 | 0 | 0 | 0 | 0 | 0 | 0 | 0 | 9304.1273 | 9304.1273 | 9304.1273 | 9304.1273 | 0 | 0 | 0 | 1598.0245 | 0 | 0 | 0 | 3594.0541 | 0 | 0 | 0 | 3148.3846 | 0 | 0 | 0 | 3809.7087 | 0 | 0 | 0 | 1598.0245 | 3594.0541 | 3148.3846 | 3809.7087
113690 | 242.131 | 866 | 1 | None | Electric, 120% Usage | EnergyStar, 120% Usage | Electric, 120% Usage | 318 Rated kWh, 120% Usage | 400%+ | None | 8 | Single-Family Attached | Single-Family Attached | Single-Family Attached | 750-999 | 0-1499 | 2 | Electricity | 100% Conditioned | Heat Pump | None | Electricity ASHP | None | 100000-119999 | 100% Incandescent | Occupied | 1970s | Electricity | Yes | 0 | 347.5823 | 20.2219 | 446.9334 | 1826.712 | 77.6638 | 0 | 406.4896 | 1691.3131 | 4029.7272 | 0 | 0 | 2318.1922 | 143.3118 | 0 | 1231.4846 | 16.412 | 3208.249 | 0 | 0 | 0 | 416.454 | 480.0504 | 0 | 0 | 0 | 0 | 0 | 0 | 0 | 0 | 0 | 0 | 0 | 0 | 0 | 0 | 0 | 0 | 0 | 0 | 0 | 16661.3834 | 16661.3834 | 16661.3834 | 16661.3834 | 0 | 0 | 0 | 2954.018 | 0 | 0 | 0 | 6763.8061 | 0 | 0 | 0 | 5907.7381 | 0 | 0 | 0 | 7042.5155 | 0 | 0 | 0 | 2954.018 | 6763.8061 | 5907.7381 | 7042.5155
113724 | 242.131 | 1690 | 5 | Standard Efficiency | Electric, 100% Usage | EnergyStar, 100% Usage | Electric, 100% Usage | None | 200-300% | None | None | Single-Family Detached | Single-Family Detached | Single-Family Detached | 1500-1999 | 1500-2499 | 1 | Electricity | 20% Conditioned | Room AC | None | Electricity Baseboard | None | 70000-79999 | 100% LED | Occupied | 1970s | Electricity | Yes | 67.9925 | 648.5663 | 37.8062 | 0 | 958.0493 | 0 | 0 | 0 | 0 | 16668.4171 | 0 | 0 | 3718.7788 | 30.7725 | 16.7051 | 473.6028 | 27.2556 | 3012.1845 | 0 | 0 | 0 | 537.1993 | 960.1008 | 0 | 0 | 0 | 0 | 0 | 0 | 0 | 0 | 0 | 0 | 0 | 0 | 0 | 0 | 0 | 0 | 0 | 0 | 0 | 27158.0168 | 27158.0168 | 27158.0168 | 27158.0168 | 0 | 0 | 0 | 5080.7829 | 0 | 0 | 0 | 11397.3742 | 0 | 0 | 0 | 10180.6304 | 0 | 0 | 0 | 12486.3742 | 0 | 0 | 0 | 5080.7829 | 11397.3742 | 10180.6304 | 12486.3742
113757 | 242.131 | 2176 | 3 | None | Electric, 80% Usage | EnergyStar, 80% Usage | Gas, 80% Usage | None | 400%+ | None | None | Single-Family Detached | Single-Family Detached | Single-Family Detached | 2000-2499 | 1500-2499 | 2 | Natural Gas | 100% Conditioned | Central AC | None | Natural Gas Fuel Furnace | None | 140000-159999 | 100% CFL | Occupied | 2000s | Natural Gas | Yes | 0 | 419.6778 | 24.618 | 678.7526 | 3412.2265 | 0 | 319.7405 | 1090.5175 | 0 | 0 | 0 | 0 | 0 | 52.1667 | 24.911 | 753.7788 | 21.9803 | 1426.0838 | 0 | 0 | 0 | 25.7903 | 434.0383 | 0 | 0 | 0 | 0 | 0 | 0 | 0 | 0 | 43754.0454 | 0 | 3090.4344 | 0 | 0 | 757.8818 | 0 | 0 | 0 | 0 | 0 | 56286.3505 | 56286.3505 | 8683.9889 | 8683.9889 | 0 | 47602.3616 | 0 | 1442.9281 | 0 | 10852.3403 | 0 | 3129.5878 | 0 | 10852.3403 | 0 | 2778.1068 | 0 | 10852.3403 | 0 | 3293.4666 | 0 | 10852.3403 | 0 | 12295.2685 | 13981.9281 | 13630.4471 | 14145.8069
113800 | 242.131 | 2663 | 4 | None | Electric, 120% Usage | Standard, 120% Usage | Electric, 120% Usage | 318 Rated kWh, 120% Usage | 400%+ | None | None | Single-Family Detached | Single-Family Detached | Single-Family Detached | 2500-2999 | 2500-3999 | 1 | Natural Gas | None | None | None | Natural Gas Fuel Boiler | None | 200000+ | 100% LED | Occupied | 1990s | Natural Gas | Yes | 0 | 2053.549 | 76.7846 | 0 | 0 | 295.4156 | 319.7405 | 33.117 | 0 | 0 | 0 | 0 | 0 | 38.9785 | 16.7051 | 677.8734 | 21.9803 | 7902.3683 | 0 | 0 | 0 | 803.0147 | 868.0765 | 0 | 0 | 0 | 0 | 0 | 0 | 0 | 0 | 5409.5058 | 0 | 13117.275 | 0 | 0 | 0 | 0 | 0 | 0 | 0 | 0 | 31633.7982 | 31633.7982 | 13107.0175 | 13107.0175 | 0 | 18526.7808 | 0 | 2171.8275 | 0 | 4223.7524 | 0 | 4886.2862 | 0 | 4223.7524 | 0 | 4294.9323 | 0 | 4223.7524 | 0 | 5218.1924 | 0 | 4223.7524 | 0 | 6395.5798 | 9110.0385 | 8518.6847 | 9441.9448
113924 | 242.131 | 1138 | 2 | Standard Efficiency | Gas, 120% Usage | EnergyStar, 120% Usage | Electric, 120% Usage | None | 0-100% | 8 | None | 5 to 9 Unit | Multifamily with 5+ units, 1-3 stories | Multi-Family with 5+ Units | 1000-1499 | 0-1499 | 2 | Natural Gas | 100% Conditioned | Central AC | None | Natural Gas Fuel Furnace | None | <10000 | 100% CFL | Occupied | 2000s | Electricity | Yes | 67.9925 | 31.0655 | 20.2219 | 296.881 | 1269.8769 | 0 | 0 | 18.1704 | 0 | 0 | 0 | 0 | 2259.2849 | 39.2715 | 0 | 468.6206 | 16.412 | 3162.5299 | 0 | 0 | 0 | 416.454 | 480.0504 | 272.8492 | 0 | 0 | 0 | 412.9371 | 0 | 0 | 0 | 4514.4668 | 0 | 0 | 0 | 0 | 0 | 0 | 0 | 0 | 0 | 0 | 13747.0847 | 13747.0847 | 8819.6808 | 8819.6808 | 0 | 4927.4039 | 0 | 1542.7534 | 0 | 1123.3465 | 0 | 3407.4576 | 0 | 1123.3465 | 0 | 3001.5931 | 0 | 1123.3465 | 0 | 3603.9805 | 0 | 1123.3465 | 0 | 2666.0998 | 4530.804 | 4124.9395 | 4727.327
114044 | 242.131 | 1220 | 2 | Standard Efficiency | None | EnergyStar, 80% Usage | Electric, 80% Usage | None | 400%+ | None | None | Single-Family Detached | Single-Family Detached | Single-Family Detached | 1000-1499 | 0-1499 | 1 | Fuel Oil | 60% Conditioned | Room AC | None | Fuel Oil Fuel Furnace | None | 100000-119999 | 100% Incandescent | Occupied | 1950s | Electricity | Yes | 81.7668 | 0 | 24.618 | 0 | 2666.0675 | 0 | 0 | 445.468 | 0 | 0 | 0 | 0 | 1534.8132 | 160.896 | 99.9372 | 1535.3993 | 16.412 | 1273.9799 | 0 | 0 | 0 | 377.1825 | 480.0504 | 0 | 0 | 17920.7098 | 0 | 0 | 0 | 0 | 0 | 0 | 0 | 0 | 0 | 0 | 0 | 0 | 0 | 0 | 0 | 0 | 26617.3007 | 26617.3007 | 8696.2979 | 8696.2979 | 17920.7098 | 0 | 0 | 1488.5291 | 5433.5562 | 0 | 0 | 3248.5306 | 5433.5562 | 0 | 0 | 2870.7444 | 5433.5562 | 0 | 0 | 3432.2196 | 5433.5562 | 0 | 0 | 6922.0854 | 8682.0868 | 8304.3006 | 8865.7759
114047 | 242.131 | 1690 | 3 | Standard Efficiency | Electric, 120% Usage | EnergyStar, 120% Usage | Electric, 120% Usage | 318 Rated kWh, 120% Usage | 400%+ | None | None | Single-Family Detached | Single-Family Detached | Single-Family Detached | 1500-1999 | 1500-2499 | 2 | Natural Gas | 100% Conditioned | Central AC | None | Natural Gas Fuel Furnace | None | 200000+ | 100% LED | Occupied | 1980s | Natural Gas | Yes | 67.9925 | 629.5167 | 36.6339 | 714.8003 | 2542.6846 | 161.7752 | 0 | 363.7012 | 0 | 0 | 0 | 0 | 0 | 30.7725 | 16.7051 | 473.6028 | 21.9803 | 5394.8523 | 0 | 0 | 0 | 565.6272 | 400.042 | 0 | 0 | 0 | 0 | 0 | 0 | 0 | 0 | 23554.708 | 0 | 8385.3495 | 0 | 0 | 0 | 0 | 0 | 0 | 0 | 0 | 43360.744 | 43360.744 | 11420.6865 | 11420.6865 | 0 | 31940.0575 | 0 | 1966.7974 | 0 | 7281.6458 | 0 | 4248.5679 | 0 | 7281.6458 | 0 | 3758.5997 | 0 | 7281.6458 | 0 | 4509.282 | 0 | 7281.6458 | 0 | 9248.4432 | 11530.2137 | 11040.2455 | 11790.9277
114055 | 242.131 | 8194 | 5 | None | Electric, 100% Usage | EnergyStar, 100% Usage | Electric, 100% Usage | None | 400%+ | None | None | Single-Family Detached | Single-Family Detached | Single-Family Detached | 4000+ | 4000+ | 2 | Fuel Oil | 100% Conditioned | Central AC | None | Fuel Oil Fuel Furnace | None | 180000-199999 | 100% Incandescent | Occupied | 1950s | Electricity | Yes | 0 | 648.8593 | 37.8062 | 2784.7613 | 9375.3435 | 0 | 319.7405 | 2734.06 | 0 | 0 | 0 | 0 | 3718.7788 | 509.6506 | 99.9372 | 7521.669 | 27.2556 | 5080.387 | 0 | 0 | 0 | 537.1993 | 834.0803 | 0 | 0 | 122610.3851 | 0 | 0 | 0 | 0 | 0 | 0 | 0 | 0 | 0 | 0 | 0 | 0 | 0 | 0 | 0 | 0 | 156840.5 | 156840.5 | 34230.1148 | 34230.1148 | 122610.3851 | 0 | 0 | 6100.6577 | 37175.3384 | 0 | 0 | 13168.5703 | 37175.3384 | 0 | 0 | 12143.9569 | 37175.3384 | 0 | 0 | 14476.2662 | 37175.3384 | 0 | 0 | 43275.9961 | 50343.9087 | 49319.2952 | 51651.6046
114102 | 242.131 | 3301 | 4 | Standard Efficiency, No usage | Electric, 120% Usage | EnergyStar, 120% Usage | Electric, 120% Usage | 290 Rated kWh, 120% Usage | 400%+ | None | None | Single-Family Detached | Single-Family Detached | Single-Family Detached | 3000-3999 | 2500-3999 | 2 | Natural Gas | 100% Conditioned | Central AC | None | Natural Gas Fuel Furnace | None | 160000-179999 | 100% Incandescent | Vacant | 2010s | Electricity | Yes | 0 | 0 | 0 | 596.1066 | 2827.2566 | 0 | 319.7405 | 251.455 | 0 | 0 | 0 | 0 | 355.4952 | 0 | 0 | 0 | 21.9803 | 0 | 0 | 0 | 0 | 0 | 480.0504 | 0 | 0 | 0 | 0 | 0 | 0 | 0 | 0 | 10619.4302 | 0 | 0 | 0 | 0 | 0 | 0 | 0 | 0 | 0 | 0 | 15471.5149 | 15471.5149 | 4851.7916 | 4851.7916 | 0 | 10619.4302 | 0 | 823.3577 | 0 | 2421.0434 | 0 | 1710.5064 | 0 | 2421.0434 | 0 | 1532.1924 | 0 | 2421.0434 | 0 | 1784.0427 | 0 | 2421.0434 | 0 | 3244.4011 | 4131.5497 | 3953.2358 | 4205.0861
114108 | 242.131 | 1138 | 2 | Standard Efficiency | Electric, 100% Usage | EnergyStar, 100% Usage | Electric, 100% Usage | 290 Rated kWh, 100% Usage | 400%+ | 15 | None | 10 to 19 Unit | Multifamily with 5+ units, 1-3 stories | Multi-Family with 5+ Units | 1000-1499 | 0-1499 | 2 | Electricity | 100% Conditioned | Heat Pump | None | Electricity ASHP | None | 120000-139999 | 100% Incandescent | Occupied | 1960s | Electricity | No | 67.9925 | 369.8557 | 21.6873 | 375.131 | 1647.6456 | 82.646 | 319.7405 | 486.498 | 771.6561 | 4845.344 | 0 | 0 | 1996.9863 | 156.793 | 0 | 1465.0623 | 16.412 | 1776.3038 | 0 | 0 | 0 | 389.4915 | 480.0504 | 0 | 0 | 0 | 0 | 0 | 0 | 0 | 0 | 0 | 0 | 0 | 0 | 0 | 0 | 0 | 0 | 0 | 0 | 0 | 15269.5889 | 15269.5889 | 15269.5889 | 15269.5889 | 0 | 0 | 0 | 2719.6881 | 0 | 0 | 0 | 6179.3596 | 0 | 0 | 0 | 5396.0696 | 0 | 0 | 0 | 6495.4863 | 0 | 0 | 0 | 2719.6881 | 6179.3596 | 5396.0696 | 6495.4863
114233 | 242.131 | 2152 | 2 | None | None | None | Gas, 100% Usage | 290 Rated kWh, 100% Usage | 300-400% | None | 7 | Single-Family Attached | Single-Family Attached | Single-Family Attached | 2000-2499 | 1500-2499 | 1 | Natural Gas | 80% Conditioned | Central AC | None | Natural Gas Fuel Furnace | None | 60000-69999 | 100% CFL | Occupied | 1950s | Natural Gas | Yes | 0 | 0 | 0 | 542.4746 | 1727.947 | 82.646 | 0 | 795.981 | 0 | 0 | 0 | 0 | 0 | 51.8736 | 0 | 747.0382 | 16.412 | 1932.8037 | 0 | 0 | 0 | 26.6695 | 434.0383 | 0 | 0 | 0 | 0 | 0 | 0 | 0 | 0 | 34575.3526 | 0 | 3561.9858 | 0 | 0 | 781.0344 | 0 | 0 | 0 | 0 | 0 | 45275.9635 | 45275.9635 | 6357.5907 | 6357.5907 | 0 | 38918.3727 | 0 | 1109.4683 | 0 | 8872.5784 | 0 | 2384.7415 | 0 | 8872.5784 | 0 | 2109.6286 | 0 | 8872.5784 | 0 | 2524.9482 | 0 | 8872.5784 | 0 | 9982.0467 | 11257.3198 | 10982.207 | 11397.5266
114239 | 242.131 | 617 | 1 | None | Electric, 100% Usage | Standard, 100% Usage | Gas, 100% Usage | None | 100-150% | None | 10 | Single-Family Attached | Single-Family Attached | Single-Family Attached | 500-749 | 0-1499 | 2 | Natural Gas | 40% Conditioned | Room AC | Heating Only | Natural Gas Shared Heating | Boiler Baseboards Heating Only, Natural Gas | 15000-19999 | 100% LED | Occupied | <1940 | Natural Gas | Yes | 0 | 552.439 | 20.808 | 0 | 729.1608 | 0 | 0 | 92.0243 | 0 | 0 | 0 | 0 | 0 | 21.6873 | 0 | 248.8173 | 16.412 | 1565.8787 | 0 | 0 | 0 | 23.7388 | 868.0765 | 245.8866 | 0 | 0 | 0 | 0 | 0 | 0 | 0 | 8999.6264 | 0 | 3040.3193 | 0 | 0 | 694.8715 | 0 | 0 | 0 | 0 | 0 | 17119.1604 | 17119.1604 | 4384.6363 | 4384.6363 | 0 | 12734.5241 | 0 | 776.464 | 0 | 2903.2175 | 0 | 1701.1397 | 0 | 2903.2175 | 0 | 1557.9455 | 0 | 2903.2175 | 0 | 1871.2763 | 0 | 2903.2175 | 0 | 3679.6815 | 4604.3572 | 4461.1631 | 4774.4938
114243 | 242.131 | 2663 | 5 | Standard Efficiency | Electric, 100% Usage | Standard, 100% Usage | Electric, 100% Usage | None | 400%+ | None | None | Single-Family Detached | Single-Family Detached | Single-Family Detached | 2500-2999 | 2500-3999 | 2 | Natural Gas | 80% Conditioned | Central AC | None | Natural Gas Fuel Boiler | None | 180000-199999 | 100% LED | Occupied | 1970s | Natural Gas | Yes | 67.9925 | 1474.1475 | 55.0974 | 1004.3546 | 4026.5034 | 0 | 0 | 101.6957 | 0 | 0 | 0 | 0 | 0 | 38.9785 | 16.7051 | 677.8734 | 27.2556 | 3636.4258 | 0 | 3236.3838 | 0 | 603.1403 | 727.1093 | 0 | 0 | 0 | 0 | 0 | 0 | 0 | 0 | 35284.2915 | 0 | 6351.1432 | 0 | 8970.6124 | 0 | 0 | 0 | 0 | 0 | 0 | 66299.1236 | 66299.1236 | 15693.0766 | 15693.0766 | 0 | 50606.047 | 0 | 2521.9926 | 0 | 11537.121 | 0 | 5585.0502 | 0 | 11537.121 | 0 | 4950.6305 | 0 | 11537.121 | 0 | 5882.5097 | 0 | 11537.121 | 0 | 14059.1137 | 17122.1712 | 16487.7515 | 17419.6307
114291 | 242.131 | 1202 | 2 | Standard Efficiency | Electric, 100% Usage | Standard, 100% Usage | Electric, 100% Usage | None | 400%+ | None | 5 | Single-Family Attached | Single-Family Attached | Single-Family Attached | 1000-1499 | 0-1499 | 1 | Natural Gas | 100% Conditioned | Central AC | None | Natural Gas Fuel Furnace | None | 80000-99999 | 100% CFL | Occupied | 1980s | Natural Gas | Yes | 67.9925 | 705.129 | 26.3764 | 287.5027 | 1690.727 | 0 | 0 | 451.6225 | 0 | 0 | 0 | 0 | 0 | 40.1507 | 0 | 486.2049 | 16.412 | 1786.8543 | 0 | 0 | 0 | 389.4915 | 434.0383 | 0 | 0 | 0 | 0 | 0 | 0 | 0 | 0 | 17815.4973 | 0 | 3658.1131 | 0 | 0 | 0 | 0 | 0 | 0 | 0 | 0 | 27856.4052 | 27856.4052 | 6382.5018 | 6382.5018 | 0 | 21473.6104 | 0 | 1146.5808 | 0 | 4895.573 | 0 | 2498.0153 | 0 | 4895.573 | 0 | 2290.8841 | 0 | 4895.573 | 0 | 2731.682 | 0 | 4895.573 | 0 | 6042.1538 | 7393.5883 | 7186.4571 | 7627.255
114389 | 242.131 | 2176 | 3 | Standard Efficiency | Electric, 80% Usage | Standard, 80% Usage | Electric, 80% Usage | None | 400%+ | None | None | Single-Family Detached | Single-Family Detached | Single-Family Detached | 2000-2499 | 1500-2499 | 2 | Fuel Oil | None | None | None | Fuel Oil Fuel Furnace | None | 140000-159999 | 100% CFL | Occupied | 1990s | Electricity | Yes | 67.9925 | 989.701 | 36.927 | 0 | 0 | 0 | 0 | 614.277 | 0 | 0 | 0 | 0 | 2225.8748 | 52.1667 | 0 | 753.7788 | 21.9803 | 1583.463 | 0 | 0 | 0 | 429.9353 | 434.0383 | 0 | 0 | 24234.926 | 0 | 0 | 0 | 0 | 0 | 0 | 0 | 0 | 0 | 0 | 0 | 0 | 0 | 0 | 0 | 0 | 31445.0605 | 31445.0605 | 7209.8414 | 7209.8414 | 24234.926 | 0 | 0 | 1219.8423 | 7348.0168 | 0 | 0 | 2703.3184 | 7348.0168 | 0 | 0 | 2472.1877 | 7348.0168 | 0 | 0 | 3017.3631 | 7348.0168 | 0 | 0 | 8567.8591 | 10051.3352 | 9820.2045 | 10365.3799
114478 | 242.131 | 1202 | 2 | Standard Efficiency | Electric, 80% Usage | Standard, 80% Usage | Electric, 80% Usage | None | 0-100% | None | 16 | Single-Family Attached | Single-Family Attached | Single-Family Attached | 1000-1499 | 0-1499 | 1 | Natural Gas | 20% Conditioned | Room AC | None | Natural Gas Fuel Wall/Floor Furnace | None | 10000-14999 | 100% LED | Occupied | 1950s | Natural Gas | Yes | 67.9925 | 808.8762 | 30.1863 | 0 | 443.1235 | 0 | 0 | 0 | 0 | 0 | 0 | 0 | 0 | 26.6695 | 0 | 371.321 | 16.412 | 1024.5765 | 0 | 0 | 0 | 379.527 | 727.1093 | 385.3885 | 0 | 0 | 0 | 0 | 0 | 0 | 0 | 8993.765 | 0 | 3484.0289 | 0 | 0 | 0 | 0 | 0 | 0 | 0 | 0 | 16758.9761 | 16758.9761 | 4281.1822 | 4281.1822 | 0 | 12477.7939 | 0 | 716.0182 | 0 | 2844.6932 | 0 | 1592.0539 | 0 | 2844.6932 | 0 | 1402.4405 | 0 | 2844.6932 | 0 | 1691.2999 | 0 | 2844.6932 | 0 | 3560.7114 | 4436.7471 | 4247.1337 | 4535.9931
114484 | 242.131 | 1690 | 3 | None | Electric, 100% Usage | EnergyStar, 100% Usage | Electric, 100% Usage | 290 Rated kWh, 100% Usage | 400%+ | None | None | Single-Family Detached | Single-Family Detached | Single-Family Detached | 1500-1999 | 1500-2499 | 1 | Electricity | 60% Conditioned | Room AC | None | Electricity Baseboard | None | 120000-139999 | 100% LED | Occupied | 1970s | Fuel Oil | Yes | 0 | 400.042 | 23.4457 | 0 | 1312.6653 | 91.1451 | 0 | 0 | 0 | 9739.6309 | 0 | 0 | 0 | 30.7725 | 16.7051 | 473.6028 | 21.9803 | 2382.6678 | 0 | 0 | 0 | 405.6104 | 434.0383 | 0 | 0 | 0 | 3691.8163 | 0 | 0 | 0 | 0 | 0 | 0 | 0 | 0 | 0 | 0 | 0 | 0 | 0 | 0 | 0 | 19024.1224 | 19024.1224 | 15332.3061 | 15332.3061 | 3691.8163 | 0 | 0 | 2863.8316 | 1119.3317 | 0 | 0 | 6411.8121 | 1119.3317 | 0 | 0 | 5745.7788 | 1119.3317 | 0 | 0 | 6998.3206 | 1119.3317 | 0 | 0 | 3983.1633 | 7531.1438 | 6865.1105 | 8117.6523
114540 | 242.131 | 1202 | 2 | None | Gas, 120% Usage | EnergyStar, 120% Usage | Electric, 120% Usage | 318 Rated kWh, 120% Usage | 300-400% | None | 10 | Single-Family Attached | Single-Family Attached | Single-Family Attached | 1000-1499 | 0-1499 | 2 | Natural Gas | 100% Conditioned | Central AC | None | Natural Gas Fuel Furnace | None | 80000-99999 | 100% Incandescent | Occupied | 2010s | Natural Gas | Yes | 0 | 56.8558 | 37.22 | 528.1141 | 2641.7426 | 163.8267 | 0 | 227.7162 | 0 | 0 | 0 | 0 | 0 | 160.0168 | 0 | 1519.8666 | 16.412 | 4097.7197 | 0 | 0 | 0 | 569.4371 | 727.1093 | 0 | 0 | 0 | 0 | 755.8303 | 0 | 0 | 0 | 9135.3183 | 0 | 8418.4665 | 0 | 0 | 0 | 0 | 0 | 0 | 0 | 0 | 29055.652 | 29055.652 | 10746.0369 | 10746.0369 | 0 | 18309.6151 | 0 | 1827.9877 | 0 | 4174.2083 | 0 | 4012.5566 | 0 | 4174.2083 | 0 | 3543.9317 | 0 | 4174.2083 | 0 | 4241.5713 | 0 | 4174.2083 | 0 | 6002.196 | 8186.7649 | 7718.14 | 8415.7796
114545 | 242.131 | 1202 | 2 | Standard Efficiency | Gas, 100% Usage | Standard, 100% Usage | Electric, 100% Usage | 290 Rated kWh, 100% Usage | 200-300% | None | 6 | Single-Family Attached | Single-Family Attached | Single-Family Attached | 1000-1499 | 0-1499 | 1 | Natural Gas | 20% Conditioned | Room AC | None | Natural Gas Fuel Wall/Floor Furnace | None | 40000-44999 | 100% CFL | Occupied | 1960s | Natural Gas | Yes | 67.9925 | 63.0103 | 26.3764 | 0 | 570.3163 | 82.646 | 0 | 0 | 0 | 0 | 0 | 0 | 0 | 40.1507 | 0 | 486.2049 | 16.412 | 1786.8543 | 0 | 0 | 0 | 389.4915 | 434.0383 | 0 | 0 | 0 | 0 | 837.5971 | 0 | 0 | 0 | 27240.6629 | 0 | 3769.4801 | 0 | 0 | 0 | 0 | 0 | 0 | 0 | 0 | 35811.5263 | 35811.5263 | 3963.4932 | 3963.4932 | 0 | 31847.7401 | 0 | 683.9692 | 0 | 7260.6481 | 0 | 1502.3369 | 0 | 7260.6481 | 0 | 1324.4439 | 0 | 7260.6481 | 0 | 1593.6968 | 0 | 7260.6481 | 0 | 7944.6173 | 8762.985 | 8585.092 | 8854.3449
114566 | 242.131 | 1138 | 1 | Standard Efficiency | Electric, 80% Usage | Standard, 80% Usage | Electric, 80% Usage | 318 Rated kWh, 80% Usage | 400%+ | 10 | None | 10 to 19 Unit | Multifamily with 5+ units, 1-3 stories | Multi-Family with 5+ Units | 1000-1499 | 0-1499 | 2 | Electricity | 100% Conditioned | Central AC | None | Electricity Baseboard | None | 50000-59999 | 100% CFL | Occupied | 2000s | Electricity | No | 67.9925 | 441.9512 | 16.412 | 385.3885 | 1390.6222 | 51.5805 | 0 | 0 | 0 | 1836.3833 | 0 | 0 | 986.7703 | 39.2715 | 0 | 468.6206 | 16.412 | 790.7057 | 0 | 0 | 0 | 277.5383 | 914.0887 | 0 | 0 | 0 | 0 | 0 | 1218.5895 | 0 | 0 | 0 | 0 | 0 | 0 | 0 | 0 | 0 | 0 | 0 | 0 | 0 | 8902.913 | 8902.913 | 7684.3235 | 7684.3235 | 0 | 1218.5895 | 0 | 1339.8261 | 0 | 277.814 | 0 | 2939.0604 | 0 | 277.814 | 0 | 2700.7715 | 0 | 277.814 | 0 | 3238.0372 | 0 | 277.814 | 0 | 1617.6401 | 3216.8744 | 2978.5855 | 3515.8512
114694 | 242.131 | 2176 | 3 | Standard Efficiency | Electric, 100% Usage | EnergyStar, 100% Usage | Electric, 100% Usage | None | 400%+ | None | None | Single-Family Detached | Single-Family Detached | Single-Family Detached | 2000-2499 | 1500-2499 | 1 | Natural Gas | 100% Conditioned | Central AC | None | Natural Gas Fuel Furnace | None | 70000-79999 | 100% CFL | Occupied | 1990s | Electricity | Yes | 67.9925 | 275.7799 | 16.1189 | 329.4119 | 2801.4664 | 0 | 0 | 494.704 | 0 | 0 | 0 | 0 | 1162.6129 | 52.1667 | 24.911 | 753.7788 | 21.9803 | 2222.3579 | 0 | 0 | 0 | 339.6694 | 434.0383 | 0 | 0 | 0 | 0 | 0 | 0 | 0 | 0 | 19854.9789 | 0 | 0 | 0 | 0 | 0 | 0 | 0 | 0 | 0 | 0 | 28851.6746 | 28851.6746 | 8996.6957 | 8996.6957 | 0 | 19854.9789 | 0 | 1542.2417 | 0 | 4526.5325 | 0 | 3404.7841 | 0 | 4526.5325 | 0 | 3011.529 | 0 | 4526.5325 | 0 | 3543.3212 | 0 | 4526.5325 | 0 | 6068.7743 | 7931.3166 | 7538.0615 | 8069.8537
114753 | 242.131 | 3301 | 5 | Standard Efficiency | Gas, 100% Usage | EnergyStar, 100% Usage | Electric, 100% Usage | None | 100-150% | None | None | Single-Family Detached | Single-Family Detached | Single-Family Detached | 3000-3999 | 2500-3999 | 2 | Natural Gas | 100% Conditioned | Central AC | None | Natural Gas Fuel Furnace | None | 25000-29999 | 100% Incandescent | Occupied | 1960s | Natural Gas | Yes | 67.9925 | 58.0281 | 37.8062 | 737.3668 | 4151.6448 | 0 | 319.7405 | 882.1439 | 0 | 0 | 0 | 0 | 0 | 264.9362 | 99.9372 | 3321.6675 | 27.2556 | 3524.4727 | 0 | 0 | 0 | 537.1993 | 400.042 | 0 | 0 | 0 | 0 | 770.4838 | 0 | 0 | 0 | 40630.787 | 0 | 5764.4149 | 0 | 0 | 0 | 0 | 0 | 0 | 0 | 0 | 61596.5052 | 61596.5052 | 14430.8195 | 14430.8195 | 0 | 47165.9788 | 0 | 2746.0332 | 0 | 10752.8498 | 0 | 5896.9067 | 0 | 10752.8498 | 0 | 5211.7028 | 0 | 10752.8498 | 0 | 6125.9768 | 0 | 10752.8498 | 0 | 13498.8831 | 16649.7566 | 15964.5527 | 16878.8266
114774 | 242.131 | 3301 | 4 | Standard Efficiency, No usage | Electric, 100% Usage | Standard, 100% Usage | Electric, 100% Usage | None | 400%+ | None | None | Single-Family Detached | Single-Family Detached | Single-Family Detached | 3000-3999 | 2500-3999 | 1 | Electricity | 100% Conditioned | Heat Pump | None | Electricity ASHP | None | 80000-99999 | 100% CFL | Vacant | 2010s | Natural Gas | Yes | 0 | 0 | 0 | 424.3669 | 1671.9705 | 0 | 319.7405 | 189.3239 | 263.764 | 1965.3346 | 0 | 0 | 0 | 0 | 0 | 0 | 21.9803 | 0 | 0 | 0 | 0 | 0 | 434.0383 | 0 | 0 | 0 | 0 | 0 | 0 | 0 | 0 | 0 | 0 | 1435.4621 | 0 | 0 | 0 | 0 | 0 | 0 | 0 | 0 | 6725.9811 | 6725.9811 | 5290.519 | 5290.519 | 0 | 1435.4621 | 0 | 1103.9772 | 0 | 327.2596 | 0 | 2430.6936 | 0 | 327.2596 | 0 | 2131.3575 | 0 | 327.2596 | 0 | 2448.5909 | 0 | 327.2596 | 0 | 1431.2368 | 2757.9532 | 2458.6172 | 2775.8506
114810 | 242.131 | 3241 | 4 | Standard Efficiency | Electric, 100% Usage | EnergyStar, 100% Usage | Electric, 100% Usage | None | 400%+ | None | 30 | Single-Family Attached | Single-Family Attached | Single-Family Attached | 3000-3999 | 2500-3999 | 1 | Electricity | 100% Conditioned | Central AC | None | Electricity Electric Furnace | None | 200000+ | 100% LED | Occupied | 2010s | Natural Gas | Yes | 81.7668 | 369.8557 | 21.6873 | 467.7414 | 2635.5881 | 0 | 0 | 75.0262 | 0 | 3273.8969 | 0 | 0 | 0 | 43.6676 | 0 | 798.9117 | 21.9803 | 2099.8542 | 0 | 0 | 0 | 389.4915 | 480.0504 | 0 | 0 | 0 | 0 | 0 | 0 | 0 | 0 | 0 | 0 | 3497.8032 | 0 | 0 | 0 | 0 | 0 | 0 | 0 | 0 | 14257.0283 | 14257.0283 | 10759.2251 | 10759.2251 | 0 | 3497.8032 | 0 | 1887.6147 | 0 | 797.4394 | 0 | 4278.2152 | 0 | 797.4394 | 0 | 3746.9964 | 0 | 797.4394 | 0 | 4425.283 | 0 | 797.4394 | 0 | 2685.0541 | 5075.6546 | 4544.4358 | 5222.7224
114844 | 242.131 | 1690 | 3 | Standard Efficiency | Electric, 100% Usage | Standard, 100% Usage | Electric, 100% Usage | 318 Rated kWh, 100% Usage | 400%+ | None | None | Single-Family Detached | Single-Family Detached | Single-Family Detached | 1500-1999 | 1500-2499 | 1 | Electricity | 100% Conditioned | Heat Pump | None | Electricity ASHP | None | 100000-119999 | 100% CFL | Occupied | 1950s | Electricity | Yes | 67.9925 | 762.864 | 28.4279 | 1357.7983 | 5777.6031 | 97.5927 | 319.7405 | 763.7432 | 1333.7664 | 7613.4003 | 0 | 0 | 2266.0255 | 46.0122 | 0 | 620.1384 | 21.9803 | 2382.6678 | 0 | 0 | 0 | 405.6104 | 868.0765 | 0 | 0 | 0 | 0 | 0 | 1570.2748 | 0 | 0 | 0 | 0 | 0 | 0 | 0 | 0 | 0 | 0 | 0 | 0 | 0 | 26303.7147 | 26303.7147 | 24733.4399 | 24733.4399 | 0 | 1570.2748 | 0 | 4334.3531 | 0 | 357.971 | 0 | 9764.473 | 0 | 357.971 | 0 | 8558.8231 | 0 | 357.971 | 0 | 10193.3849 | 0 | 357.971 | 0 | 4692.3242 | 10122.444 | 8916.7941 | 10551.3559
114933 | 242.131 | 1675 | 3 | Standard Efficiency | Electric, 120% Usage | EnergyStar, 120% Usage | Electric, 120% Usage | 318 Rated kWh, 120% Usage | 400%+ | None | 6 | Single-Family Attached | Single-Family Attached | Single-Family Attached | 1500-1999 | 1500-2499 | 2 | Electricity | 60% Conditioned | Room AC | None | Electricity Electric Boiler | None | 120000-139999 | 100% Incandescent | Occupied | 1970s | Electricity | Yes | 67.9925 | 444.0027 | 25.7903 | 0 | 1164.0783 | 106.3848 | 0 | 43.9607 | 0 | 5133.1398 | 0 | 0 | 3372.3688 | 183.7556 | 0 | 1926.0631 | 21.9803 | 3718.7788 | 0 | 0 | 0 | 467.4484 | 434.0383 | 0 | 0 | 0 | 0 | 0 | 0 | 0 | 0 | 0 | 0 | 0 | 0 | 0 | 0 | 0 | 0 | 0 | 0 | 0 | 17109.4891 | 17109.4891 | 17109.4891 | 17109.4891 | 0 | 0 | 0 | 3019.6733 | 0 | 0 | 0 | 6877.5626 | 0 | 0 | 0 | 6006.6607 | 0 | 0 | 0 | 7260.9134 | 0 | 0 | 0 | 3019.6733 | 6877.5626 | 6006.6607 | 7260.9134
115082 | 242.131 | 1138 | 2 | None | None | None | Electric, 80% Usage | None | 200-300% | 116 | None | 50 or more Unit | Multifamily with 5+ units, 4-7 stories | Multi-Family with 5+ Units | 1000-1499 | 0-1499 | 4 | Electricity | 100% Conditioned | Heat Pump | None | Electricity ASHP | None | 40000-44999 | 100% Incandescent | Occupied | 2000s | Electricity | Yes | 0 | 0 | 0 | 388.6122 | 1596.6512 | 0 | 319.7405 | 44.2537 | 15.5328 | 516.9774 | 0 | 0 | 1307.39 | 156.793 | 0 | 1465.0623 | 16.412 | 985.8911 | 0 | 0 | 0 | 345.5308 | 434.0383 | 0 | 0 | 0 | 0 | 0 | 0 | 0 | 0 | 0 | 0 | 0 | 0 | 0 | 0 | 0 | 0 | 0 | 0 | 0 | 7592.8853 | 7592.8853 | 7592.8853 | 7592.8853 | 0 | 0 | 0 | 1299.0858 | 0 | 0 | 0 | 2877.7896 | 0 | 0 | 0 | 2533.518 | 0 | 0 | 0 | 3050.3583 | 0 | 0 | 0 | 1299.0858 | 2877.7896 | 2533.518 | 3050.3583
115083 | 242.131 | 1138 | 2 | Standard Efficiency | None | None | Electric, 80% Usage | None | 0-100% | 4 | None | 3 or 4 Unit | Multifamily with 2-4 Units | Multi-Family with 2 - 4 Units | 1000-1499 | 0-1499 | 2 | Natural Gas | None | None | Heating Only | Natural Gas Shared Heating | Boiler Baseboards Heating Only, Natural Gas | <10000 | 100% CFL | Occupied | 1970s | Natural Gas | Yes | 67.9925 | 0 | 0 | 0 | 0 | 0 | 0 | 82.0599 | 0 | 0 | 0 | 0 | 0 | 39.2715 | 0 | 468.6206 | 16.412 | 611.6393 | 0 | 0 | 0 | 277.5383 | 434.0383 | 0 | 0 | 0 | 0 | 0 | 0 | 0 | 0 | 7849.9086 | 0 | 1993.1763 | 0 | 0 | 0 | 0 | 0 | 0 | 0 | 0 | 11840.9504 | 11840.9504 | 1997.5724 | 1997.5724 | 0 | 9843.378 | 0 | 327.9092 | 0 | 2244.0584 | 0 | 742.7276 | 0 | 2244.0584 | 0 | 653.374 | 0 | 2244.0584 | 0 | 790.5834 | 0 | 2244.0584 | 0 | 2571.9676 | 2986.786 | 2897.4324 | 3034.6418
115087 | 242.131 | 1220 | 2 | None | Electric, 100% Usage | EnergyStar, 100% Usage | Electric, 100% Usage | 290 Rated kWh, 100% Usage | 400%+ | None | None | Single-Family Detached | Single-Family Detached | Single-Family Detached | 1000-1499 | 0-1499 | 2 | Electricity | 100% Conditioned | Heat Pump | None | Electricity ASHP | None | 160000-179999 | 100% LED | Occupied | 1990s | Electricity | Yes | 0 | 526.9418 | 30.7725 | 1026.0418 | 3695.0401 | 125.7275 | 0 | 383.0439 | 1143.5633 | 5427.6762 | 0 | 0 | 2870.045 | 26.9625 | 0 | 375.131 | 16.412 | 2547.9599 | 0 | 0 | 0 | 471.2583 | 914.0887 | 0 | 0 | 0 | 0 | 0 | 0 | 0 | 0 | 0 | 0 | 0 | 0 | 0 | 0 | 0 | 0 | 0 | 0 | 0 | 19580.9574 | 19580.9574 | 19580.9574 | 19580.9574 | 0 | 0 | 0 | 3417.2556 | 0 | 0 | 0 | 7702.0275 | 0 | 0 | 0 | 6749.7525 | 0 | 0 | 0 | 8095.2413 | 0 | 0 | 0 | 3417.2556 | 7702.0275 | 6749.7525 | 8095.2413
115148 | 242.131 | 1220 | 3 | Standard Efficiency | Gas, 80% Usage | EnergyStar, 80% Usage | Electric, 80% Usage | 290 Rated kWh, 80% Usage | 400%+ | None | None | Single-Family Detached | Single-Family Detached | Single-Family Detached | 1000-1499 | 0-1499 | 1 | Fuel Oil | 100% Conditioned | Central AC | None | Fuel Oil Fuel Furnace | None | 100000-119999 | 100% Incandescent | Occupied | 2000s | Electricity | Yes | 67.9925 | 37.5131 | 24.618 | 663.2198 | 2264.5602 | 100.5234 | 319.7405 | 146.5355 | 0 | 0 | 0 | 0 | 1763.9948 | 160.896 | 0 | 1535.3993 | 21.9803 | 1273.9799 | 0 | 0 | 0 | 377.1825 | 434.0383 | 0 | 0 | 11911.8736 | 0 | 498.2208 | 0 | 0 | 0 | 0 | 0 | 0 | 0 | 0 | 0 | 0 | 0 | 0 | 0 | 0 | 21602.2686 | 21602.2686 | 9192.1741 | 9192.1741 | 11911.8736 | 498.2208 | 0 | 1557.9229 | 3611.6335 | 113.5968 | 0 | 3394.6971 | 3611.6335 | 113.5968 | 0 | 3003.0423 | 3611.6335 | 113.5968 | 0 | 3592.7482 | 3611.6335 | 113.5968 | 0 | 5283.1532 | 7119.9274 | 6728.2726 | 7317.9785
115167 | 242.131 | 1675 | 3 | None | Electric, 80% Usage | EnergyStar, 80% Usage | Electric, 80% Usage | 290 Rated kWh, 80% Usage | 150-200% | None | 5 | Single-Family Attached | Single-Family Attached | Single-Family Attached | 1500-1999 | 1500-2499 | 2 | Electricity | 100% Conditioned | Heat Pump | None | Electricity ASHP | None | 30000-34999 | 100% LED | Vacant | 1970s | Electricity | Yes | 0 | 0 | 0 | 369.2695 | 1341.3863 | 0 | 319.7405 | 155.6207 | 133.6404 | 1407.3273 | 0 | 0 | 346.41 | 0 | 0 | 0 | 21.9803 | 0 | 0 | 0 | 0 | 0 | 434.0383 | 0 | 0 | 0 | 0 | 0 | 0 | 0 | 0 | 0 | 0 | 0 | 0 | 0 | 0 | 0 | 0 | 0 | 0 | 0 | 4529.4134 | 4529.4134 | 4529.4134 | 4529.4134 | 0 | 0 | 0 | 831.2357 | 0 | 0 | 0 | 1850.3149 | 0 | 0 | 0 | 1624.5765 | 0 | 0 | 0 | 1891.7664 | 0 | 0 | 0 | 831.2357 | 1850.3149 | 1624.5765 | 1891.7664
115200 | 242.131 | 853 | 1 | Standard Efficiency | None | None | Electric, 80% Usage | None | 400%+ | 67 | None | 50 or more Unit | Multifamily with 5+ units, 1-3 stories | Multi-Family with 5+ Units | 750-999 | 0-1499 | 3 | Electricity | 100% Conditioned | Heat Pump | Heating Only | Electricity Shared Heating | Boiler Baseboards Heating Only, Electricity | 120000-139999 | 100% LED | Occupied | 1980s | Natural Gas | Yes | 67.9925 | 0 | 0 | 0 | 0 | 0 | 0 | 89.3867 | 0 | 2356.5845 | 0 | 0 | 0 | 23.7388 | 0 | 298.0533 | 16.412 | 733.2638 | 0 | 0 | 0 | 277.5383 | 434.0383 | 0 | 0 | 0 | 0 | 0 | 0 | 0 | 0 | 0 | 0 | 1915.2194 | 0 | 0 | 0 | 0 | 0 | 0 | 0 | 0 | 6212.5205 | 6212.5205 | 4297.3011 | 4297.3011 | 0 | 1915.2194 | 0 | 748.9699 | 0 | 436.6353 | 0 | 1756.111 | 0 | 436.6353 | 0 | 1525.4071 | 0 | 436.6353 | 0 | 1882.1321 | 0 | 436.6353 | 0 | 1185.6052 | 2192.7463 | 1962.0424 | 2318.7674
115273 | 242.131 | 1220 | 3 | Standard Efficiency | Electric, 100% Usage | EnergyStar, 100% Usage | Electric, 100% Usage | None | 200-300% | None | None | Single-Family Detached | Single-Family Detached | Single-Family Detached | 1000-1499 | 0-1499 | 1 | Other Fuel | 100% Conditioned | Central AC | None | None | None | 35000-39999 | 100% Incandescent | Occupied | 1980s | Electricity | Yes | 67.9925 | 400.042 | 23.4457 | 537.4923 | 2313.503 | 0 | 0 | 0 | 0 | 0 | 0 | 0 | 2177.5181 | 160.896 | 0 | 1535.3993 | 21.9803 | 2233.2016 | 0 | 0 | 0 | 405.6104 | 434.0383 | 327.0673 | 0 | 0 | 0 | 0 | 0 | 0 | 0 | 0 | 0 | 0 | 0 | 0 | 0 | 0 | 0 | 0 | 0 | 0 | 10638.4798 | 10638.4798 | 10638.4798 | 10638.4798 | 0 | 0 | 0 | 1794.1284 | 0 | 0 | 0 | 3960.9505 | 0 | 0 | 0 | 3658.9763 | 0 | 0 | 0 | 4363.5604 | 0 | 0 | 0 | 1794.1284 | 3960.9505 | 3658.9763 | 4363.5604
115287 | 242.131 | 1138 | 2 | None | Electric, 120% Usage | EnergyStar, 120% Usage | Electric, 120% Usage | None | 400%+ | 16 | None | 10 to 19 Unit | Multifamily with 5+ units, 1-3 stories | Multi-Family with 5+ Units | 1000-1499 | 0-1499 | 2 | Propane | 100% Conditioned | Room AC | Heating Only | Propane Shared Heating | Boiler Baseboards Heating Only, Propane | 160000-179999 | 100% Incandescent | Occupied | 1980s | Propane | Yes | 0 | 347.5823 | 20.2219 | 0 | 1183.1279 | 0 | 0 | 46.8914 | 0 | 0 | 0 | 0 | 0 | 156.793 | 0 | 1465.0623 | 16.412 | 3162.5299 | 0 | 0 | 0 | 416.454 | 434.0383 | 0 | 0 | 0 | 0 | 0 | 0 | 0 | 0 | 0 | 0 | 0 | 0 | 0 | 0 | 0 | 0 | 2239.9422 | 3884.9501 | 0 | 13374.2983 | 13374.2983 | 7249.406 | 7249.406 | 0 | 0 | 6124.8923 | 1265.442 | 0 | 0 | 1685.4676 | 2767.2509 | 0 | 0 | 1685.4676 | 2437.3092 | 0 | 0 | 1685.4676 | 2945.9387 | 0 | 0 | 1685.4676 | 2950.9096 | 4452.7185 | 4122.7768 | 4631.4063
115300 | 242.131 | 2663 | 3 | Standard Efficiency | Electric, 100% Usage | Standard, 100% Usage | Propane, 100% Usage | None | 400%+ | None | None | Single-Family Detached | Single-Family Detached | Single-Family Detached | 2500-2999 | 2500-3999 | 1 | Propane | 60% Conditioned | Central AC | None | Propane Fuel Furnace | None | 160000-179999 | 100% CFL | Occupied | 1980s | Propane | Yes | 81.7668 | 762.864 | 28.4279 | 519.3219 | 2664.8952 | 0 | 319.7405 | 463.6384 | 0 | 0 | 0 | 0 | 0 | 58.3211 | 24.911 | 887.4192 | 21.9803 | 2692.1508 | 0 | 0 | 0 | 27.8418 | 434.0383 | 402.3866 | 0 | 0 | 0 | 0 | 0 | 0 | 0 | 0 | 0 | 0 | 0 | 0 | 0 | 0 | 0 | 18657.1974 | 3833.9557 | 813.5653 | 32693.8363 | 32693.8363 | 9389.4109 | 9389.4109 | 0 | 0 | 23304.7184 | 1623.9582 | 0 | 0 | 6413.0867 | 3567.9884 | 0 | 0 | 6413.0867 | 3154.7694 | 0 | 0 | 6413.0867 | 3725.5514 | 0 | 0 | 6413.0867 | 8037.0449 | 9981.0751 | 9567.8561 | 10138.6381
115348 | 242.131 | 1138 | 2 | Standard Efficiency | None | None | Gas, 100% Usage | 318 Rated kWh, 100% Usage | 300-400% | 12 | None | 10 to 19 Unit | Multifamily with 5+ units, 1-3 stories | Multi-Family with 5+ Units | 1000-1499 | 0-1499 | 3 | Natural Gas | 100% Conditioned | Central AC | None | Natural Gas Fuel Furnace | None | 60000-69999 | 100% Incandescent | Occupied | 1980s | Natural Gas | Yes | 67.9925 | 0 | 0 | 903.8312 | 2585.7661 | 88.5075 | 319.7405 | 101.6957 | 0 | 0 | 0 | 0 | 0 | 156.793 | 0 | 1465.0623 | 16.412 | 1776.3038 | 0 | 0 | 0 | 26.6695 | 727.1093 | 0 | 0 | 0 | 0 | 0 | 0 | 0 | 0 | 9925.4379 | 0 | 3528.5757 | 0 | 0 | 781.0344 | 0 | 0 | 0 | 0 | 0 | 22470.9312 | 22470.9312 | 8235.8832 | 8235.8832 | 0 | 14235.048 | 0 | 1336.6161 | 0 | 3245.2774 | 0 | 2916.7092 | 0 | 3245.2774 | 0 | 2584.9458 | 0 | 3245.2774 | 0 | 3105.922 | 0 | 3245.2774 | 0 | 4581.8935 | 6161.9866 | 5830.2232 | 6351.1995
115350 | 242.131 | 1220 | 2 | None | Electric, 100% Usage | EnergyStar, 100% Usage | Electric, 100% Usage | None | 400%+ | None | None | Single-Family Detached | Single-Family Detached | Single-Family Detached | 1000-1499 | 0-1499 | 1 | Electricity | 100% Conditioned | Heat Pump | None | Electricity ASHP | None | 80000-99999 | 100% Incandescent | Occupied | 1970s | Electricity | Yes | 0 | 400.042 | 23.4457 | 1107.2225 | 3494.2864 | 0 | 319.7405 | 380.1132 | 782.2067 | 6354.0739 | 0 | 0 | 2125.6445 | 160.896 | 0 | 1535.3993 | 16.412 | 2233.2016 | 0 | 0 | 0 | 405.6104 | 434.0383 | 0 | 0 | 0 | 0 | 0 | 0 | 0 | 0 | 0 | 0 | 0 | 0 | 0 | 0 | 0 | 0 | 0 | 0 | 0 | 19772.0397 | 19772.0397 | 19772.0397 | 19772.0397 | 0 | 0 | 0 | 3441.6353 | 0 | 0 | 0 | 7783.6972 | 0 | 0 | 0 | 6819.7055 | 0 | 0 | 0 | 8167.5067 | 0 | 0 | 0 | 3441.6353 | 7783.6972 | 6819.7055 | 8167.5067
115356 | 242.131 | 853 | 2 | Standard Efficiency | None | None | Propane, 100% Usage | None | 300-400% | 67 | None | 50 or more Unit | Multifamily with 5+ units, 8+ stories | Multi-Family with 5+ Units | 750-999 | 0-1499 | 10 | Electricity | 100% Conditioned | Heat Pump | None | Electricity ASHP | None | 60000-69999 | 100% CFL | Occupied | 2010s | Electricity | Yes | 67.9925 | 0 | 0 | 575.5916 | 1768.0978 | 0 | 0 | 89.9728 | 98.765 | 1544.1915 | 0 | 0 | 1882.9816 | 35.7547 | 0 | 390.3707 | 16.412 | 1661.713 | 0 | 0 | 0 | 26.6695 | 434.0383 | 0 | 0 | 0 | 0 | 0 | 0 | 0 | 0 | 0 | 0 | 0 | 0 | 0 | 0 | 0 | 0 | 0 | 0 | 781.0344 | 9373.292 | 9373.292 | 8592.2576 | 8592.2576 | 0 | 0 | 781.0344 | 1471.3779 | 0 | 0 | 214.9288 | 3288.5084 | 0 | 0 | 214.9288 | 2892.2261 | 0 | 0 | 214.9288 | 3474.7031 | 0 | 0 | 214.9288 | 1686.3067 | 3503.4372 | 3107.1549 | 3689.6319
115359 | 242.131 | 2152 | 4 | Standard Efficiency, No usage | None | None | Electric, 100% Usage | 318 Rated kWh, 100% Usage | 100-150% | None | 8 | Single-Family Attached | Single-Family Attached | Single-Family Attached | 2000-2499 | 1500-2499 | 2 | Natural Gas | 100% Conditioned | Central AC | None | Natural Gas Fuel Furnace | None | 25000-29999 | 100% CFL | Vacant | 1970s | Natural Gas | Yes | 0 | 0 | 0 | 240.9044 | 1450.9949 | 0 | 0 | 154.1554 | 0 | 0 | 0 | 0 | 0 | 0 | 0 | 0 | 21.9803 | 0 | 0 | 0 | 0 | 0 | 480.0504 | 0 | 0 | 0 | 0 | 0 | 0 | 0 | 0 | 6181.455 | 0 | 1603.3918 | 0 | 0 | 0 | 0 | 0 | 0 | 0 | 0 | 10132.3461 | 10132.3461 | 2347.7923 | 2347.7923 | 0 | 7784.8468 | 0 | 458.8091 | 0 | 1774.7613 | 0 | 988.8019 | 0 | 1774.7613 | 0 | 879.3677 | 0 | 1774.7613 | 0 | 976.9046 | 0 | 1774.7613 | 0 | 2233.5705 | 2763.5632 | 2654.1291 | 2751.6659
115370 | 242.131 | 1138 | 2 | Standard Efficiency | None | None | Gas, 80% Usage | None | 400%+ | 6 | None | 5 to 9 Unit | Multifamily with 5+ units, 1-3 stories | Multi-Family with 5+ Units | 1000-1499 | 0-1499 | 2 | Natural Gas | 40% Conditioned | Room AC | Heating Only | Natural Gas Shared Heating | Boiler Baseboards Heating Only, Natural Gas | 120000-139999 | 100% Incandescent | Occupied | 1960s | Natural Gas | No | 67.9925 | 0 | 0 | 0 | 807.7039 | 0 | 0 | 153.8623 | 0 | 0 | 0 | 0 | 0 | 156.793 | 0 | 1465.0623 | 16.412 | 790.7057 | 0 | 0 | 0 | 19.0496 | 434.0383 | 0 | 0 | 0 | 0 | 0 | 0 | 0 | 0 | 7851.667 | 0 | 1399.4144 | 0 | 0 | 555.9558 | 0 | 0 | 0 | 0 | 0 | 13718.0706 | 13718.0706 | 3911.3265 | 3911.3265 | 0 | 9806.7441 | 0 | 670.5819 | 0 | 2235.7427 | 0 | 1493.0732 | 0 | 2235.7427 | 0 | 1317.587 | 0 | 2235.7427 | 0 | 1566.7761 | 0 | 2235.7427 | 0 | 2906.3246 | 3728.816 | 3553.3297 | 3802.5188
115515 | 242.131 | 2663 | 3 | Standard Efficiency | Electric, 120% Usage | EnergyStar, 120% Usage | Electric, 120% Usage | None | 400%+ | None | None | Single-Family Detached | Single-Family Detached | Single-Family Detached | 2500-2999 | 2500-3999 | 2 | Natural Gas | 100% Conditioned | Central AC | None | Natural Gas Fuel Furnace | None | 120000-139999 | 100% Incandescent | Occupied | 1950s | Natural Gas | Yes | 67.9925 | 480.0504 | 28.1348 | 1433.9967 | 8377.1435 | 0 | 0 | 1642.3703 | 0 | 0 | 0 | 0 | 0 | 233.2846 | 99.9372 | 2774.2107 | 21.9803 | 5384.3017 | 0 | 0 | 0 | 486.498 | 434.0383 | 0 | 0 | 0 | 0 | 0 | 0 | 0 | 0 | 69349.9934 | 0 | 6134.5636 | 0 | 0 | 0 | 0 | 0 | 0 | 0 | 0 | 96948.4961 | 96948.4961 | 21463.939 | 21463.939 | 0 | 75484.5571 | 0 | 3742.5326 | 0 | 17208.9253 | 0 | 8000.9761 | 0 | 17208.9253 | 0 | 7097.4868 | 0 | 17208.9253 | 0 | 8415.775 | 0 | 17208.9253 | 0 | 20951.4579 | 25209.9014 | 24306.4121 | 25624.7003
115536 | 242.131 | 1202 | 2 | Standard Efficiency | Electric, 100% Usage | Standard, 100% Usage | Electric, 100% Usage | 318 Rated kWh, 100% Usage | 400%+ | None | 6 | Single-Family Attached | Single-Family Attached | Single-Family Attached | 1000-1499 | 0-1499 | 1 | Electricity | 100% Conditioned | Heat Pump | None | Electricity ASHP | None | 140000-159999 | 100% LED | Occupied | 1970s | Electricity | Yes | 67.9925 | 858.1121 | 32.2378 | 376.8894 | 1452.4602 | 112.5393 | 0 | 298.3463 | 423.7808 | 2680.7211 | 0 | 0 | 2594.2651 | 26.6695 | 0 | 371.321 | 16.412 | 1917.8571 | 0 | 0 | 0 | 431.9868 | 434.0383 | 0 | 0 | 0 | 0 | 0 | 0 | 0 | 0 | 0 | 0 | 0 | 0 | 0 | 0 | 0 | 0 | 0 | 0 | 0 | 12095.6292 | 12095.6292 | 12095.6292 | 12095.6292 | 0 | 0 | 0 | 2087.3976 | 0 | 0 | 0 | 4729.3446 | 0 | 0 | 0 | 4139.3796 | 0 | 0 | 0 | 4982.6165 | 0 | 0 | 0 | 2087.3976 | 4729.3446 | 4139.3796 | 4982.6165
115600 | 242.131 | 2176 | 4 | Standard Efficiency | Electric, 100% Usage | EnergyStar, 100% Usage | Electric, 100% Usage | 318 Rated kWh, 100% Usage | 400%+ | None | None | Single-Family Detached | Single-Family Detached | Single-Family Detached | 2000-2499 | 1500-2499 | 1 | Electricity | 100% Conditioned | Heat Pump | None | Electricity ASHP | None | 120000-139999 | 100% CFL | Occupied | 1980s | Natural Gas | Yes | 81.7668 | 400.042 | 23.4457 | 772.8284 | 3128.8267 | 97.5927 | 0 | 633.3266 | 4553.4452 | 7456.6072 | 0 | 0 | 0 | 52.1667 | 24.911 | 753.7788 | 21.9803 | 2537.1163 | 0 | 0 | 0 | 405.6104 | 914.0887 | 0 | 0 | 0 | 0 | 0 | 0 | 828.805 | 0 | 0 | 0 | 3717.8996 | 0 | 0 | 0 | 0 | 0 | 0 | 0 | 0 | 26403.6519 | 26403.6519 | 21857.2404 | 21857.2404 | 0 | 4546.4115 | 0 | 4044.2899 | 0 | 1036.4962 | 0 | 9243.1552 | 0 | 1036.4962 | 0 | 8048.289 | 0 | 1036.4962 | 0 | 9582.7212 | 0 | 1036.4962 | 0 | 5080.7861 | 10279.6514 | 9084.7852 | 10619.2174
115606 | 242.131 | 617 | 2 | Standard Efficiency, No usage | Electric, 120% Usage | Standard, 120% Usage | Electric, 120% Usage | 318 Rated kWh, 120% Usage | 400%+ | 67 | None | 50 or more Unit | Multifamily with 5+ units, 4-7 stories | Multi-Family with 5+ Units | 500-749 | 0-1499 | 4 | Electricity | 100% Conditioned | Central AC | None | Electricity Electric Furnace | None | 60000-69999 | 100% Incandescent | Vacant | 2010s | Natural Gas | No | 0 | 0 | 0 | 72.9747 | 566.2133 | 0 | 0 | 2.9307 | 0 | 503.4961 | 0 | 0 | 0 | 0 | 0 | 0 | 16.412 | 0 | 0 | 0 | 0 | 0 | 400.042 | 0 | 0 | 0 | 0 | 0 | 0 | 0 | 0 | 0 | 0 | 1577.3085 | 0 | 0 | 0 | 0 | 0 | 0 | 0 | 0 | 3139.3773 | 3139.3773 | 1562.0688 | 1562.0688 | 0 | 1577.3085 | 0 | 264.8417 | 0 | 359.6117 | 0 | 612.7498 | 0 | 359.6117 | 0 | 535.9266 | 0 | 359.6117 | 0 | 629.1235 | 0 | 359.6117 | 0 | 624.4534 | 972.3614 | 895.5383 | 988.7352
115654 | 242.131 | 1202 | 2 | Standard Efficiency, No usage | None | Standard, 120% Usage | Electric, 120% Usage | 318 Rated kWh, 120% Usage | 400%+ | None | 8 | Single-Family Attached | Single-Family Attached | Single-Family Attached | 1000-1499 | 0-1499 | 2 | Electricity | None | None | None | Electricity Baseboard | None | 100000-119999 | 100% Incandescent | Vacant | 1990s | Electricity | Yes | 0 | 0 | 0 | 0 | 0 | 0 | 0 | 0 | 0 | 2135.6089 | 0 | 0 | 330.8772 | 0 | 0 | 0 | 16.412 | 0 | 0 | 0 | 0 | 0 | 434.0383 | 0 | 0 | 0 | 0 | 0 | 0 | 0 | 0 | 0 | 0 | 0 | 0 | 0 | 0 | 0 | 0 | 0 | 0 | 0 | 2916.9364 | 2916.9364 | 2916.9364 | 2916.9364 | 0 | 0 | 0 | 555.7885 | 0 | 0 | 0 | 1238.47 | 0 | 0 | 0 | 1105.2617 | 0 | 0 | 0 | 1350.4243 | 0 | 0 | 0 | 555.7885 | 1238.47 | 1105.2617 | 1350.4243
115728 | 242.131 | 853 | 2 | None | None | None | Electric, 100% Usage | 318 Rated kWh, 100% Usage | 400%+ | 323 | None | 50 or more Unit | Multifamily with 5+ units, 8+ stories | Multi-Family with 5+ Units | 750-999 | 0-1499 | 14 | Electricity | 40% Conditioned | Room AC | None | Electricity Baseboard | None | 50000-59999 | 100% Incandescent | Occupied | 1940s | Electricity | No | 0 | 0 | 0 | 0 | 419.3847 | 64.7687 | 0 | 0 | 0 | 4226.671 | 0 | 0 | 1308.5623 | 142.7256 | 0 | 1220.3479 | 16.412 | 1466.5276 | 0 | 0 | 0 | 346.9961 | 434.0383 | 0 | 0 | 0 | 0 | 0 | 0 | 0 | 0 | 0 | 0 | 0 | 0 | 0 | 0 | 0 | 0 | 0 | 0 | 0 | 9646.4343 | 9646.4343 | 9646.4343 | 9646.4343 | 0 | 0 | 0 | 1645.6803 | 0 | 0 | 0 | 3816.308 | 0 | 0 | 0 | 3327.3209 | 0 | 0 | 0 | 4042.5372 | 0 | 0 | 0 | 1645.6803 | 3816.308 | 3327.3209 | 4042.5372
115826 | 242.131 | 1675 | 4 | Standard Efficiency | Electric, 100% Usage | EnergyStar, 100% Usage | Gas, 100% Usage | 318 Rated kWh, 100% Usage | 300-400% | None | 10 | Single-Family Attached | Single-Family Attached | Single-Family Attached | 1500-1999 | 1500-2499 | 3 | Natural Gas | 100% Conditioned | Central AC | None | Natural Gas Fuel Furnace | None | 100000-119999 | 100% LED | Occupied | 2000s | Natural Gas | Yes | 67.9925 | 610.7601 | 35.7547 | 876.8686 | 3251.9166 | 160.3099 | 0 | 450.7433 | 0 | 0 | 0 | 0 | 0 | 30.4794 | 0 | 470.6721 | 21.9803 | 2252.5442 | 0 | 0 | 0 | 35.4616 | 480.0504 | 0 | 0 | 0 | 0 | 0 | 0 | 0 | 0 | 19476.9172 | 0 | 5716.0581 | 0 | 0 | 1039.8162 | 0 | 0 | 0 | 0 | 0 | 34978.3253 | 34978.3253 | 8745.5338 | 8745.5338 | 0 | 26232.7915 | 0 | 1399.5942 | 0 | 5980.5655 | 0 | 3068.9162 | 0 | 5980.5655 | 0 | 2723.1527 | 0 | 5980.5655 | 0 | 3240.9805 | 0 | 5980.5655 | 0 | 7380.1597 | 9049.4817 | 8703.7182 | 9221.546
115863 | 242.131 | 1690 | 4 | Standard Efficiency | Propane, 120% Usage | EnergyStar, 120% Usage | Electric, 120% Usage | None | 400%+ | None | None | Single-Family Detached | Single-Family Detached | Single-Family Detached | 1500-1999 | 1500-2499 | 2 | Electricity | 100% Conditioned | Heat Pump | None | Electricity ASHP | None | 120000-139999 | 100% CFL | Occupied | 1960s | Electricity | Yes | 67.9925 | 69.4578 | 45.426 | 2091.6482 | 9086.6685 | 0 | 319.7405 | 628.9305 | 1537.4508 | 12307.8127 | 0 | 0 | 7029.0165 | 46.0122 | 0 | 620.1384 | 21.9803 | 6024.3689 | 0 | 0 | 0 | 644.7564 | 914.0887 | 0 | 0 | 0 | 0 | 0 | 0 | 0 | 0 | 0 | 0 | 0 | 0 | 0 | 0 | 924.6392 | 0 | 0 | 0 | 0 | 42380.4213 | 42380.4213 | 41455.7821 | 41455.7821 | 0 | 0 | 924.6392 | 7244.8104 | 0 | 0 | 254.4499 | 16352.4563 | 0 | 0 | 254.4499 | 14335.9311 | 0 | 0 | 254.4499 | 17106.4715 | 0 | 0 | 254.4499 | 7499.2603 | 16606.9062 | 14590.381 | 17360.9214
115864 | 242.131 | 1220 | 3 | Standard Efficiency | Propane, 100% Usage | EnergyStar, 100% Usage | Electric, 100% Usage | 290 Rated kWh, 100% Usage | 400%+ | None | None | Single-Family Detached | Single-Family Detached | Single-Family Detached | 1000-1499 | 0-1499 | 1 | Electricity | 100% Conditioned | Heat Pump | None | Electricity ASHP | None | 70000-79999 | 100% Incandescent | Occupied | 1980s | Natural Gas | Yes | 67.9925 | 35.7547 | 23.4457 | 678.4595 | 2979.0674 | 91.1451 | 319.7405 | 647.394 | 993.5109 | 6699.0185 | 0 | 0 | 0 | 160.896 | 0 | 1535.3993 | 21.9803 | 2233.2016 | 0 | 0 | 0 | 405.6104 | 400.042 | 0 | 0 | 0 | 0 | 0 | 0 | 0 | 0 | 0 | 0 | 3692.1093 | 0 | 0 | 0 | 475.0682 | 0 | 0 | 0 | 0 | 21459.543 | 21459.543 | 17292.3654 | 17292.3654 | 0 | 3692.1093 | 475.0682 | 3065.6852 | 0 | 841.6964 | 130.7544 | 6961.7543 | 0 | 841.6964 | 130.7544 | 6080.242 | 0 | 841.6964 | 130.7544 | 7288.2165 | 0 | 841.6964 | 130.7544 | 4038.136 | 7934.2051 | 7052.6928 | 8260.6673
115884 | 242.131 | 2176 | 3 | Standard Efficiency | Electric, 120% Usage | Standard, 120% Usage | Electric, 120% Usage | None | 0-100% | None | None | Single-Family Detached | Single-Family Detached | Single-Family Detached | 2000-2499 | 1500-2499 | 1 | Electricity | 80% Conditioned | Central AC | None | Electricity Electric Furnace | None | <10000 | 100% Incandescent | Occupied | 1990s | Electricity | Yes | 67.9925 | 630.6889 | 23.7388 | 198.4091 | 1907.5996 | 0 | 0 | 389.4915 | 0 | 16738.7542 | 0 | 0 | 1937.4928 | 208.6666 | 99.9372 | 2355.9983 | 21.9803 | 4445.0089 | 0 | 0 | 0 | 407.3688 | 1160.8545 | 0 | 0 | 0 | 0 | 0 | 0 | 0 | 0 | 0 | 0 | 0 | 0 | 0 | 0 | 0 | 0 | 0 | 0 | 0 | 30594.2751 | 30594.2751 | 30594.2751 | 30594.2751 | 0 | 0 | 0 | 5392.4399 | 0 | 0 | 0 | 12471.671 | 0 | 0 | 0 | 10858.9279 | 0 | 0 | 0 | 13170.1284 | 0 | 0 | 0 | 5392.4399 | 12471.671 | 10858.9279 | 13170.1284
115958 | 242.131 | 617 | 1 | None | None | None | Electric, 80% Usage | None | 400%+ | None | 8 | Single-Family Attached | Single-Family Attached | Single-Family Attached | 500-749 | 0-1499 | 1 | Natural Gas | 100% Conditioned | Central AC | None | Natural Gas Fuel Furnace | None | 80000-99999 | 100% LED | Occupied | 1990s | Natural Gas | Yes | 0 | 0 | 0 | 504.0822 | 2103.078 | 0 | 0 | 70.6301 | 0 | 0 | 0 | 0 | 0 | 21.6873 | 0 | 248.8173 | 16.412 | 782.7928 | 0 | 0 | 0 | 277.5383 | 480.0504 | 0 | 0 | 0 | 0 | 0 | 0 | 0 | 0 | 5055.1829 | 0 | 2087.8383 | 0 | 0 | 0 | 0 | 0 | 0 | 0 | 0 | 11648.1097 | 11648.1097 | 4505.0885 | 4505.0885 | 0 | 7143.0212 | 0 | 774.9145 | 0 | 1628.4542 | 0 | 1657.0709 | 0 | 1628.4542 | 0 | 1472.6666 | 0 | 1628.4542 | 0 | 1744.0999 | 0 | 1628.4542 | 0 | 2403.3687 | 3285.5251 | 3101.1208 | 3372.5541
115989 | 242.131 | 3241 | 4 | Standard Efficiency | None | None | Electric, 100% Usage | 318 Rated kWh, 100% Usage | 400%+ | None | 7 | Single-Family Attached | Single-Family Attached | Single-Family Attached | 3000-3999 | 2500-3999 | 3 | Natural Gas | None | None | None | Natural Gas Fuel Furnace | None | 200000+ | 100% LED | Occupied | <1940 | Natural Gas | Yes | 67.9925 | 0 | 0 | 0 | 0 | 184.3417 | 0 | 2700.3568 | 0 | 0 | 0 | 0 | 0 | 43.6676 | 0 | 798.9117 | 21.9803 | 2624.1584 | 0 | 0 | 0 | 559.4727 | 480.0504 | 0 | 0 | 0 | 0 | 0 | 0 | 0 | 0 | 108304.1208 | 0 | 5927.6555 | 0 | 0 | 0 | 0 | 0 | 0 | 0 | 0 | 121713.0015 | 121713.0015 | 7481.2252 | 7481.2252 | 0 | 114231.7763 | 0 | 1275.0336 | 0 | 26042.4893 | 0 | 2931.1987 | 0 | 26042.4893 | 0 | 2557.5747 | 0 | 26042.4893 | 0 | 3117.4769 | 0 | 26042.4893 | 0 | 27317.5229 | 28973.688 | 28600.064 | 29159.9661
116038 | 242.131 | 617 | 2 | Standard Efficiency | Electric, 80% Usage | EnergyStar, 80% Usage | Gas, 80% Usage | 318 Rated kWh, 80% Usage | 200-300% | None | 8 | Single-Family Attached | Single-Family Attached | Single-Family Attached | 500-749 | 0-1499 | 1 | Natural Gas | 100% Conditioned | Central AC | None | Natural Gas Fuel Furnace | None | 45000-49999 | 100% CFL | Occupied | 1950s | Natural Gas | Yes | 67.9925 | 296.0018 | 17.2912 | 228.5954 | 1299.1841 | 70.9232 | 0 | 286.6235 | 0 | 0 | 0 | 0 | 0 | 32.824 | 0 | 325.602 | 16.412 | 848.4407 | 0 | 0 | 0 | 21.3942 | 434.0383 | 0 | 0 | 0 | 0 | 0 | 0 | 0 | 0 | 11486.3344 | 0 | 2555.2867 | 0 | 0 | 624.8275 | 0 | 0 | 0 | 0 | 0 | 18612.0644 | 18612.0644 | 3945.3227 | 3945.3227 | 0 | 14666.7417 | 0 | 666.7558 | 0 | 3343.6961 | 0 | 1428.7375 | 0 | 3343.6961 | 0 | 1265.1417 | 0 | 3343.6961 | 0 | 1528.6208 | 0 | 3343.6961 | 0 | 4010.4519 | 4772.4336 | 4608.8378 | 4872.3169
116323 | 242.131 | 2152 | 3 | Standard Efficiency | Electric, 80% Usage | Standard, 80% Usage | Electric, 80% Usage | 318 Rated kWh, 80% Usage | 400%+ | None | 8 | Single-Family Attached | Single-Family Attached | Single-Family Attached | 2000-2499 | 1500-2499 | 2 | Electricity | 100% Conditioned | Central AC | None | Electricity Electric Furnace | None | 200000+ | 100% LED | Occupied | 2000s | Electricity | Yes | 67.9925 | 441.9512 | 16.412 | 358.719 | 2479.0882 | 51.5805 | 0 | 434.6244 | 0 | 18602.3931 | 0 | 0 | 966.8415 | 34.5824 | 0 | 570.6094 | 21.9803 | 900.9005 | 0 | 0 | 0 | 277.5383 | 434.0383 | 0 | 0 | 0 | 0 | 0 | 0 | 0 | 0 | 0 | 0 | 0 | 0 | 0 | 0 | 0 | 0 | 0 | 0 | 0 | 25659.8375 | 25659.8375 | 25659.8375 | 25659.8375 | 0 | 0 | 0 | 4560.063 | 0 | 0 | 0 | 10587.6329 | 0 | 0 | 0 | 9197.6975 | 0 | 0 | 0 | 11173.0066 | 0 | 0 | 0 | 4560.063 | 10587.6329 | 9197.6975 | 11173.0066
116327 | 242.131 | 853 | 1 | None | Electric, 100% Usage | Standard, 100% Usage | Gas, 100% Usage | 290 Rated kWh, 100% Usage | 400%+ | 8 | None | 5 to 9 Unit | Multifamily with 5+ units, 1-3 stories | Multi-Family with 5+ Units | 750-999 | 0-1499 | 2 | Natural Gas | 60% Conditioned | Room AC | None | Natural Gas Fuel Boiler | None | 60000-69999 | 100% Incandescent | Occupied | 1960s | Natural Gas | No | 0 | 552.439 | 20.808 | 0 | 1838.1418 | 60.3726 | 0 | 75.9054 | 0 | 0 | 0 | 0 | 0 | 142.7256 | 0 | 1220.3479 | 16.412 | 1466.5276 | 0 | 0 | 0 | 23.7388 | 434.0383 | 0 | 0 | 0 | 0 | 0 | 0 | 0 | 0 | 10133.8115 | 0 | 2934.8137 | 0 | 0 | 694.8715 | 0 | 0 | 0 | 0 | 0 | 19614.6606 | 19614.6606 | 5851.1639 | 5851.1639 | 0 | 13763.4967 | 0 | 1018.2359 | 0 | 3137.791 | 0 | 2201.7628 | 0 | 3137.791 | 0 | 1946.0528 | 0 | 3137.791 | 0 | 2331.8807 | 0 | 3137.791 | 0 | 4156.0269 | 5339.5538 | 5083.8438 | 5469.6717
116357 | 242.131 | 1690 | 3 | Standard Efficiency | Electric, 100% Usage | Standard, 100% Usage | Electric, 100% Usage | 290 Rated kWh, 100% Usage | 200-300% | None | None | Single-Family Detached | Single-Family Detached | Single-Family Detached | 1500-1999 | 1500-2499 | 1 | Fuel Oil | 100% Conditioned | Central AC | None | Fuel Oil Fuel Furnace | None | 40000-44999 | 100% LED | Occupied | 1960s | Electricity | Yes | 67.9925 | 762.864 | 28.4279 | 798.9117 | 2763.3671 | 91.1451 | 0 | 687.2517 | 0 | 0 | 0 | 0 | 2518.6528 | 30.7725 | 16.7051 | 473.6028 | 21.9803 | 2382.6678 | 0 | 0 | 0 | 405.6104 | 868.0765 | 0 | 0 | 38940.9392 | 0 | 0 | 0 | 0 | 0 | 0 | 0 | 0 | 0 | 0 | 0 | 0 | 0 | 0 | 0 | 0 | 50858.6743 | 50858.6743 | 11917.7351 | 11917.7351 | 38940.9392 | 0 | 0 | 1952.5074 | 11806.8139 | 0 | 0 | 4257.7468 | 11806.8139 | 0 | 0 | 3767.4117 | 11806.8139 | 0 | 0 | 4547.288 | 11806.8139 | 0 | 0 | 13759.3213 | 16064.5607 | 15574.2256 | 16354.1019
116358 | 242.131 | 2663 | 3 | Standard Efficiency | Electric, 100% Usage | EnergyStar, 100% Usage | Propane, 100% Usage | 290 Rated kWh, 100% Usage | 400%+ | None | None | Single-Family Detached | Single-Family Detached | Single-Family Detached | 2500-2999 | 2500-3999 | 1 | Fuel Oil | None | None | None | Fuel Oil Fuel Furnace | None | 140000-159999 | 100% CFL | Occupied | 1980s | Electricity | Yes | 67.9925 | 400.042 | 23.4457 | 0 | 0 | 91.1451 | 319.7405 | 750.8481 | 0 | 0 | 0 | 0 | 2195.1023 | 58.3211 | 24.911 | 887.4192 | 21.9803 | 2692.1508 | 0 | 0 | 0 | 27.8418 | 834.0803 | 402.3866 | 0 | 30103.6742 | 0 | 0 | 0 | 0 | 0 | 0 | 0 | 0 | 0 | 0 | 0 | 0 | 0 | 0 | 0 | 813.5653 | 39714.3538 | 39714.3538 | 8797.1143 | 8797.1143 | 30103.6742 | 0 | 813.5653 | 1500.538 | 9127.4311 | 0 | 223.8565 | 3381.3928 | 9127.4311 | 0 | 223.8565 | 2964.8993 | 9127.4311 | 0 | 223.8565 | 3612.1443 | 9127.4311 | 0 | 223.8565 | 10851.8255 | 12732.6803 | 12316.1868 | 12963.4318
116380 | 242.131 | 617 | 1 | None | None | None | Electric, 80% Usage | 318 Rated kWh, 80% Usage | 0-100% | 16 | None | 10 to 19 Unit | Multifamily with 5+ units, 4-7 stories | Multi-Family with 5+ Units | 500-749 | 0-1499 | 4 | Electricity | 100% Conditioned | Central AC | None | Electricity Electric Furnace | None | 10000-14999 | 100% Incandescent | Occupied | 1970s | Electricity | Yes | 0 | 0 | 0 | 185.2209 | 1256.3957 | 51.5805 | 0 | 165.8782 | 0 | 7099.0605 | 0 | 0 | 392.1291 | 130.7097 | 0 | 1017.8358 | 16.412 | 685.7863 | 0 | 0 | 0 | 277.5383 | 434.0383 | 0 | 0 | 0 | 0 | 0 | 0 | 0 | 0 | 0 | 0 | 0 | 0 | 0 | 0 | 0 | 0 | 0 | 0 | 0 | 11712.8784 | 11712.8784 | 11712.8784 | 11712.8784 | 0 | 0 | 0 | 2153.7514 | 0 | 0 | 0 | 4925.4448 | 0 | 0 | 0 | 4287.7665 | 0 | 0 | 0 | 5191.8233 | 0 | 0 | 0 | 2153.7514 | 4925.4448 | 4287.7665 | 5191.8233
116443 | 242.131 | 853 | 1 | Standard Efficiency | Electric, 100% Usage | EnergyStar, 100% Usage | Electric, 100% Usage | None | 200-300% | 67 | None | 50 or more Unit | Multifamily with 5+ units, 4-7 stories | Multi-Family with 5+ Units | 750-999 | 0-1499 | 4 | Electricity | 100% Conditioned | Heat Pump | Heating Only | Electricity Shared Heating | Boiler Baseboards Heating Only, Electricity | 35000-39999 | 100% CFL | Occupied | 2000s | Electricity | Yes | 67.9925 | 289.8473 | 16.9981 | 0 | 0 | 0 | 0 | 8.206 | 0 | 79.4223 | 0 | 0 | 1136.5296 | 35.7547 | 0 | 390.3707 | 16.412 | 1466.5276 | 0 | 0 | 0 | 346.9961 | 480.0504 | 0 | 0 | 0 | 0 | 0 | 0 | 0 | 0 | 0 | 0 | 0 | 0 | 0 | 0 | 0 | 0 | 0 | 0 | 0 | 4334.8142 | 4334.8142 | 4334.8142 | 4334.8142 | 0 | 0 | 0 | 744.5252 | 0 | 0 | 0 | 1659.6967 | 0 | 0 | 0 | 1455.7217 | 0 | 0 | 0 | 1780.2879 | 0 | 0 | 0 | 744.5252 | 1659.6967 | 1455.7217 | 1780.2879
116503 | 242.131 | 3301 | 3 | Standard Efficiency | Electric, 100% Usage | Standard, 100% Usage | Electric, 100% Usage | 290 Rated kWh, 100% Usage | 400%+ | None | None | Single-Family Detached | Single-Family Detached | Single-Family Detached | 3000-3999 | 2500-3999 | 2 | Fuel Oil | 100% Conditioned | Central AC | None | Fuel Oil Fuel Furnace | None | 80000-99999 | 100% LED | Occupied | 1980s | Electricity | Yes | 81.7668 | 525.7695 | 19.6358 | 1135.0643 | 9280.0954 | 56.5627 | 0 | 868.9557 | 0 | 0 | 0 | 0 | 1251.7065 | 44.2537 | 16.7051 | 811.5138 | 21.9803 | 2580.1977 | 0 | 0 | 0 | 339.6694 | 1356.0398 | 0 | 0 | 34975.1015 | 0 | 0 | 0 | 0 | 0 | 0 | 0 | 0 | 0 | 0 | 0 | 0 | 0 | 0 | 0 | 0 | 53364.1389 | 53364.1389 | 18389.0374 | 18389.0374 | 34975.1015 | 0 | 0 | 2995.6565 | 10604.38 | 0 | 0 | 6669.0643 | 10604.38 | 0 | 0 | 5933.4468 | 10604.38 | 0 | 0 | 6789.8478 | 10604.38 | 0 | 0 | 13600.0364 | 17273.4443 | 16537.8268 | 17394.2278
116624 | 242.131 | 8194 | 5 | Standard Efficiency | None | None | Electric, 100% Usage | 318 Rated kWh, 100% Usage | 400%+ | None | None | Single-Family Detached | Single-Family Detached | Single-Family Detached | 4000+ | 4000+ | 3 | Natural Gas | 40% Conditioned | Room AC | None | Natural Gas Fuel Wall/Floor Furnace | None | 200000+ | 100% CFL | Occupied | <1940 | Natural Gas | Yes | 67.9925 | 0 | 0 | 0 | 4395.4799 | 171.7396 | 0 | 0 | 0 | 0 | 0 | 0 | 0 | 127.4859 | 0 | 2406.1135 | 27.2556 | 5080.387 | 0 | 0 | 0 | 537.1993 | 783.9651 | 0 | 0 | 0 | 0 | 0 | 0 | 0 | 0 | 73560.8386 | 0 | 5954.9111 | 0 | 0 | 0 | 0 | 0 | 0 | 0 | 0 | 93113.6611 | 93113.6611 | 13598.2046 | 13598.2046 | 0 | 79515.4566 | 0 | 2351.2609 | 0 | 18127.913 | 0 | 5081.0279 | 0 | 18127.913 | 0 | 4500.1321 | 0 | 18127.913 | 0 | 5349.4824 | 0 | 18127.913 | 0 | 20479.1739 | 23208.9408 | 22628.045 | 23477.3954
116638 | 242.131 | 885 | 3 | Standard Efficiency, No usage | Electric, 120% Usage | EnergyStar, 120% Usage | Electric, 120% Usage | 318 Rated kWh, 120% Usage | 150-200% | None | None | Mobile Home | Mobile Home | Mobile Home | 750-999 | 0-1499 | 1 | Propane | None | None | None | Propane Fuel Furnace | None | 30000-34999 | 100% Incandescent | Vacant | 1990s | Electricity | Yes | 0 | 0 | 0 | 0 | 0 | 0 | 0 | 122.7968 | 0 | 0 | 0 | 0 | 321.499 | 0 | 0 | 0 | 21.9803 | 0 | 0 | 0 | 0 | 0 | 434.0383 | 0 | 0 | 0 | 0 | 0 | 0 | 0 | 0 | 0 | 0 | 0 | 0 | 0 | 0 | 0 | 0 | 4932.6792 | 0 | 0 | 5832.9935 | 5832.9935 | 900.3143 | 900.3143 | 0 | 0 | 4932.6792 | 154.8387 | 0 | 0 | 1357.4255 | 352.0702 | 0 | 0 | 1357.4255 | 308.5095 | 0 | 0 | 1357.4255 | 371.4196 | 0 | 0 | 1357.4255 | 1512.2643 | 1709.4957 | 1665.935 | 1728.8451
116643 | 242.131 | 1202 | 3 | Standard Efficiency | Electric, 120% Usage | EnergyStar, 120% Usage | Electric, 120% Usage | 290 Rated kWh, 120% Usage | 400%+ | None | 24 | Single-Family Attached | Single-Family Attached | Single-Family Attached | 1000-1499 | 0-1499 | 1 | Electricity | 100% Conditioned | Central AC | None | Electricity Electric Furnace | None | 100000-119999 | 100% LED | Occupied | <1940 | Propane | Yes | 67.9925 | 347.5823 | 20.2219 | 233.5776 | 1761.0641 | 72.3886 | 0 | 309.19 | 0 | 13227.7627 | 0 | 0 | 0 | 26.6695 | 0 | 371.321 | 21.9803 | 3311.41 | 0 | 0 | 0 | 416.454 | 480.0504 | 0 | 0 | 0 | 0 | 0 | 0 | 0 | 0 | 0 | 0 | 0 | 0 | 0 | 0 | 0 | 0 | 0 | 3379.1094 | 0 | 24046.7744 | 24046.7744 | 20667.6649 | 20667.6649 | 0 | 0 | 3379.1094 | 3557.6592 | 0 | 0 | 929.9047 | 8278.7008 | 0 | 0 | 929.9047 | 7193.0038 | 0 | 0 | 929.9047 | 8745.2214 | 0 | 0 | 929.9047 | 4487.5639 | 9208.6055 | 8122.9086 | 9675.1262
116652 | 242.131 | 1220 | 2 | None | Electric, 80% Usage | EnergyStar, 80% Usage | Electric, 80% Usage | 290 Rated kWh, 80% Usage | 150-200% | None | None | Single-Family Detached | Single-Family Detached | Single-Family Detached | 1000-1499 | 0-1499 | 1 | Electricity | 40% Conditioned | Room AC | None | Electricity Baseboard | None | 20000-24999 | 100% CFL | Occupied | <1940 | Electricity | Yes | 0 | 220.6825 | 12.8951 | 0 | 972.1167 | 45.1329 | 0 | 0 | 0 | 13974.2148 | 0 | 0 | 790.9988 | 40.1507 | 0 | 491.1871 | 16.412 | 959.2216 | 0 | 0 | 0 | 271.6769 | 434.0383 | 0 | 0 | 0 | 0 | 0 | 0 | 0 | 0 | 0 | 0 | 0 | 0 | 0 | 0 | 0 | 0 | 0 | 0 | 0 | 18228.7275 | 18228.7275 | 18228.7275 | 18228.7275 | 0 | 0 | 0 | 3361.6919 | 0 | 0 | 0 | 7752.6819 | 0 | 0 | 0 | 6720.9208 | 0 | 0 | 0 | 8150.3713 | 0 | 0 | 0 | 3361.6919 | 7752.6819 | 6720.9208 | 8150.3713
116669 | 242.131 | 1220 | 2 | Standard Efficiency | Electric, 100% Usage | Standard, 100% Usage | Electric, 100% Usage | 290 Rated kWh, 100% Usage | 200-300% | None | None | Single-Family Detached | Single-Family Detached | Single-Family Detached | 1000-1499 | 0-1499 | 1 | Electricity | 60% Conditioned | Room AC | None | Electricity Baseboard | None | 45000-49999 | 100% LED | Occupied | 1970s | Electricity | Yes | 67.9925 | 999.9585 | 37.5131 | 0 | 1721.4995 | 125.7275 | 0 | 0 | 0 | 7495.5857 | 0 | 0 | 3237.5561 | 26.9625 | 16.7051 | 375.131 | 16.412 | 2547.9599 | 0 | 0 | 0 | 471.2583 | 434.0383 | 0 | 0 | 0 | 0 | 0 | 0 | 0 | 0 | 0 | 0 | 0 | 0 | 0 | 0 | 0 | 0 | 0 | 0 | 0 | 17574.2998 | 17574.2998 | 17574.2998 | 17574.2998 | 0 | 0 | 0 | 3067.3708 | 0 | 0 | 0 | 7059.5502 | 0 | 0 | 0 | 6152.7351 | 0 | 0 | 0 | 7433.2627 | 0 | 0 | 0 | 3067.3708 | 7059.5502 | 6152.7351 | 7433.2627
116878 | 242.131 | 8194 | 3 | Standard Efficiency | Electric, 80% Usage | Standard, 80% Usage | Electric, 80% Usage | None | 400%+ | None | None | Single-Family Detached | Single-Family Detached | Single-Family Detached | 4000+ | 4000+ | 2 | Natural Gas | 20% Conditioned | Room AC | None | Natural Gas Fuel Wall/Floor Furnace | None | 140000-159999 | 100% Incandescent | Occupied | <1940 | Natural Gas | Yes | 67.9925 | 610.174 | 22.8595 | 0 | 2507.5161 | 0 | 0 | 0 | 0 | 0 | 0 | 0 | 0 | 509.6506 | 0 | 7521.669 | 21.9803 | 2225.5817 | 0 | 0 | 0 | 324.4297 | 480.0504 | 0 | 0 | 0 | 0 | 0 | 0 | 0 | 0 | 53678.311 | 0 | 2807.0347 | 0 | 0 | 0 | 0 | 0 | 0 | 0 | 0 | 70777.5426 | 70777.5426 | 14291.9038 | 14291.9038 | 0 | 56485.6388 | 0 | 2395.0847 | 0 | 12877.5314 | 0 | 5254.9787 | 0 | 12877.5314 | 0 | 4633.4696 | 0 | 12877.5314 | 0 | 5639.8156 | 0 | 12877.5314 | 0 | 15272.6161 | 18132.5101 | 17511.001 | 18517.347
116962 | 242.131 | 2176 | 1 | None | Electric, 120% Usage | EnergyStar, 120% Usage | Gas, 120% Usage | None | 150-200% | None | None | Single-Family Detached | Single-Family Detached | Single-Family Detached | 2000-2499 | 1500-2499 | 1 | Electricity | 20% Conditioned | Room AC | None | Electricity Electric Furnace | None | 25000-29999 | 100% Incandescent | Occupied | 1970s | Electricity | Yes | 0 | 480.0504 | 28.1348 | 0 | 918.1917 | 0 | 319.7405 | 390.9568 | 0 | 16779.7841 | 0 | 0 | 3619.4277 | 208.6666 | 0 | 2355.9983 | 16.412 | 5074.5256 | 0 | 0 | 0 | 33.4101 | 1836.0903 | 0 | 0 | 0 | 0 | 0 | 0 | 0 | 0 | 0 | 0 | 0 | 0 | 0 | 976.2197 | 0 | 0 | 0 | 0 | 0 | 33037.6087 | 33037.6087 | 32061.3889 | 32061.3889 | 0 | 976.2197 | 0 | 5738.285 | 0 | 222.5474 | 0 | 13341.301 | 0 | 222.5474 | 0 | 11587.3872 | 0 | 222.5474 | 0 | 14013.1135 | 0 | 222.5474 | 0 | 5960.8324 | 13563.8484 | 11809.9346 | 14235.6609
117032 | 242.131 | 3301 | 5 | None | Electric, 120% Usage | EnergyStar, 120% Usage | Electric, 120% Usage | 290 Rated kWh, 120% Usage | 300-400% | None | None | Single-Family Detached | Single-Family Detached | Single-Family Detached | 3000-3999 | 2500-3999 | 2 | Natural Gas | 100% Conditioned | Central AC | None | Natural Gas Fuel Furnace | None | 80000-99999 | 100% CFL | Occupied | 1990s | Natural Gas | Yes | 0 | 927.863 | 54.2181 | 1665.5229 | 4658.0716 | 234.1638 | 0 | 393.5944 | 0 | 0 | 0 | 0 | 0 | 66.2341 | 24.911 | 1062.6757 | 27.2556 | 7678.462 | 0 | 0 | 0 | 723.8855 | 1790.0781 | 0 | 0 | 0 | 0 | 0 | 0 | 0 | 0 | 25691.1961 | 0 | 12330.0861 | 0 | 0 | 0 | 0 | 0 | 0 | 0 | 0 | 57327.9251 | 57327.9251 | 19306.9359 | 19306.9359 | 0 | 38021.2822 | 0 | 3312.5796 | 0 | 8668.0654 | 0 | 7240.2655 | 0 | 8668.0654 | 0 | 6407.5143 | 0 | 8668.0654 | 0 | 7588.7242 | 0 | 8668.0654 | 0 | 11980.645 | 15908.3308 | 15075.5797 | 16256.7895
117070 | 242.131 | 853 | 1 | Standard Efficiency | Electric, 100% Usage | Standard, 100% Usage | Electric, 100% Usage | None | 0-100% | 67 | None | 50 or more Unit | Multifamily with 5+ units, 1-3 stories | Multi-Family with 5+ Units | 750-999 | 0-1499 | 3 | Electricity | 100% Conditioned | Heat Pump | None | Electricity ASHP | None | <10000 | 100% LED | Occupied | 1980s | Electricity | No | 67.9925 | 552.439 | 20.808 | 444.5888 | 1606.0295 | 0 | 0 | 283.3997 | 703.3706 | 2587.5245 | 0 | 0 | 1424.3254 | 23.7388 | 0 | 298.0533 | 16.412 | 1466.5276 | 0 | 0 | 0 | 346.9961 | 914.0887 | 258.1956 | 0 | 0 | 0 | 0 | 0 | 0 | 0 | 0 | 0 | 0 | 0 | 0 | 0 | 0 | 0 | 0 | 0 | 0 | 11014.49 | 11014.49 | 11014.49 | 11014.49 | 0 | 0 | 0 | 1902.6222 | 0 | 0 | 0 | 4295.7171 | 0 | 0 | 0 | 3761.1403 | 0 | 0 | 0 | 4545.8841 | 0 | 0 | 0 | 1902.6222 | 4295.7171 | 3761.1403 | 4545.8841
117119 | 242.131 | 866 | 2 | Standard Efficiency, No usage | Electric, 100% Usage | Standard, 100% Usage | Electric, 100% Usage | None | 0-100% | None | 24 | Single-Family Attached | Single-Family Attached | Single-Family Attached | 750-999 | 0-1499 | 1 | Natural Gas | 100% Conditioned | Central AC | None | Natural Gas Fuel Furnace | None | <10000 | 100% CFL | Vacant | 1970s | Natural Gas | Yes | 0 | 0 | 0 | 442.8304 | 1927.8215 | 0 | 319.7405 | 36.927 | 0 | 0 | 0 | 0 | 0 | 0 | 0 | 0 | 16.412 | 0 | 0 | 0 | 0 | 0 | 434.0383 | 0 | 0 | 0 | 0 | 0 | 0 | 0 | 0 | 2407.8719 | 0 | 1648.2317 | 0 | 0 | 0 | 0 | 0 | 0 | 0 | 0 | 7233.5801 | 7233.5801 | 3177.7696 | 3177.7696 | 0 | 4055.8105 | 0 | 545.7388 | 0 | 924.6626 | 0 | 1142.8999 | 0 | 924.6626 | 0 | 1022.7428 | 0 | 924.6626 | 0 | 1183.3041 | 0 | 924.6626 | 0 | 1470.4013 | 2067.5625 | 1947.4054 | 2107.9667
117163 | 242.131 | 2663 | 3 | Standard Efficiency | None | None | Gas, 80% Usage | None | 400%+ | None | None | Mobile Home | Mobile Home | Mobile Home | 2500-2999 | 2500-3999 | 1 | Electricity | None | None | None | Electricity Baseboard | None | 100000-119999 | 100% CFL | Occupied | 1980s | Electricity | Yes | 67.9925 | 0 | 0 | 0 | 0 | 0 | 0 | 0 | 0 | 30432.4999 | 0 | 0 | 1449.2364 | 58.3211 | 0 | 887.4192 | 21.9803 | 1560.0173 | 0 | 0 | 0 | 25.7903 | 434.0383 | 0 | 0 | 0 | 0 | 0 | 0 | 0 | 0 | 0 | 0 | 0 | 0 | 0 | 757.8818 | 0 | 0 | 0 | 0 | 0 | 35694.884 | 35694.884 | 34937.2953 | 34937.2953 | 0 | 757.8818 | 0 | 6292.9405 | 0 | 172.7547 | 0 | 14771.1244 | 0 | 172.7547 | 0 | 12793.136 | 0 | 172.7547 | 0 | 15666.5221 | 0 | 172.7547 | 0 | 6465.6952 | 14943.8791 | 12965.8907 | 15839.2768
117212 | 242.131 | 1220 | 2 | Standard Efficiency | Electric, 80% Usage | Standard, 80% Usage | Electric, 80% Usage | None | 400%+ | None | None | Single-Family Detached | Single-Family Detached | Single-Family Detached | 1000-1499 | 0-1499 | 2 | Natural Gas | 100% Conditioned | Central AC | None | Natural Gas Fuel Furnace | None | 80000-99999 | 100% LED | Occupied | 1970s | Natural Gas | Yes | 67.9925 | 610.174 | 22.8595 | 861.6289 | 2615.3662 | 0 | 319.7405 | 283.6928 | 0 | 0 | 834.9595 | 824.9951 | 0 | 26.9625 | 0 | 375.131 | 16.412 | 1116.6008 | 0 | 0 | 0 | 324.4297 | 868.0765 | 0 | 0 | 0 | 0 | 0 | 0 | 0 | 0 | 26624.9206 | 0 | 2811.7238 | 0 | 0 | 0 | 0 | 0 | 0 | 0 | 0 | 38605.959 | 38605.959 | 9169.3146 | 9169.3146 | 0 | 29436.6444 | 0 | 1498.6207 | 0 | 6710.9504 | 0 | 3214.4395 | 0 | 6710.9504 | 0 | 2856.0294 | 0 | 6710.9504 | 0 | 3437.4527 | 0 | 6710.9504 | 0 | 8209.571 | 9925.3899 | 9566.9798 | 10148.4031
117282 | 242.131 | 2176 | 3 | Standard Efficiency | Electric, 100% Usage | EnergyStar, 100% Usage | Electric, 100% Usage | 318 Rated kWh, 100% Usage | 400%+ | None | None | Single-Family Detached | Single-Family Detached | Single-Family Detached | 2000-2499 | 1500-2499 | 1 | Electricity | 100% Conditioned | Heat Pump | None | Electricity ASHP | None | 120000-139999 | 100% LED | Occupied | 2000s | Electricity | Yes | 67.9925 | 773.1215 | 45.1329 | 851.6645 | 2865.3559 | 208.9597 | 0 | 321.2059 | 862.2151 | 4717.565 | 0 | 0 | 4680.9311 | 34.8755 | 16.7051 | 575.5916 | 21.9803 | 3481.3912 | 0 | 0 | 0 | 603.1403 | 434.0383 | 0 | 0 | 0 | 0 | 0 | 0 | 0 | 0 | 0 | 0 | 0 | 0 | 0 | 0 | 0 | 0 | 0 | 0 | 0 | 20562.1593 | 20562.1593 | 20562.1593 | 20562.1593 | 0 | 0 | 0 | 3624.409 | 0 | 0 | 0 | 8208.2588 | 0 | 0 | 0 | 7187.6202 | 0 | 0 | 0 | 8593.8323 | 0 | 0 | 0 | 3624.409 | 8208.2588 | 7187.6202 | 8593.8323
117339 | 242.131 | 866 | 2 | None | Electric, 80% Usage | EnergyStar, 80% Usage | Electric, 80% Usage | None | 150-200% | None | 5 | Single-Family Attached | Single-Family Attached | Single-Family Attached | 750-999 | 0-1499 | 1 | Natural Gas | 100% Conditioned | Central AC | None | Natural Gas Fuel Boiler | None | 35000-39999 | 100% Incandescent | Vacant | 1950s | Natural Gas | Yes | 0 | 0 | 0 | 193.72 | 1019.0081 | 0 | 0 | 35.4616 | 0 | 0 | 0 | 0 | 0 | 0 | 0 | 0 | 16.412 | 0 | 0 | 0 | 0 | 0 | 434.0383 | 0 | 0 | 0 | 0 | 0 | 0 | 0 | 0 | 7846.9779 | 0 | 1582.8768 | 0 | 0 | 0 | 0 | 0 | 0 | 0 | 0 | 11128.2016 | 11128.2016 | 1698.3469 | 1698.3469 | 0 | 9429.8547 | 0 | 301.0139 | 0 | 2149.8047 | 0 | 620.8514 | 0 | 2149.8047 | 0 | 555.9786 | 0 | 2149.8047 | 0 | 643.9469 | 0 | 2149.8047 | 0 | 2450.8185 | 2770.656 | 2705.7833 | 2793.7516
117371 | 242.131 | 1138 | 2 | None | None | None | Electric, 100% Usage | None | 400%+ | 12 | None | 10 to 19 Unit | Multifamily with 5+ units, 1-3 stories | Multi-Family with 5+ Units | 1000-1499 | 0-1499 | 2 | Electricity | 100% Conditioned | Heat Pump | Heating and Cooling | Electricity Shared Heating | Fan Coil Heating and Cooling, Electricity | 80000-99999 | 100% Incandescent | Occupied | 1990s | Electricity | Yes | 0 | 0 | 0 | 15.5328 | 1383.5885 | 0 | 0 | 140.088 | 0 | 3425.7077 | 0 | 0 | 1195.73 | 156.793 | 0 | 1465.0623 | 16.412 | 1581.4115 | 0 | 0 | 0 | 346.9961 | 434.0383 | 0 | 0 | 0 | 0 | 0 | 0 | 0 | 0 | 0 | 0 | 0 | 0 | 0 | 0 | 0 | 0 | 0 | 0 | 0 | 10161.0671 | 10161.0671 | 10161.0671 | 10161.0671 | 0 | 0 | 0 | 1838.5491 | 0 | 0 | 0 | 4149.2784 | 0 | 0 | 0 | 3626.7785 | 0 | 0 | 0 | 4361.8644 | 0 | 0 | 0 | 1838.5491 | 4149.2784 | 3626.7785 | 4361.8644
117461 | 242.131 | 1690 | 3 | Standard Efficiency | Electric, 100% Usage | Standard, 100% Usage | Electric, 100% Usage | 318 Rated kWh, 100% Usage | 400%+ | None | None | Single-Family Detached | Single-Family Detached | Single-Family Detached | 1500-1999 | 1500-2499 | 1 | Natural Gas | 100% Conditioned | Central AC | None | Natural Gas Fuel Furnace | None | 200000+ | 100% CFL | Occupied | 1990s | Natural Gas | Yes | 67.9925 | 999.9585 | 37.5131 | 1090.8105 | 5951.1011 | 134.8127 | 319.7405 | 471.2583 | 0 | 0 | 0 | 0 | 0 | 46.0122 | 24.911 | 620.1384 | 21.9803 | 2697.4261 | 0 | 0 | 0 | 471.2583 | 480.0504 | 0 | 0 | 0 | 0 | 0 | 0 | 896.7975 | 0 | 18974.3003 | 0 | 5119.9516 | 0 | 0 | 0 | 0 | 0 | 0 | 0 | 0 | 38426.0133 | 38426.0133 | 13434.964 | 13434.964 | 0 | 24991.0494 | 0 | 2350.004 | 0 | 5697.4445 | 0 | 5051.8873 | 0 | 5697.4445 | 0 | 4485.5192 | 0 | 5697.4445 | 0 | 5258.9 | 0 | 5697.4445 | 0 | 8047.4485 | 10749.3318 | 10182.9636 | 10956.3445
117522 | 242.131 | 8194 | 5 | Standard Efficiency | Electric, 100% Usage | EnergyStar, 100% Usage | Electric, 100% Usage | 318 Rated kWh, 100% Usage | 400%+ | None | None | Single-Family Detached | Single-Family Detached | Single-Family Detached | 4000+ | 4000+ | 1 | Natural Gas | 100% Conditioned | Central AC | None | Natural Gas Fuel Boiler | None | 200000+ | 100% CFL | Occupied | 1940s | Natural Gas | Yes | 67.9925 | 648.8593 | 37.8062 | 3237.8492 | 10299.9828 | 171.7396 | 319.7405 | 95.8342 | 0 | 0 | 0 | 0 | 0 | 127.4859 | 24.911 | 2406.1135 | 27.2556 | 5080.387 | 0 | 0 | 0 | 537.1993 | 1356.0398 | 0 | 0 | 0 | 0 | 0 | 0 | 0 | 0 | 70262.9098 | 0 | 6039.6086 | 0 | 0 | 0 | 0 | 0 | 0 | 0 | 0 | 100742.5942 | 100742.5942 | 24440.0757 | 24440.0757 | 0 | 76302.5184 | 0 | 4092.0763 | 0 | 17395.4184 | 0 | 8574.6208 | 0 | 17395.4184 | 0 | 7658.6731 | 0 | 17395.4184 | 0 | 9072.7002 | 0 | 17395.4184 | 0 | 21487.4947 | 25970.0392 | 25054.0915 | 26468.1186
117538 | 242.131 | 1202 | 3 | None | Electric, 120% Usage | EnergyStar, 120% Usage | Gas, 120% Usage | 290 Rated kWh, 120% Usage | 200-300% | None | 6 | Single-Family Attached | Single-Family Attached | Single-Family Attached | 1000-1499 | 0-1499 | 1 | Natural Gas | 40% Conditioned | Room AC | None | Natural Gas Fuel Boiler | None | 60000-69999 | 100% CFL | Occupied | 1940s | Natural Gas | Yes | 0 | 732.6777 | 42.7884 | 0 | 1438.0997 | 179.6526 | 0 | 47.4775 | 0 | 0 | 0 | 0 | 0 | 40.1507 | 0 | 486.2049 | 21.9803 | 4360.0183 | 0 | 0 | 0 | 42.4953 | 914.0887 | 0 | 0 | 0 | 0 | 0 | 0 | 0 | 0 | 5312.4993 | 0 | 9779.4885 | 0 | 0 | 1247.6035 | 0 | 0 | 0 | 0 | 0 | 24645.5186 | 24645.5186 | 8305.6341 | 8305.6341 | 0 | 16339.8844 | 0 | 1402.5221 | 0 | 3725.1346 | 0 | 3114.5965 | 0 | 3725.1346 | 0 | 2746.4088 | 0 | 3725.1346 | 0 | 3292.9668 | 0 | 3725.1346 | 0 | 5127.6567 | 6839.7311 | 6471.5434 | 7018.1014
117545 | 242.131 | 1690 | 3 | Standard Efficiency | Electric, 100% Usage | Standard, 100% Usage | Gas, 100% Usage | 290 Rated kWh, 100% Usage | 200-300% | None | None | Single-Family Detached | Single-Family Detached | Single-Family Detached | 1500-1999 | 1500-2499 | 2 | Fuel Oil | None | None | None | Fuel Oil Fuel Furnace | None | 60000-69999 | 100% CFL | Occupied | 1990s | Electricity | Yes | 67.9925 | 999.9585 | 37.5131 | 0 | 0 | 125.7275 | 0 | 328.8257 | 0 | 0 | 0 | 0 | 3440.3613 | 46.0122 | 0 | 620.1384 | 21.9803 | 2697.4261 | 0 | 0 | 0 | 32.2378 | 2082.8561 | 0 | 0 | 12713.423 | 0 | 0 | 0 | 0 | 0 | 0 | 0 | 0 | 0 | 0 | 947.2057 | 0 | 0 | 0 | 0 | 0 | 24162.2444 | 24162.2444 | 10501.3226 | 10501.3226 | 12713.423 | 947.2057 | 0 | 1811.2701 | 3854.7273 | 215.9435 | 0 | 4018.6565 | 3854.7273 | 215.9435 | 0 | 3662.2091 | 3854.7273 | 215.9435 | 0 | 4468.499 | 3854.7273 | 215.9435 | 0 | 5881.9409 | 8089.3273 | 7732.8799 | 8539.1698
117592 | 242.131 | 866 | 2 | Standard Efficiency | Electric, 100% Usage | Standard, 100% Usage | Electric, 100% Usage | None | 400%+ | None | 5 | Single-Family Attached | Single-Family Attached | Single-Family Attached | 750-999 | 0-1499 | 2 | Electricity | 100% Conditioned | Central AC | None | Electricity Electric Furnace | None | 100000-119999 | 100% LED | Occupied | 1960s | Electricity | Yes | 67.9925 | 552.439 | 20.808 | 261.7125 | 1742.8937 | 0 | 0 | 113.4185 | 0 | 4842.1202 | 0 | 0 | 1436.6344 | 23.7388 | 0 | 300.984 | 16.412 | 1603.978 | 0 | 0 | 0 | 346.9961 | 434.0383 | 0 | 0 | 0 | 0 | 0 | 1155.2862 | 0 | 0 | 0 | 0 | 0 | 0 | 0 | 0 | 0 | 0 | 0 | 0 | 0 | 12919.1589 | 12919.1589 | 11763.8727 | 11763.8727 | 0 | 1155.2862 | 0 | 2055.2034 | 0 | 263.3943 | 0 | 4713.9074 | 0 | 263.3943 | 0 | 4117.7161 | 0 | 263.3943 | 0 | 4945.2132 | 0 | 263.3943 | 0 | 2318.5977 | 4977.3017 | 4381.1104 | 5208.6075
117619 | 242.131 | 1220 | 2 | Standard Efficiency | Electric, 100% Usage | Standard, 100% Usage | Electric, 100% Usage | 290 Rated kWh, 100% Usage | 400%+ | None | None | Single-Family Detached | Single-Family Detached | Single-Family Detached | 1000-1499 | 0-1499 | 1 | Natural Gas | 100% Conditioned | Central AC | None | Natural Gas Fuel Furnace | None | 70000-79999 | 100% LED | Occupied | <1940 | Electricity | Yes | 67.9925 | 762.864 | 28.4279 | 1429.0145 | 4153.9893 | 91.1451 | 0 | 223.9063 | 0 | 0 | 0 | 0 | 2258.9918 | 26.9625 | 0 | 375.131 | 16.412 | 2233.2016 | 0 | 0 | 0 | 405.6104 | 480.0504 | 0 | 0 | 0 | 0 | 0 | 0 | 0 | 0 | 21431.9943 | 0 | 0 | 0 | 0 | 0 | 0 | 0 | 0 | 0 | 0 | 33985.6936 | 33985.6936 | 12553.6993 | 12553.6993 | 0 | 21431.9943 | 0 | 2077.4925 | 0 | 4886.0743 | 0 | 4419.5337 | 0 | 4886.0743 | 0 | 3928.9881 | 0 | 4886.0743 | 0 | 4740.3451 | 0 | 4886.0743 | 0 | 6963.5668 | 9305.608 | 8815.0624 | 9626.4194
117628 | 242.131 | 885 | 2 | Standard Efficiency | Electric, 100% Usage | EnergyStar, 100% Usage | Electric, 100% Usage | 290 Rated kWh, 100% Usage | 400%+ | None | None | Single-Family Detached | Single-Family Detached | Single-Family Detached | 750-999 | 0-1499 | 1 | Natural Gas | 60% Conditioned | Room AC | None | Natural Gas Fuel Boiler | None | 100000-119999 | 100% Incandescent | Occupied | 1950s | Electricity | Yes | 67.9925 | 400.042 | 23.4457 | 0 | 2714.4243 | 91.1451 | 0 | 100.5234 | 0 | 0 | 790.4127 | 781.0344 | 2101.0265 | 144.191 | 0 | 1247.8966 | 16.412 | 2126.8168 | 0 | 0 | 0 | 405.6104 | 868.0765 | 0 | 0 | 0 | 0 | 0 | 0 | 0 | 0 | 18342.146 | 0 | 0 | 0 | 0 | 0 | 0 | 0 | 0 | 0 | 0 | 30220.9026 | 30220.9026 | 11878.7566 | 11878.7566 | 0 | 18342.146 | 0 | 2047.9945 | 0 | 4181.6227 | 0 | 4485.1926 | 0 | 4181.6227 | 0 | 3961.0026 | 0 | 4181.6227 | 0 | 4743.6549 | 0 | 4181.6227 | 0 | 6229.6172 | 8666.8153 | 8142.6253 | 8925.2776
117695 | 242.131 | 2176 | 4 | None | Electric, 80% Usage | EnergyStar, 80% Usage | Electric, 80% Usage | 290 Rated kWh, 80% Usage | 300-400% | None | None | Single-Family Detached | Single-Family Detached | Single-Family Detached | 2000-2499 | 1500-2499 | 2 | Natural Gas | 100% Conditioned | Central AC | None | Natural Gas Fuel Furnace | None | 50000-59999 | 100% Incandescent | Occupied | 1980s | Natural Gas | Yes | 0 | 320.0336 | 18.7565 | 400.3351 | 1935.7344 | 72.9747 | 0 | 96.7135 | 0 | 0 | 0 | 0 | 0 | 208.6666 | 99.9372 | 2355.9983 | 21.9803 | 1268.7047 | 0 | 0 | 0 | 324.4297 | 480.0504 | 0 | 0 | 0 | 0 | 0 | 0 | 0 | 0 | 11722.2567 | 0 | 2604.8157 | 0 | 0 | 0 | 0 | 0 | 0 | 0 | 0 | 21931.0943 | 21931.0943 | 7604.022 | 7604.022 | 0 | 14327.0723 | 0 | 1302.6987 | 0 | 3266.2765 | 0 | 2829.379 | 0 | 3266.2765 | 0 | 2504.7584 | 0 | 3266.2765 | 0 | 2990.0569 | 0 | 3266.2765 | 0 | 4568.9752 | 6095.6555 | 5771.0349 | 6256.3333
117703 | 242.131 | 3301 | 4 | Standard Efficiency | Electric, 80% Usage | EnergyStar, 80% Usage | Electric, 80% Usage | None | 400%+ | None | None | Single-Family Detached | Single-Family Detached | Single-Family Detached | 3000-3999 | 2500-3999 | 2 | Propane | 100% Conditioned | Central AC | None | Propane Fuel Furnace | None | 120000-139999 | 100% Incandescent | Occupied | 2000s | Electricity | Yes | 67.9925 | 519.0289 | 30.1863 | 984.4257 | 3238.4353 | 0 | 0 | 444.8819 | 0 | 0 | 0 | 0 | 2028.3449 | 264.9362 | 99.9372 | 3321.6675 | 21.9803 | 1762.2363 | 0 | 0 | 0 | 429.9353 | 434.0383 | 548.336 | 0 | 0 | 0 | 0 | 0 | 0 | 0 | 0 | 0 | 0 | 0 | 0 | 0 | 0 | 0 | 29626.8475 | 0 | 0 | 43823.2102 | 43823.2102 | 14196.3626 | 14196.3626 | 0 | 0 | 29626.8475 | 2461.4571 | 0 | 0 | 8152.8928 | 5343.7078 | 0 | 0 | 8152.8928 | 4722.2291 | 0 | 0 | 8152.8928 | 5661.8357 | 0 | 0 | 8152.8928 | 10614.3499 | 13496.6006 | 12875.1219 | 13814.7285
117738 | 242.131 | 2152 | 3 | Standard Efficiency | Electric, 80% Usage | EnergyStar, 80% Usage | Electric, 80% Usage | 290 Rated kWh, 80% Usage | 400%+ | None | 12 | Single-Family Attached | Single-Family Attached | Single-Family Attached | 2000-2499 | 1500-2499 | 1 | Natural Gas | 100% Conditioned | Central AC | None | Natural Gas Fuel Furnace | None | 200000+ | 100% CFL | Occupied | 2010s | Natural Gas | Yes | 67.9925 | 488.5495 | 28.4279 | 424.66 | 2432.4899 | 119.8661 | 0 | 229.4746 | 0 | 0 | 0 | 0 | 0 | 51.8736 | 0 | 747.0382 | 21.9803 | 1162.906 | 0 | 0 | 0 | 413.5233 | 434.0383 | 0 | 0 | 0 | 0 | 0 | 0 | 0 | 0 | 9204.19 | 0 | 3768.3078 | 0 | 0 | 0 | 0 | 0 | 0 | 0 | 0 | 19595.3179 | 19595.3179 | 6622.82 | 6622.82 | 0 | 12972.2048 | 0 | 1078.7846 | 0 | 2957.415 | 0 | 2380.1307 | 0 | 2957.415 | 0 | 2109.0544 | 0 | 2957.415 | 0 | 2506.1559 | 0 | 2957.415 | 0 | 4036.1996 | 5337.5457 | 5066.4694 | 5463.5709
117767 | 242.131 | 1138 | 1 | Standard Efficiency | Electric, 100% Usage | EnergyStar, 100% Usage | Electric, 100% Usage | 318 Rated kWh, 100% Usage | 400%+ | 116 | None | 50 or more Unit | Multifamily with 5+ units, 1-3 stories | Multi-Family with 5+ Units | 1000-1499 | 0-1499 | 3 | Electricity | 40% Conditioned | Room AC | Heating Only | Electricity Shared Heating | Boiler Baseboards Heating Only, Electricity | 160000-179999 | 100% Incandescent | Occupied | 1980s | Natural Gas | Yes | 67.9925 | 369.8557 | 21.6873 | 0 | 744.4005 | 88.5075 | 0 | 62.7172 | 0 | 2269.2493 | 0 | 0 | 0 | 156.793 | 0 | 1465.0623 | 16.412 | 1776.3038 | 0 | 0 | 0 | 389.4915 | 434.0383 | 0 | 0 | 0 | 0 | 0 | 1380.9509 | 0 | 0 | 0 | 0 | 3634.3743 | 0 | 0 | 0 | 0 | 0 | 0 | 0 | 0 | 12877.8359 | 12877.8359 | 7862.8037 | 7862.8037 | 0 | 5015.0321 | 0 | 1378.5489 | 0 | 1143.3376 | 0 | 3127.7348 | 0 | 1143.3376 | 0 | 2734.6054 | 0 | 1143.3376 | 0 | 3298.6911 | 0 | 1143.3376 | 0 | 2521.8865 | 4271.0725 | 3877.9431 | 4442.0287
117773 | 242.131 | 885 | 4 | Standard Efficiency | Gas, 100% Usage | EnergyStar, 100% Usage | Electric, 100% Usage | None | 200-300% | None | None | Single-Family Detached | Single-Family Detached | Single-Family Detached | 750-999 | 0-1499 | 1 | Natural Gas | 100% Conditioned | Central AC | None | Natural Gas Fuel Furnace | None | 35000-39999 | 100% LED | Occupied | 1940s | Electricity | Yes | 67.9925 | 35.7547 | 23.4457 | 1427.8423 | 4422.7355 | 0 | 319.7405 | 213.9419 | 0 | 0 | 0 | 0 | 2113.9216 | 24.0318 | 0 | 304.7939 | 21.9803 | 2126.8168 | 0 | 0 | 0 | 405.6104 | 480.0504 | 0 | 0 | 0 | 0 | 475.0682 | 0 | 0 | 0 | 16573.169 | 0 | 0 | 0 | 0 | 0 | 0 | 0 | 0 | 0 | 0 | 29036.6024 | 29036.6024 | 11988.3652 | 11988.3652 | 0 | 17048.2372 | 0 | 2022.5003 | 0 | 3886.6761 | 0 | 4376.2492 | 0 | 3886.6761 | 0 | 3887.3506 | 0 | 3886.6761 | 0 | 4588.2991 | 0 | 3886.6761 | 0 | 5909.1764 | 8262.9253 | 7774.0266 | 8474.9752
117871 | 242.131 | 2176 | 4 | Standard Efficiency, No usage | Electric, 100% Usage | Standard, 100% Usage | Electric, 100% Usage | None | 400%+ | None | None | Single-Family Detached | Single-Family Detached | Single-Family Detached | 2000-2499 | 1500-2499 | 1 | Fuel Oil | 100% Conditioned | Central AC | None | Fuel Oil Fuel Furnace | None | 160000-179999 | 100% LED | Vacant | 1970s | Electricity | Yes | 0 | 0 | 0 | 879.2132 | 3989.5765 | 0 | 319.7405 | 152.69 | 0 | 0 | 0 | 0 | 341.7209 | 0 | 0 | 0 | 21.9803 | 0 | 0 | 0 | 0 | 0 | 434.0383 | 0 | 0 | 7936.0715 | 0 | 0 | 0 | 0 | 0 | 0 | 0 | 0 | 0 | 0 | 0 | 0 | 0 | 0 | 0 | 0 | 14075.3243 | 14075.3243 | 6138.9597 | 6138.9597 | 7936.0715 | 0 | 0 | 1075.5206 | 2406.2286 | 0 | 0 | 2198.1182 | 2406.2286 | 0 | 0 | 1974.7035 | 2406.2286 | 0 | 0 | 2269.0609 | 2406.2286 | 0 | 0 | 3481.7492 | 4604.3467 | 4380.9321 | 4675.2895
117882 | 242.131 | 1202 | 2 | None | Electric, 120% Usage | Standard, 120% Usage | Gas, 120% Usage | 318 Rated kWh, 120% Usage | 0-100% | None | 144 | Single-Family Attached | Single-Family Attached | Single-Family Attached | 1000-1499 | 0-1499 | 2 | Natural Gas | 100% Conditioned | Central AC | None | Natural Gas Fuel Furnace | None | 10000-14999 | 100% CFL | Vacant | <1940 | Natural Gas | Yes | 0 | 0 | 0 | 360.1843 | 2115.387 | 0 | 319.7405 | 148.0009 | 0 | 0 | 0 | 0 | 0 | 0 | 0 | 0 | 16.412 | 0 | 0 | 0 | 0 | 0 | 880.0924 | 0 | 0 | 0 | 0 | 0 | 0 | 0 | 0 | 5938.206 | 0 | 1496.1278 | 0 | 0 | 0 | 0 | 0 | 0 | 0 | 0 | 11274.151 | 11274.151 | 3839.8172 | 3839.8172 | 0 | 7434.3338 | 0 | 662.4644 | 0 | 1694.8769 | 0 | 1389.333 | 0 | 1694.8769 | 0 | 1240.8169 | 0 | 1694.8769 | 0 | 1446.9746 | 0 | 1694.8769 | 0 | 2357.3413 | 3084.2099 | 2935.6938 | 3141.8515
117899 | 242.131 | 1220 | 4 | None | Electric, 80% Usage | EnergyStar, 80% Usage | Propane, 80% Usage | 318 Rated kWh, 80% Usage | 150-200% | None | None | Single-Family Detached | Single-Family Detached | Single-Family Detached | 1000-1499 | 0-1499 | 1 | Fuel Oil | 100% Conditioned | Central AC | None | Fuel Oil Fuel Furnace | None | 45000-49999 | 100% Incandescent | Vacant | 1950s | Electricity | Yes | 0 | 0 | 0 | 674.0635 | 3029.4757 | 0 | 0 | 226.837 | 0 | 0 | 0 | 0 | 338.4971 | 0 | 0 | 0 | 21.9803 | 0 | 0 | 0 | 0 | 0 | 1356.0398 | 0 | 0 | 9508.3978 | 0 | 0 | 0 | 0 | 0 | 0 | 0 | 0 | 0 | 0 | 0 | 0 | 0 | 0 | 0 | 0 | 15154.9981 | 15154.9981 | 5646.6003 | 5646.6003 | 9508.3978 | 0 | 0 | 991.2422 | 2882.9102 | 0 | 0 | 2077.8418 | 2882.9102 | 0 | 0 | 1856.3295 | 2882.9102 | 0 | 0 | 2140.3142 | 2882.9102 | 0 | 0 | 3874.1524 | 4960.752 | 4739.2397 | 5023.2243
118026 | 242.131 | 1690 | 3 | None | Electric, 100% Usage | EnergyStar, 100% Usage | Electric, 100% Usage | None | 400%+ | None | None | Single-Family Detached | Single-Family Detached | Single-Family Detached | 1500-1999 | 1500-2499 | 1 | Natural Gas | 100% Conditioned | Central AC | None | Natural Gas Fuel Furnace | None | 200000+ | 100% CFL | Occupied | 1990s | Electricity | Yes | 0 | 524.5972 | 30.7725 | 749.9689 | 2915.1779 | 0 | 0 | 30.7725 | 0 | 0 | 0 | 0 | 2647.311 | 46.0122 | 0 | 620.1384 | 21.9803 | 2697.4261 | 0 | 0 | 0 | 471.2583 | 434.0383 | 0 | 0 | 0 | 0 | 0 | 0 | 0 | 0 | 6641.5766 | 0 | 0 | 0 | 0 | 0 | 0 | 0 | 0 | 0 | 0 | 17831.03 | 17831.03 | 11189.4535 | 11189.4535 | 0 | 6641.5766 | 0 | 1852.2812 | 0 | 1514.1226 | 0 | 4057.5566 | 0 | 1514.1226 | 0 | 3590.0389 | 0 | 1514.1226 | 0 | 4316.4621 | 0 | 1514.1226 | 0 | 3366.4038 | 5571.6792 | 5104.1615 | 5830.5847
118052 | 242.131 | 1202 | 3 | Standard Efficiency | Electric, 80% Usage | Standard, 80% Usage | Electric, 80% Usage | 318 Rated kWh, 80% Usage | 400%+ | None | 5 | Single-Family Attached | Single-Family Attached | Single-Family Attached | 1000-1499 | 0-1499 | 1 | Electricity | 100% Conditioned | Central AC | None | Electricity Electric Furnace | None | 50000-59999 | 100% Incandescent | Occupied | 1960s | Electricity | Yes | 67.9925 | 441.9512 | 16.412 | 366.3388 | 1504.9199 | 51.5805 | 0 | 95.8342 | 0 | 8782.4608 | 0 | 0 | 959.8078 | 160.0168 | 0 | 1519.8666 | 21.9803 | 827.9258 | 0 | 0 | 0 | 277.5383 | 400.042 | 0 | 0 | 0 | 0 | 0 | 0 | 0 | 0 | 0 | 0 | 0 | 0 | 0 | 0 | 0 | 0 | 0 | 0 | 0 | 15494.9605 | 15494.9605 | 15494.9605 | 15494.9605 | 0 | 0 | 0 | 2731.4262 | 0 | 0 | 0 | 6305.9445 | 0 | 0 | 0 | 5494.9967 | 0 | 0 | 0 | 6658.5913 | 0 | 0 | 0 | 2731.4262 | 6305.9445 | 5494.9967 | 6658.5913
118092 | 242.131 | 2663 | 3 | Standard Efficiency | Electric, 100% Usage | EnergyStar, 100% Usage | Electric, 100% Usage | None | 400%+ | None | None | Single-Family Detached | Single-Family Detached | Single-Family Detached | 2500-2999 | 2500-3999 | 1 | Electricity | None | None | None | Electricity Baseboard | None | 140000-159999 | 100% LED | Occupied | 1940s | Electricity | Yes | 81.7668 | 275.7799 | 16.1189 | 0 | 0 | 0 | 319.7405 | 0 | 0 | 13303.9612 | 0 | 0 | 1074.6916 | 38.9785 | 0 | 677.8734 | 21.9803 | 2377.3925 | 0 | 0 | 0 | 339.6694 | 1160.8545 | 0 | 0 | 0 | 0 | 0 | 0 | 0 | 0 | 0 | 0 | 0 | 0 | 0 | 0 | 0 | 0 | 0 | 0 | 0 | 19688.5145 | 19688.5145 | 19688.5145 | 19688.5145 | 0 | 0 | 0 | 3355.9331 | 0 | 0 | 0 | 8039.3405 | 0 | 0 | 0 | 6953.6735 | 0 | 0 | 0 | 8482.7089 | 0 | 0 | 0 | 3355.9331 | 8039.3405 | 6953.6735 | 8482.7089
118105 | 242.131 | 1138 | 2 | Standard Efficiency | Electric, 100% Usage | EnergyStar, 100% Usage | Electric, 100% Usage | 318 Rated kWh, 100% Usage | 400%+ | 116 | None | 50 or more Unit | Multifamily with 5+ units, 4-7 stories | Multi-Family with 5+ Units | 1000-1499 | 0-1499 | 4 | Electricity | 20% Conditioned | Room AC | None | Electricity Baseboard | None | 80000-99999 | 100% CFL | Occupied | 1980s | Electricity | No | 67.9925 | 369.8557 | 21.6873 | 0 | 389.4915 | 88.5075 | 0 | 0 | 0 | 3383.7986 | 0 | 0 | 1902.9105 | 39.2715 | 0 | 468.6206 | 16.412 | 1776.3038 | 0 | 0 | 0 | 389.4915 | 434.0383 | 0 | 0 | 0 | 0 | 0 | 0 | 0 | 0 | 0 | 0 | 0 | 0 | 0 | 0 | 0 | 0 | 0 | 0 | 0 | 9348.6741 | 9348.6741 | 9348.6741 | 9348.6741 | 0 | 0 | 0 | 1666.5446 | 0 | 0 | 0 | 3811.1702 | 0 | 0 | 0 | 3323.3438 | 0 | 0 | 0 | 4025.6722 | 0 | 0 | 0 | 1666.5446 | 3811.1702 | 3323.3438 | 4025.6722
118159 | 242.131 | 1690 | 4 | Standard Efficiency | Electric, 80% Usage | EnergyStar, 80% Usage | Electric, 80% Usage | None | 100-150% | None | None | Single-Family Detached | Single-Family Detached | Single-Family Detached | 1500-1999 | 1500-2499 | 1 | Natural Gas | 20% Conditioned | Room AC | None | Natural Gas Fuel Wall/Floor Furnace | None | 20000-24999 | 100% Incandescent | Occupied | 1940s | Natural Gas | Yes | 67.9925 | 320.0336 | 18.7565 | 0 | 953.6533 | 0 | 319.7405 | 0 | 0 | 0 | 0 | 0 | 0 | 184.6348 | 0 | 1938.9582 | 21.9803 | 1191.3339 | 0 | 0 | 0 | 324.4297 | 914.0887 | 0 | 0 | 0 | 0 | 0 | 0 | 0 | 0 | 21647.9877 | 0 | 2601.5919 | 0 | 0 | 0 | 0 | 0 | 0 | 0 | 0 | 30504.5954 | 30504.5954 | 6255.3089 | 6255.3089 | 0 | 24249.2865 | 0 | 1097.66 | 0 | 5528.357 | 0 | 2397.3799 | 0 | 5528.357 | 0 | 2115.2595 | 0 | 5528.357 | 0 | 2540.2302 | 0 | 5528.357 | 0 | 6626.017 | 7925.737 | 7643.6166 | 8068.5873
118195 | 242.131 | 617 | 1 | Standard Efficiency | None | None | Electric, 120% Usage | 318 Rated kWh, 120% Usage | 100-150% | None | 24 | Single-Family Attached | Single-Family Attached | Single-Family Attached | 500-749 | 0-1499 | 1 | Electricity | 40% Conditioned | Room AC | None | Electricity Electric Wall Furnace | None | 15000-19999 | 100% CFL | Occupied | 1970s | Electricity | Yes | 81.7668 | 0 | 0 | 0 | 1254.6373 | 77.6638 | 0 | 0 | 0 | 2894.0768 | 0 | 0 | 2204.7737 | 32.824 | 0 | 325.602 | 16.412 | 3131.7575 | 0 | 0 | 0 | 416.454 | 400.042 | 0 | 0 | 0 | 0 | 0 | 0 | 0 | 0 | 0 | 0 | 0 | 0 | 0 | 0 | 0 | 0 | 0 | 0 | 0 | 10835.7167 | 10835.7167 | 10835.7167 | 10835.7167 | 0 | 0 | 0 | 1816.9799 | 0 | 0 | 0 | 4199.1246 | 0 | 0 | 0 | 3671.0423 | 0 | 0 | 0 | 4430.0911 | 0 | 0 | 0 | 1816.9799 | 4199.1246 | 3671.0423 | 4430.0911
118200 | 242.131 | 2663 | 3 | None | None | EnergyStar, 120% Usage | Electric, 120% Usage | None | 300-400% | None | None | Single-Family Detached | Single-Family Detached | Single-Family Detached | 2500-2999 | 2500-3999 | 1 | Other Fuel | 80% Conditioned | Central AC | None | None | None | 80000-99999 | 100% CFL | Occupied | 1970s | Natural Gas | Yes | 0 | 0 | 45.426 | 779.569 | 3294.1188 | 0 | 319.7405 | 0 | 0 | 0 | 0 | 0 | 0 | 58.3211 | 24.911 | 887.4192 | 21.9803 | 6643.335 | 0 | 0 | 0 | 644.7564 | 480.0504 | 0 | 0 | 0 | 0 | 0 | 0 | 0 | 0 | 0 | 0 | 10303.7927 | 0 | 0 | 0 | 0 | 0 | 0 | 0 | 0 | 23503.4206 | 23503.4206 | 13199.6279 | 13199.6279 | 0 | 10303.7927 | 0 | 2298.6415 | 0 | 2349.076 | 0 | 5032.2799 | 0 | 2349.076 | 0 | 4451.8903 | 0 | 2349.076 | 0 | 5248.5291 | 0 | 2349.076 | 0 | 4647.7174 | 7381.3558 | 6800.9662 | 7597.6051
118362 | 242.131 | 1202 | 2 | Standard Efficiency | Electric, 100% Usage | EnergyStar, 100% Usage | Electric, 100% Usage | None | 400%+ | None | 90 | Single-Family Attached | Single-Family Attached | Single-Family Attached | 1000-1499 | 0-1499 | 1 | Natural Gas | 100% Conditioned | Central AC | None | Natural Gas Fuel Furnace | None | 50000-59999 | 100% CFL | Occupied | 1990s | Natural Gas | Yes | 67.9925 | 289.8473 | 16.9981 | 303.6216 | 2359.5152 | 0 | 0 | 274.3145 | 0 | 0 | 0 | 0 | 0 | 40.1507 | 0 | 486.2049 | 16.412 | 1655.5585 | 0 | 0 | 0 | 346.9961 | 914.0887 | 0 | 0 | 0 | 0 | 0 | 0 | 0 | 0 | 12626.9671 | 0 | 2737.8699 | 0 | 0 | 0 | 0 | 0 | 0 | 0 | 0 | 22136.5371 | 22136.5371 | 6771.4071 | 6771.4071 | 0 | 15365.1301 | 0 | 1145.3969 | 0 | 3502.9297 | 0 | 2487.5759 | 0 | 3502.9297 | 0 | 2204.6803 | 0 | 3502.9297 | 0 | 2620.9497 | 0 | 3502.9297 | 0 | 4648.3266 | 5990.5055 | 5707.6099 | 6123.8794
118566 | 242.131 | 2176 | 5 | Standard Efficiency | Electric, 100% Usage | EnergyStar, 100% Usage | Electric, 100% Usage | None | 400%+ | None | None | Single-Family Detached | Single-Family Detached | Single-Family Detached | 2000-2499 | 1500-2499 | 1 | Electricity | 100% Conditioned | Heat Pump | None | Electricity ASHP | None | 200000+ | 100% LED | Occupied | 1990s | Electricity | Yes | 67.9925 | 648.8593 | 37.8062 | 536.6131 | 2302.9525 | 0 | 319.7405 | 515.2189 | 2154.9516 | 5288.7605 | 1249.655 | 1234.4153 | 3681.5588 | 34.8755 | 16.7051 | 575.5916 | 27.2556 | 3166.6329 | 0 | 0 | 0 | 537.1993 | 727.1093 | 489.7218 | 0 | 0 | 0 | 0 | 0 | 0 | 0 | 0 | 0 | 0 | 0 | 0 | 0 | 0 | 0 | 0 | 0 | 0 | 23613.9084 | 23613.9084 | 23613.9084 | 23613.9084 | 0 | 0 | 0 | 4116.5576 | 0 | 0 | 0 | 9339.036 | 0 | 0 | 0 | 8167.518 | 0 | 0 | 0 | 9841.4635 | 0 | 0 | 0 | 4116.5576 | 9339.036 | 8167.518 | 9841.4635
118571 | 242.131 | 3301 | 4 | None | Electric, 100% Usage | Standard, 100% Usage | Electric, 100% Usage | None | 200-300% | None | None | Single-Family Detached | Single-Family Detached | Single-Family Detached | 3000-3999 | 2500-3999 | 2 | Propane | 100% Conditioned | Central AC | None | Propane Fuel Furnace | None | 30000-34999 | 100% Incandescent | Vacant | <1940 | Propane | Yes | 0 | 0 | 0 | 1455.0979 | 5896.5899 | 0 | 0 | 606.9502 | 0 | 0 | 0 | 0 | 0 | 0 | 0 | 0 | 21.9803 | 0 | 0 | 2148.2109 | 0 | 0 | 868.0765 | 0 | 0 | 0 | 0 | 0 | 0 | 0 | 0 | 0 | 0 | 0 | 0 | 0 | 0 | 0 | 0 | 24443.2995 | 1639.4396 | 0 | 37079.6448 | 37079.6448 | 10996.9058 | 10996.9058 | 0 | 0 | 26083.0322 | 1810.3856 | 0 | 0 | 7177.6189 | 3865.9719 | 0 | 0 | 7177.6189 | 3456.1598 | 0 | 0 | 7177.6189 | 3981.2279 | 0 | 0 | 7177.6189 | 8988.0045 | 11043.5908 | 10633.7787 | 11158.8468
118602 | 242.131 | 2663 | 5 | Standard Efficiency | Electric, 100% Usage | Standard, 100% Usage | Gas, 100% Usage | None | 400%+ | None | None | Single-Family Detached | Single-Family Detached | Single-Family Detached | 2500-2999 | 2500-3999 | 1 | Natural Gas | 100% Conditioned | Central AC | None | Natural Gas Fuel Furnace | None | 200000+ | 100% Incandescent | Occupied | 1960s | Natural Gas | Yes | 67.9925 | 762.864 | 28.4279 | 502.91 | 2965.2931 | 0 | 319.7405 | 1227.9678 | 0 | 0 | 0 | 0 | 0 | 233.2846 | 99.9372 | 2774.2107 | 27.2556 | 2692.1508 | 0 | 0 | 0 | 27.8418 | 868.0765 | 402.3866 | 0 | 0 | 0 | 0 | 0 | 0 | 0 | 49068.3031 | 0 | 3866.1936 | 0 | 0 | 813.5653 | 0 | 0 | 0 | 0 | 0 | 66748.1085 | 66748.1085 | 13000.3396 | 13000.3396 | 0 | 53747.7689 | 0 | 2236.7397 | 0 | 12253.4033 | 0 | 4866.8407 | 0 | 12253.4033 | 0 | 4299.1222 | 0 | 12253.4033 | 0 | 5166.98 | 0 | 12253.4033 | 0 | 14490.143 | 17120.2439 | 16552.5254 | 17420.3833
118616 | 242.131 | 2176 | 3 | Standard Efficiency | Electric, 120% Usage | EnergyStar, 120% Usage | Electric, 120% Usage | 290 Rated kWh, 120% Usage | 400%+ | None | None | Single-Family Detached | Single-Family Detached | Single-Family Detached | 2000-2499 | 1500-2499 | 1 | Electricity | 20% Conditioned | Room AC | None | Electricity Baseboard | None | 180000-199999 | 100% CFL | Occupied | 1950s | Electricity | Yes | 67.9925 | 778.6898 | 45.426 | 0 | 1136.8227 | 192.5477 | 0 | 0 | 0 | 13027.0091 | 0 | 0 | 7220.0989 | 52.1667 | 24.911 | 753.7788 | 21.9803 | 6333.5589 | 0 | 0 | 0 | 644.7564 | 434.0383 | 0 | 0 | 0 | 0 | 0 | 0 | 0 | 0 | 0 | 0 | 0 | 0 | 0 | 0 | 0 | 0 | 0 | 0 | 0 | 30733.777 | 30733.777 | 30733.777 | 30733.777 | 0 | 0 | 0 | 5407.3994 | 0 | 0 | 0 | 12426.3385 | 0 | 0 | 0 | 10828.2455 | 0 | 0 | 0 | 13170.0127 | 0 | 0 | 0 | 5407.3994 | 12426.3385 | 10828.2455 | 13170.0127
118660 | 242.131 | 853 | 2 | Standard Efficiency | Gas, 100% Usage | Standard, 100% Usage | Electric, 100% Usage | 318 Rated kWh, 100% Usage | 400%+ | 67 | None | 50 or more Unit | Multifamily with 5+ units, 4-7 stories | Multi-Family with 5+ Units | 750-999 | 0-1499 | 6 | Natural Gas | 40% Conditioned | Room AC | None | Natural Gas Fuel Furnace | None | 120000-139999 | 100% CFL | Occupied | <1940 | Electricity | Yes | 67.9925 | 76.7846 | 32.2378 | 0 | 823.5297 | 112.5393 | 0 | 119.8661 | 0 | 0 | 0 | 0 | 2760.1433 | 35.7547 | 0 | 390.3707 | 16.412 | 1856.8983 | 0 | 0 | 0 | 431.9868 | 434.0383 | 0 | 0 | 0 | 0 | 1019.0081 | 0 | 0 | 0 | 4804.3141 | 0 | 0 | 0 | 0 | 0 | 0 | 0 | 0 | 0 | 0 | 12981.8761 | 12981.8761 | 7158.554 | 7158.554 | 0 | 5823.3222 | 0 | 1191.183 | 0 | 1327.6027 | 0 | 2666.6959 | 0 | 1327.6027 | 0 | 2346.735 | 0 | 1327.6027 | 0 | 2844.7272 | 0 | 1327.6027 | 0 | 2518.7857 | 3994.2986 | 3674.3377 | 4172.33
118690 | 242.131 | 1675 | 2 | Standard Efficiency | Electric, 100% Usage | EnergyStar, 100% Usage | Electric, 100% Usage | None | 400%+ | None | 12 | Single-Family Attached | Single-Family Attached | Single-Family Attached | 1500-1999 | 1500-2499 | 2 | Electricity | 100% Conditioned | Central AC | None | Electricity Electric Furnace | None | 50000-59999 | 100% LED | Occupied | 1970s | Electricity | Yes | 67.9925 | 289.8473 | 16.9981 | 286.9166 | 2353.6538 | 0 | 0 | 98.765 | 0 | 5669.1668 | 0 | 0 | 1147.6663 | 30.4794 | 0 | 470.6721 | 16.412 | 1728.2401 | 0 | 0 | 0 | 346.9961 | 434.0383 | 0 | 0 | 0 | 0 | 0 | 0 | 0 | 0 | 0 | 0 | 0 | 0 | 0 | 0 | 0 | 0 | 0 | 0 | 0 | 12958.1374 | 12958.1374 | 12958.1374 | 12958.1374 | 0 | 0 | 0 | 2350.3474 | 0 | 0 | 0 | 5365.3854 | 0 | 0 | 0 | 4684.5627 | 0 | 0 | 0 | 5578.3633 | 0 | 0 | 0 | 2350.3474 | 5365.3854 | 4684.5627 | 5578.3633
118707 | 242.131 | 1690 | 2 | Standard Efficiency | Electric, 100% Usage | EnergyStar, 100% Usage | Gas, 100% Usage | 318 Rated kWh, 100% Usage | 150-200% | None | None | Single-Family Detached | Single-Family Detached | Single-Family Detached | 1500-1999 | 1500-2499 | 1 | Natural Gas | 100% Conditioned | Central AC | None | Natural Gas Fuel Furnace | None | 25000-29999 | 100% CFL | Occupied | 1950s | Natural Gas | Yes | 67.9925 | 400.042 | 23.4457 | 1165.8367 | 3443.292 | 97.5927 | 0 | 304.7939 | 0 | 0 | 897.3836 | 886.54 | 0 | 46.0122 | 24.911 | 620.1384 | 16.412 | 2382.6678 | 0 | 0 | 0 | 27.8418 | 868.0765 | 0 | 0 | 0 | 0 | 0 | 0 | 0 | 0 | 27585.9006 | 0 | 3196.5262 | 0 | 0 | 813.5653 | 0 | 0 | 0 | 0 | 0 | 42869.5569 | 42869.5569 | 11273.5648 | 11273.5648 | 0 | 31595.9921 | 0 | 1931.8717 | 0 | 7203.2505 | 0 | 4134.1611 | 0 | 7203.2505 | 0 | 3671.7386 | 0 | 7203.2505 | 0 | 4358.0089 | 0 | 7203.2505 | 0 | 9135.1222 | 11337.4116 | 10874.9891 | 11561.2594
118734 | 242.131 | 1690 | 4 | None | Electric, 100% Usage | EnergyStar, 100% Usage | Electric, 100% Usage | 318 Rated kWh, 100% Usage | 400%+ | None | None | Single-Family Detached | Single-Family Detached | Single-Family Detached | 1500-1999 | 1500-2499 | 2 | Electricity | 100% Conditioned | Central AC | None | Electricity Electric Furnace | None | 100000-119999 | 100% Incandescent | Occupied | 2000s | Electricity | Yes | 0 | 524.5972 | 30.7725 | 270.2115 | 1426.963 | 134.8127 | 0 | 181.9971 | 0 | 13262.0521 | 0 | 0 | 3047.9391 | 184.6348 | 99.9372 | 1938.9582 | 21.9803 | 2697.4261 | 0 | 0 | 0 | 471.2583 | 434.0383 | 0 | 0 | 0 | 0 | 0 | 0 | 0 | 0 | 0 | 0 | 0 | 0 | 0 | 0 | 0 | 0 | 0 | 0 | 0 | 24726.9923 | 24726.9923 | 24726.9923 | 24726.9923 | 0 | 0 | 0 | 4327.8854 | 0 | 0 | 0 | 9990.3896 | 0 | 0 | 0 | 8696.3328 | 0 | 0 | 0 | 10589.6795 | 0 | 0 | 0 | 4327.8854 | 9990.3896 | 8696.3328 | 10589.6795
118745 | 242.131 | 2176 | 4 | Standard Efficiency | Electric, 100% Usage | EnergyStar, 100% Usage | Electric, 100% Usage | 318 Rated kWh, 100% Usage | 400%+ | None | None | Single-Family Detached | Single-Family Detached | Single-Family Detached | 2000-2499 | 1500-2499 | 1 | Electricity | 100% Conditioned | Central AC | None | Electricity Baseboard | None | 80000-99999 | 100% Incandescent | Occupied | 1940s | Electricity | Yes | 67.9925 | 400.042 | 23.4457 | 1061.5034 | 4486.625 | 97.5927 | 0 | 0 | 0 | 11809.0057 | 0 | 0 | 2244.6313 | 208.6666 | 0 | 2355.9983 | 21.9803 | 2537.1163 | 0 | 0 | 0 | 405.6104 | 434.0383 | 0 | 0 | 0 | 0 | 0 | 0 | 0 | 0 | 0 | 0 | 0 | 0 | 0 | 0 | 0 | 0 | 0 | 0 | 0 | 26154.2484 | 26154.2484 | 26154.2484 | 26154.2484 | 0 | 0 | 0 | 4634.7211 | 0 | 0 | 0 | 10602.4545 | 0 | 0 | 0 | 9264.1724 | 0 | 0 | 0 | 11048.4265 | 0 | 0 | 0 | 4634.7211 | 10602.4545 | 9264.1724 | 11048.4265
118820 | 242.131 | 885 | 3 | Standard Efficiency | Electric, 100% Usage | Standard, 100% Usage | Electric, 100% Usage | None | 0-100% | None | None | Single-Family Detached | Single-Family Detached | Single-Family Detached | 750-999 | 0-1499 | 1 | Electricity | 100% Conditioned | Heat Pump | None | Electricity ASHP | None | <10000 | 100% LED | Occupied | 1950s | Electricity | Yes | 67.9925 | 1237.053 | 46.3052 | 343.7724 | 1488.801 | 0 | 0 | 821.1851 | 1616.8731 | 8762.5319 | 0 | 0 | 3947.3742 | 24.0318 | 0 | 304.7939 | 21.9803 | 2756.3334 | 0 | 0 | 0 | 537.1993 | 400.042 | 0 | 0 | 0 | 0 | 0 | 0 | 0 | 0 | 0 | 0 | 0 | 0 | 0 | 0 | 0 | 0 | 0 | 0 | 0 | 22375.9762 | 22375.9762 | 22375.9762 | 22375.9762 | 0 | 0 | 0 | 3910.1626 | 0 | 0 | 0 | 8987.9283 | 0 | 0 | 0 | 7829.701 | 0 | 0 | 0 | 9507.4848 | 0 | 0 | 0 | 3910.1626 | 8987.9283 | 7829.701 | 9507.4848
118896 | 242.131 | 617 | 1 | None | None | None | Electric, 100% Usage | None | 150-200% | 3 | None | 3 or 4 Unit | Multifamily with 2-4 Units | Multi-Family with 2 - 4 Units | 500-749 | 0-1499 | 3 | Natural Gas | 100% Conditioned | Room AC | None | Natural Gas Fuel Boiler | None | 20000-24999 | 100% Incandescent | Vacant | <1940 | Natural Gas | Yes | 0 | 0 | 0 | 0 | 1314.1307 | 0 | 0 | 32.2378 | 0 | 0 | 0 | 0 | 0 | 0 | 0 | 0 | 16.412 | 0 | 0 | 0 | 0 | 0 | 434.0383 | 0 | 0 | 0 | 0 | 0 | 0 | 0 | 0 | 3116.2247 | 0 | 1579.0669 | 0 | 0 | 0 | 0 | 0 | 0 | 0 | 0 | 6492.4034 | 6492.4034 | 1797.1118 | 1797.1118 | 0 | 4695.2916 | 0 | 312.3804 | 0 | 1070.463 | 0 | 635.8943 | 0 | 1070.463 | 0 | 571.0038 | 0 | 1070.463 | 0 | 666.0106 | 0 | 1070.463 | 0 | 1382.8435 | 1706.3573 | 1641.4669 | 1736.4736
118936 | 242.131 | 2176 | 4 | None | Electric, 120% Usage | Standard, 120% Usage | Propane, 120% Usage | 290 Rated kWh, 120% Usage | 400%+ | None | None | Single-Family Detached | Single-Family Detached | Single-Family Detached | 2000-2499 | 1500-2499 | 1 | Fuel Oil | 100% Conditioned | Central AC | None | Fuel Oil Fuel Boiler | None | 160000-179999 | 100% CFL | Occupied | <1940 | Propane | Yes | 0 | 915.261 | 34.2893 | 1874.4826 | 5628.1368 | 109.3155 | 0 | 164.999 | 0 | 0 | 0 | 0 | 0 | 52.1667 | 0 | 753.7788 | 21.9803 | 5074.5256 | 0 | 0 | -6044.5908 | 33.4101 | 1836.0903 | 0 | 0 | 27650.3762 | 0 | 0 | 0 | 0 | 0 | 0 | 0 | 0 | 0 | 0 | 0 | 0 | 0 | 0 | 7006.157 | 976.2197 | 46086.305 | 52130.8958 | 10453.552 | 16498.4359 | 27650.3762 | 0 | 7982.0837 | 2279.6976 | 8383.5682 | 0 | 2196.5764 | 4672.8814 | 8383.5682 | 0 | 2196.5764 | 4145.0391 | 8383.5682 | 0 | 2196.5764 | 4771.6162 | 8383.5682 | 0 | 2196.5764 | 12859.8422 | 15253.0259 | 14725.1837 | 15351.7607
118963 | 242.131 | 2631 | 4 | Standard Efficiency | Electric, 80% Usage | EnergyStar, 80% Usage | Electric, 80% Usage | 290 Rated kWh, 80% Usage | 400%+ | None | 5 | Single-Family Attached | Single-Family Attached | Single-Family Attached | 2500-2999 | 2500-3999 | 1 | Electricity | 80% Conditioned | Central AC | None | Electricity Electric Furnace | None | 140000-159999 | 100% LED | Occupied | 2000s | Electricity | Yes | 67.9925 | 360.1843 | 21.1011 | 189.3239 | 1692.4854 | 84.1114 | 0 | 249.6966 | 0 | 10675.9929 | 0 | 0 | 1489.0941 | 38.6854 | 0 | 671.1328 | 21.9803 | 1068.5371 | 0 | 0 | 0 | 345.5308 | 434.0383 | 0 | 0 | 0 | 0 | 0 | 0 | 0 | 0 | 0 | 0 | 0 | 0 | 0 | 0 | 0 | 0 | 0 | 0 | 0 | 17409.3008 | 17409.3008 | 17409.3008 | 17409.3008 | 0 | 0 | 0 | 2936.1293 | 0 | 0 | 0 | 6885.9917 | 0 | 0 | 0 | 5989.0636 | 0 | 0 | 0 | 7289.639 | 0 | 0 | 0 | 2936.1293 | 6885.9917 | 5989.0636 | 7289.639
118994 | 242.131 | 853 | 1 | None | Electric, 100% Usage | EnergyStar, 100% Usage | Electric, 100% Usage | None | 100-150% | 12 | None | 10 to 19 Unit | Multifamily with 5+ units, 1-3 stories | Multi-Family with 5+ Units | 750-999 | 0-1499 | 2 | Electricity | 100% Conditioned | Heat Pump | None | Electricity ASHP | None | 20000-24999 | 100% Incandescent | Occupied | 1970s | Electricity | No | 0 | 369.8557 | 21.6873 | 258.4887 | 905.0035 | 0 | 0 | 44.8399 | 147.1217 | 537.7854 | 0 | 0 | 1919.0294 | 142.7256 | 0 | 1220.3479 | 16.412 | 1661.713 | 0 | 0 | 0 | 389.4915 | 480.0504 | 0 | 0 | 0 | 0 | 0 | 0 | 0 | 0 | 0 | 0 | 0 | 0 | 0 | 0 | 0 | 0 | 0 | 0 | 0 | 8114.2587 | 8114.2587 | 8114.2587 | 8114.2587 | 0 | 0 | 0 | 1391.4304 | 0 | 0 | 0 | 3107.9247 | 0 | 0 | 0 | 2730.5757 | 0 | 0 | 0 | 3300.271 | 0 | 0 | 0 | 1391.4304 | 3107.9247 | 2730.5757 | 3300.271
119009 | 242.131 | 633 | 2 | None | Electric, 80% Usage | EnergyStar, 80% Usage | Gas, 80% Usage | 290 Rated kWh, 80% Usage | 400%+ | None | None | Single-Family Detached | Single-Family Detached | Single-Family Detached | 500-749 | 0-1499 | 1 | Natural Gas | 100% Conditioned | Central AC | None | Natural Gas Fuel Furnace | None | 70000-79999 | 100% CFL | Occupied | 1950s | Natural Gas | Yes | 0 | 319.1544 | 18.7565 | 562.1103 | 2410.8026 | 72.9747 | 0 | 62.1311 | 0 | 0 | 757.0026 | 747.9174 | 0 | 32.824 | 0 | 329.998 | 16.412 | 1023.4042 | 0 | 0 | 0 | 22.2734 | 434.0383 | 0 | 0 | 0 | 0 | 0 | 0 | 0 | 0 | 7007.6224 | 0 | 2802.6386 | 0 | 0 | 650.9108 | 0 | 0 | 0 | 0 | 0 | 17270.3851 | 17270.3851 | 6809.5063 | 6809.5063 | 0 | 10460.8788 | 0 | 1202.3377 | 0 | 2384.8816 | 0 | 2575.6245 | 0 | 2384.8816 | 0 | 2284.7121 | 0 | 2384.8816 | 0 | 2696.3268 | 0 | 2384.8816 | 0 | 3587.2194 | 4960.5061 | 4669.5937 | 5081.2084
119058 | 242.131 | 1138 | 2 | None | None | None | Electric, 80% Usage | None | 300-400% | 67 | None | 50 or more Unit | Multifamily with 5+ units, 4-7 stories | Multi-Family with 5+ Units | 1000-1499 | 0-1499 | 4 | Electricity | 100% Conditioned | Heat Pump | None | Electricity ASHP | None | 60000-69999 | 100% CFL | Occupied | 2000s | Electricity | Yes | 0 | 0 | 0 | 291.3126 | 1177.5596 | 0 | 0 | 46.3052 | 21.9803 | 539.5438 | 0 | 0 | 1083.4837 | 39.2715 | 0 | 468.6206 | 16.412 | 888.2984 | 0 | 0 | 0 | 311.5345 | 434.0383 | 0 | 0 | 0 | 0 | 0 | 0 | 0 | 0 | 0 | 0 | 0 | 0 | 0 | 0 | 0 | 0 | 0 | 0 | 0 | 5318.3607 | 5318.3607 | 5318.3607 | 5318.3607 | 0 | 0 | 0 | 991.8119 | 0 | 0 | 0 | 2194.4472 | 0 | 0 | 0 | 1930.6043 | 0 | 0 | 0 | 2256.4837 | 0 | 0 | 0 | 991.8119 | 2194.4472 | 1930.6043 | 2256.4837
119101 | 242.131 | 1138 | 2 | Standard Efficiency | Electric, 100% Usage | EnergyStar, 100% Usage | Electric, 100% Usage | 318 Rated kWh, 100% Usage | 300-400% | 8 | None | 5 to 9 Unit | Multifamily with 5+ units, 1-3 stories | Multi-Family with 5+ Units | 1000-1499 | 0-1499 | 2 | Electricity | 100% Conditioned | Central AC | None | Electricity Electric Furnace | None | 45000-49999 | 100% LED | Occupied | 1970s | Electricity | Yes | 67.9925 | 289.8473 | 16.9981 | 334.101 | 2677.2042 | 64.7687 | 0 | 179.6526 | 0 | 11170.1108 | 0 | 0 | 1361.3151 | 26.0833 | 0 | 357.8398 | 16.412 | 1581.4115 | 0 | 0 | 0 | 346.9961 | 434.0383 | 0 | 0 | 0 | 0 | 0 | 0 | 0 | 0 | 0 | 0 | 0 | 0 | 0 | 0 | 0 | 0 | 0 | 0 | 0 | 18924.1851 | 18924.1851 | 18924.1851 | 18924.1851 | 0 | 0 | 0 | 3269.9959 | 0 | 0 | 0 | 7546.6803 | 0 | 0 | 0 | 6580.8256 | 0 | 0 | 0 | 7971.4464 | 0 | 0 | 0 | 3269.9959 | 7546.6803 | 6580.8256 | 7971.4464
119222 | 242.131 | 1138 | 1 | Standard Efficiency | Electric, 100% Usage | EnergyStar, 100% Usage | Electric, 100% Usage | None | 300-400% | 67 | None | 50 or more Unit | Multifamily with 5+ units, 1-3 stories | Multi-Family with 5+ Units | 1000-1499 | 0-1499 | 2 | Natural Gas | 100% Conditioned | Room AC | None | Natural Gas Fuel Furnace | None | 60000-69999 | 100% CFL | Occupied | 1980s | Natural Gas | Yes | 67.9925 | 369.8557 | 21.6873 | 0 | 1488.508 | 0 | 0 | 66.5271 | 0 | 0 | 0 | 0 | 0 | 39.2715 | 0 | 468.6206 | 16.412 | 1776.3038 | 0 | 0 | 0 | 389.4915 | 480.0504 | 0 | 0 | 0 | 0 | 0 | 0 | 0 | 0 | 3096.0028 | 0 | 2715.3035 | 0 | 0 | 0 | 0 | 0 | 0 | 0 | 0 | 10996.0265 | 10996.0265 | 5185.0134 | 5185.0134 | 0 | 5811.3062 | 0 | 863.4389 | 0 | 1324.8358 | 0 | 1898.8597 | 0 | 1324.8358 | 0 | 1679.4584 | 0 | 1324.8358 | 0 | 2008.2362 | 0 | 1324.8358 | 0 | 2188.2747 | 3223.6955 | 3004.2942 | 3333.072
119277 | 242.131 | 617 | 1 | Standard Efficiency | Electric, 100% Usage | EnergyStar, 100% Usage | Electric, 100% Usage | None | 150-200% | 12 | None | 10 to 19 Unit | Multifamily with 5+ units, 1-3 stories | Multi-Family with 5+ Units | 500-749 | 0-1499 | 3 | Natural Gas | 100% Conditioned | Central AC | None | Natural Gas Fuel Furnace | None | 20000-24999 | 100% Incandescent | Occupied | 1990s | Natural Gas | Yes | 67.9925 | 289.8473 | 16.9981 | 309.7761 | 1410.258 | 0 | 0 | 1.7584 | 0 | 0 | 0 | 0 | 0 | 130.7097 | 0 | 1017.8358 | 16.412 | 1371.2795 | 0 | 0 | 0 | 346.9961 | 480.0504 | 0 | 0 | 0 | 0 | 0 | 0 | 0 | 0 | 717.438 | 0 | 2744.9036 | 0 | 0 | 0 | 0 | 0 | 0 | 0 | 0 | 8922.2557 | 8922.2557 | 5459.914 | 5459.914 | 0 | 3462.3416 | 0 | 923.2805 | 0 | 789.3396 | 0 | 2030.8469 | 0 | 789.3396 | 0 | 1791.459 | 0 | 789.3396 | 0 | 2162.454 | 0 | 789.3396 | 0 | 1712.6201 | 2820.1865 | 2580.7986 | 2951.7936
119337 | 242.131 | 853 | 3 | Standard Efficiency | None | None | Electric, 100% Usage | None | 300-400% | 6 | None | 5 to 9 Unit | Multifamily with 5+ units, 1-3 stories | Multi-Family with 5+ Units | 750-999 | 0-1499 | 3 | Electricity | 100% Conditioned | Heat Pump | None | Electricity ASHP | None | 80000-99999 | 100% LED | Occupied | 1970s | Electricity | No | 67.9925 | 0 | 0 | 586.1421 | 2489.0526 | 0 | 0 | 459.5354 | 1497.007 | 4444.7158 | 0 | 0 | 2394.6837 | 23.7388 | 0 | 298.0533 | 21.9803 | 1856.8983 | 0 | 0 | 0 | 431.9868 | 480.0504 | 330.8772 | 0 | 0 | 0 | 0 | 0 | 0 | 0 | 0 | 0 | 0 | 0 | 0 | 0 | 0 | 0 | 0 | 0 | 0 | 15382.4213 | 15382.4213 | 15382.4213 | 15382.4213 | 0 | 0 | 0 | 2660.9289 | 0 | 0 | 0 | 6068.8786 | 0 | 0 | 0 | 5306.6842 | 0 | 0 | 0 | 6375.9715 | 0 | 0 | 0 | 2660.9289 | 6068.8786 | 5306.6842 | 6375.9715
119347 | 242.131 | 2176 | 3 | None | Electric, 120% Usage | EnergyStar, 120% Usage | Electric, 120% Usage | None | 400%+ | None | None | Single-Family Detached | Single-Family Detached | Single-Family Detached | 2000-2499 | 1500-2499 | 2 | Fuel Oil | 100% Conditioned | Central AC | None | Fuel Oil Fuel Boiler | None | 200000+ | 100% LED | Occupied | <1940 | Electricity | Yes | 0 | 778.6898 | 45.426 | 827.3396 | 3389.3669 | 0 | 319.7405 | 146.2425 | 0 | 0 | 0 | 0 | 7009.0877 | 34.8755 | 0 | 575.5916 | 21.9803 | 6333.5589 | 0 | 0 | -3521.835 | 644.7564 | 434.0383 | 0 | 0 | 26376.9824 | 0 | 0 | 0 | 0 | 0 | 0 | 0 | 0 | 0 | 0 | 0 | 0 | 0 | 0 | 0 | 0 | 43415.5483 | 46937.6764 | 17038.5659 | 20560.4009 | 26376.9824 | 0 | 0 | 3112.6992 | 7997.493 | 0 | 0 | 6746.497 | 7997.493 | 0 | 0 | 5948.7396 | 7997.493 | 0 | 0 | 7128.7552 | 7997.493 | 0 | 0 | 11110.1922 | 14743.99 | 13946.2327 | 15126.2482
119406 | 242.131 | 1202 | 2 | None | Gas, 80% Usage | EnergyStar, 80% Usage | Electric, 80% Usage | 318 Rated kWh, 80% Usage | 400%+ | None | 5 | Single-Family Attached | Single-Family Attached | Single-Family Attached | 1000-1499 | 0-1499 | 1 | Natural Gas | 100% Conditioned | Central AC | None | Natural Gas Fuel Furnace | None | 50000-59999 | 100% CFL | Occupied | 2000s | Natural Gas | Yes | 0 | 20.808 | 13.4813 | 439.0205 | 1959.7662 | 51.5805 | 0 | 141.8464 | 0 | 0 | 0 | 0 | 0 | 40.1507 | 0 | 486.2049 | 16.412 | 827.9258 | 0 | 0 | 0 | 277.5383 | 400.042 | 0 | 0 | 0 | 0 | 275.1937 | 0 | 0 | 0 | 9953.2797 | 0 | 2081.0977 | 0 | 0 | 0 | 0 | 0 | 0 | 0 | 0 | 16984.3477 | 16984.3477 | 4674.4836 | 4674.4836 | 0 | 12309.8642 | 0 | 862.5494 | 0 | 2806.3796 | 0 | 1853.0146 | 0 | 2806.3796 | 0 | 1643.0018 | 0 | 2806.3796 | 0 | 1903.0559 | 0 | 2806.3796 | 0 | 3668.9291 | 4659.3943 | 4449.3815 | 4709.4355
119482 | 242.131 | 2663 | 4 | Standard Efficiency | Electric, 80% Usage | Standard, 80% Usage | Electric, 80% Usage | None | 300-400% | None | None | Single-Family Detached | Single-Family Detached | Single-Family Detached | 2500-2999 | 2500-3999 | 1 | Electricity | 100% Conditioned | Heat Pump | None | Electricity ASHP | None | 70000-79999 | 100% LED | Occupied | 2000s | Electricity | Yes | 67.9925 | 799.791 | 29.8932 | 716.5588 | 2177.8111 | 0 | 0 | 120.4522 | 3381.454 | 2021.0181 | 0 | 0 | 1844.0032 | 38.9785 | 16.7051 | 677.8734 | 21.9803 | 1503.4546 | 0 | 0 | 0 | 377.1825 | 434.0383 | 0 | 0 | 0 | 0 | 0 | 0 | 0 | 0 | 0 | 0 | 0 | 0 | 0 | 0 | 0 | 0 | 0 | 0 | 0 | 14229.1866 | 14229.1866 | 14229.1866 | 14229.1866 | 0 | 0 | 0 | 2664.8515 | 0 | 0 | 0 | 5772.5648 | 0 | 0 | 0 | 5242.6433 | 0 | 0 | 0 | 6345.6466 | 0 | 0 | 0 | 2664.8515 | 5772.5648 | 5242.6433 | 6345.6466
119501 | 242.131 | 1675 | 2 | None | Gas, 100% Usage | EnergyStar, 100% Usage | Electric, 100% Usage | None | 400%+ | None | 15 | Single-Family Attached | Single-Family Attached | Single-Family Attached | 1500-1999 | 1500-2499 | 1 | Natural Gas | 100% Conditioned | Central AC | None | Natural Gas Fuel Furnace | None | 80000-99999 | 100% CFL | Vacant | 2000s | Natural Gas | Yes | 0 | 0 | 0 | 291.0196 | 1138.5811 | 0 | 319.7405 | 2.3446 | 0 | 0 | 0 | 0 | 0 | 0 | 0 | 0 | 16.412 | 0 | 0 | 0 | 0 | 0 | 434.0383 | 0 | 0 | 0 | 0 | 0 | 0 | 0 | 0 | 386.8538 | 0 | 1569.6887 | 0 | 0 | 0 | 0 | 0 | 0 | 0 | 0 | 4158.9716 | 4158.9716 | 2202.136 | 2202.136 | 0 | 1956.8355 | 0 | 374.1529 | 0 | 446.0909 | 0 | 788.8779 | 0 | 446.0909 | 0 | 705.3248 | 0 | 446.0909 | 0 | 816.6917 | 0 | 446.0909 | 0 | 820.2438 | 1234.9687 | 1151.4157 | 1262.7826
119632 | 242.131 | 1202 | 2 | Standard Efficiency | Electric, 100% Usage | Standard, 100% Usage | Gas, 100% Usage | None | 300-400% | None | 50 | Single-Family Attached | Single-Family Attached | Single-Family Attached | 1000-1499 | 0-1499 | 2 | Natural Gas | 100% Conditioned | Central AC | None | Natural Gas Fuel Furnace | None | 40000-44999 | 100% CFL | Occupied | 2000s | Natural Gas | Yes | 67.9925 | 552.439 | 20.808 | 586.4352 | 2005.1923 | 0 | 0 | 55.9766 | 0 | 0 | 0 | 0 | 0 | 40.1507 | 0 | 486.2049 | 16.412 | 1655.8515 | 0 | 0 | 0 | 23.7388 | 434.0383 | 0 | 0 | 0 | 0 | 0 | 0 | 0 | 0 | 8101.3636 | 0 | 2246.0967 | 0 | 0 | 694.8715 | 0 | 0 | 0 | 0 | 0 | 16987.2784 | 16987.2784 | 5944.9467 | 5944.9467 | 0 | 11042.3318 | 0 | 995.623 | 0 | 2517.41 | 0 | 2183.0217 | 0 | 2517.41 | 0 | 2030.4876 | 0 | 2517.41 | 0 | 2400.8817 | 0 | 2517.41 | 0 | 3513.033 | 4700.4317 | 4547.8976 | 4918.2916
119636 | 242.131 | 3301 | 4 | None | Electric, 120% Usage | Standard, 120% Usage | Electric, 120% Usage | None | 400%+ | None | None | Single-Family Detached | Single-Family Detached | Single-Family Detached | 3000-3999 | 2500-3999 | 1 | Electricity | 60% Conditioned | Central AC | None | Electricity Baseboard | None | 200000+ | 100% Incandescent | Vacant | 1980s | Natural Gas | Yes | 0 | 0 | 0 | 948.0849 | 3451.2049 | 0 | 319.7405 | 0 | 0 | 11565.1706 | 0 | 0 | 0 | 0 | 0 | 0 | 21.9803 | 0 | 0 | 0 | 0 | 0 | 400.042 | 0 | 0 | 0 | 0 | 0 | 0 | 0 | 0 | 0 | 0 | 1661.713 | 0 | 0 | 0 | 0 | 0 | 0 | 0 | 0 | 18367.6432 | 18367.6432 | 16705.9302 | 16705.9302 | 0 | 1661.713 | 0 | 3068.5311 | 0 | 378.8408 | 0 | 7054.4863 | 0 | 378.8408 | 0 | 6144.0983 | 0 | 378.8408 | 0 | 7297.2525 | 0 | 378.8408 | 0 | 3447.3719 | 7433.3271 | 6522.9391 | 7676.0933
119645 | 242.131 | 3301 | 4 | Standard Efficiency | Electric, 120% Usage | EnergyStar, 120% Usage | Electric, 120% Usage | 318 Rated kWh, 120% Usage | 300-400% | None | None | Single-Family Detached | Single-Family Detached | Single-Family Detached | 3000-3999 | 2500-3999 | 2 | Electricity | 100% Conditioned | Central AC | None | Electricity Electric Furnace | None | 120000-139999 | 100% Incandescent | Occupied | 1980s | Electricity | Yes | 67.9925 | 1375.6756 | 80.3015 | 1403.5174 | 7613.1072 | 384.5092 | 319.7405 | 425.5392 | 0 | 18205.8679 | 0 | 1950.388 | 13236.2618 | 264.9362 | 0 | 3321.6675 | 21.9803 | 9567.012 | 0 | 0 | 0 | 961.2731 | 434.0383 | 0 | 0 | 0 | 0 | 0 | 3453.8426 | 0 | 0 | 0 | 4482.8151 | 0 | 0 | 0 | 0 | 0 | 0 | 0 | 0 | 0 | 67570.759 | 67570.759 | 59634.1013 | 59634.1013 | 0 | 7936.6576 | 0 | 10261.4927 | 0 | 1809.3986 | 0 | 23338.9558 | 0 | 1809.3986 | 0 | 20420.4269 | 0 | 1809.3986 | 0 | 24648.3055 | 0 | 1809.3986 | 0 | 12070.8913 | 25148.3544 | 22229.8254 | 26457.7041
119671 | 242.131 | 1202 | 2 | Standard Efficiency | Electric, 80% Usage | EnergyStar, 80% Usage | Electric, 80% Usage | 318 Rated kWh, 80% Usage | 100-150% | None | 8 | Single-Family Attached | Single-Family Attached | Single-Family Attached | 1000-1499 | 0-1499 | 2 | Fuel Oil | 60% Conditioned | Room AC | None | Fuel Oil Fuel Furnace | None | 40000-44999 | 100% Incandescent | Occupied | <1940 | Fuel Oil | Yes | 67.9925 | 488.2564 | 28.4279 | 0 | 1621.5622 | 128.3651 | 0 | 377.4755 | 0 | 0 | 0 | 0 | 0 | 160.0168 | 0 | 1519.8666 | 16.412 | 1089.9313 | 0 | 0 | 0 | 413.5233 | 400.042 | 0 | 0 | 15142.9822 | 3530.041 | 0 | 0 | 0 | 0 | 0 | 0 | 0 | 0 | 0 | 0 | 0 | 0 | 0 | 0 | 0 | 24985.1879 | 24985.1879 | 6312.4578 | 6312.4578 | 18672.7302 | 0 | 0 | 1109.1386 | 5661.5626 | 0 | 0 | 2426.3686 | 5661.5626 | 0 | 0 | 2141.2313 | 5661.5626 | 0 | 0 | 2548.8689 | 5661.5626 | 0 | 0 | 6770.7012 | 8087.9312 | 7802.7939 | 8210.4315
119706 | 242.131 | 1202 | 3 | Standard Efficiency | Electric, 80% Usage | EnergyStar, 80% Usage | Gas, 80% Usage | 290 Rated kWh, 80% Usage | 150-200% | None | 8 | Single-Family Attached | Single-Family Attached | Single-Family Attached | 1000-1499 | 0-1499 | 1 | Natural Gas | None | None | None | Natural Gas Fuel Boiler | None | 25000-29999 | 100% CFL | Occupied | <1940 | Natural Gas | Yes | 67.9925 | 296.0018 | 17.2912 | 0 | 0 | 66.2341 | 319.7405 | 109.3155 | 0 | 0 | 0 | 0 | 0 | 40.1507 | 0 | 486.2049 | 21.9803 | 893.2806 | 0 | 0 | 0 | 21.3942 | 480.0504 | 0 | 0 | 0 | 0 | 0 | 0 | 0 | 0 | 19585.6465 | 0 | 2470.003 | 0 | 0 | 624.8275 | 0 | 0 | 0 | 0 | 0 | 25500.1138 | 25500.1138 | 2819.6368 | 2819.6368 | 0 | 22680.477 | 0 | 479.1614 | 0 | 5170.6804 | 0 | 1071.25 | 0 | 5170.6804 | 0 | 940.6458 | 0 | 5170.6804 | 0 | 1145.0994 | 0 | 5170.6804 | 0 | 5649.8418 | 6241.9304 | 6111.3262 | 6315.7798
119726 | 242.131 | 2152 | 3 | Standard Efficiency | Gas, 80% Usage | EnergyStar, 80% Usage | Gas, 80% Usage | None | 400%+ | None | 8 | Single-Family Attached | Single-Family Attached | Single-Family Attached | 2000-2499 | 1500-2499 | 1 | Natural Gas | 100% Conditioned | Central AC | None | Natural Gas Fuel Wall/Floor Furnace | None | 160000-179999 | 100% CFL | Occupied | 1980s | Natural Gas | Yes | 67.9925 | 26.3764 | 17.2912 | 468.3276 | 2082.563 | 0 | 0 | 0 | 0 | 0 | 0 | 0 | 0 | 51.8736 | 0 | 747.0382 | 21.9803 | 966.2553 | 0 | 0 | 0 | 21.3942 | 434.0383 | 0 | 0 | 0 | 0 | 351.3922 | 0 | 0 | 0 | 11960.5234 | 0 | 2349.5508 | 0 | 0 | 624.8275 | 0 | 0 | 0 | 0 | 0 | 20191.7175 | 20191.7175 | 4905.4236 | 4905.4236 | 0 | 15286.2939 | 0 | 866.0462 | 0 | 3484.9738 | 0 | 1821.7993 | 0 | 3484.9738 | 0 | 1620.1113 | 0 | 3484.9738 | 0 | 1921.4844 | 0 | 3484.9738 | 0 | 4351.0199 | 5306.7731 | 5105.0851 | 5406.4582
119799 | 242.131 | 853 | 2 | None | Electric, 100% Usage | Standard, 100% Usage | Electric, 100% Usage | 290 Rated kWh, 100% Usage | 0-100% | 12 | None | 10 to 19 Unit | Multifamily with 5+ units, 1-3 stories | Multi-Family with 5+ Units | 750-999 | 0-1499 | 2 | Natural Gas | None | None | None | Natural Gas Fuel Boiler | None | <10000 | 100% CFL | Vacant | 1980s | Electricity | Yes | 0 | 0 | 0 | 0 | 0 | 0 | 0 | 29.3071 | 0 | 0 | 0 | 0 | 310.0692 | 0 | 0 | 0 | 16.412 | 0 | 0 | 0 | 0 | 0 | 434.0383 | 0 | 0 | 0 | 0 | 0 | 0 | 0 | 0 | 2496.9655 | 0 | 0 | 0 | 0 | 0 | 0 | 0 | 0 | 0 | 0 | 3286.7921 | 3286.7921 | 789.8265 | 789.8265 | 0 | 2496.9655 | 0 | 133.3761 | 0 | 569.2498 | 0 | 301.5986 | 0 | 569.2498 | 0 | 264.8512 | 0 | 569.2498 | 0 | 319.2379 | 0 | 569.2498 | 0 | 702.6259 | 870.8484 | 834.101 | 888.4877
119820 | 242.131 | 853 | 2 | None | Gas, 100% Usage | Standard, 100% Usage | Electric, 100% Usage | 318 Rated kWh, 100% Usage | 0-100% | 12 | None | 10 to 19 Unit | Multifamily with 5+ units, 1-3 stories | Multi-Family with 5+ Units | 750-999 | 0-1499 | 3 | Electricity | 100% Conditioned | Heat Pump | None | Electricity ASHP | None | 10000-14999 | 100% Incandescent | Occupied | 1990s | Natural Gas | Yes | 0 | 63.0103 | 26.3764 | 417.3332 | 1760.1848 | 88.5075 | 0 | 78.25 | 78.8361 | 1748.462 | 0 | 0 | 0 | 142.7256 | 0 | 1220.3479 | 16.412 | 1661.713 | 0 | 0 | 0 | 389.4915 | 400.042 | 0 | 0 | 0 | 0 | 837.5971 | 0 | 0 | 0 | 0 | 0 | 3726.6917 | 0 | 0 | 0 | 0 | 0 | 0 | 0 | 0 | 12655.3949 | 12655.3949 | 8091.3992 | 8091.3992 | 0 | 4563.9958 | 0 | 1412.728 | 0 | 1040.5055 | 0 | 3114.1924 | 0 | 1040.5055 | 0 | 2737.8346 | 0 | 1040.5055 | 0 | 3317.839 | 0 | 1040.5055 | 0 | 2453.2335 | 4154.6979 | 3778.3401 | 4358.3446
119867 | 242.131 | 2176 | 3 | Standard Efficiency, No usage | Electric, 100% Usage | EnergyStar, 100% Usage | Electric, 100% Usage | None | 400%+ | None | None | Single-Family Detached | Single-Family Detached | Single-Family Detached | 2000-2499 | 1500-2499 | 1 | Electricity | 100% Conditioned | Heat Pump | None | Electricity ASHP | None | 80000-99999 | 100% LED | Vacant | 1980s | Electricity | Yes | 0 | 0 | 0 | 229.7677 | 1009.6298 | 0 | 0 | 164.999 | 171.1535 | 1555.6212 | 0 | 0 | 204.5636 | 0 | 0 | 0 | 21.9803 | 0 | 0 | 0 | 0 | 0 | 1160.8545 | 0 | 0 | 0 | 0 | 0 | 0 | 0 | 0 | 0 | 0 | 0 | 0 | 0 | 0 | 0 | 0 | 0 | 0 | 0 | 4518.2767 | 4518.2767 | 4518.2767 | 4518.2767 | 0 | 0 | 0 | 847.9615 | 0 | 0 | 0 | 1883.1767 | 0 | 0 | 0 | 1651.0386 | 0 | 0 | 0 | 1923.39 | 0 | 0 | 0 | 847.9615 | 1883.1767 | 1651.0386 | 1923.39
119972 | 242.131 | 8194 | 4 | Standard Efficiency | Electric, 120% Usage | Standard, 120% Usage | Electric, 120% Usage | 290 Rated kWh, 120% Usage | 400%+ | None | None | Single-Family Detached | Single-Family Detached | Single-Family Detached | 4000+ | 4000+ | 1 | Electricity | 100% Conditioned | Heat Pump | None | Electricity ASHP | None | 200000+ | 100% CFL | Occupied | 2000s | Electricity | Yes | 67.9925 | 1484.405 | 55.6835 | 2784.1752 | 7850.2017 | 192.5477 | 0 | 843.1655 | 992.3386 | 11855.0179 | 0 | 0 | 7521.669 | 127.4859 | 24.911 | 2406.1135 | 21.9803 | 10161.0671 | 0 | 0 | 0 | 644.7564 | 727.1093 | 0 | 0 | 0 | 0 | 0 | 0 | 0 | 0 | 0 | 0 | 0 | 0 | 0 | 0 | 0 | 0 | 0 | 0 | 0 | 47760.3269 | 47760.3269 | 47760.3269 | 47760.3269 | 0 | 0 | 0 | 8331.5588 | 0 | 0 | 0 | 18707.4031 | 0 | 0 | 0 | 16405.8591 | 0 | 0 | 0 | 19659.6223 | 0 | 0 | 0 | 8331.5588 | 18707.4031 | 16405.8591 | 19659.6223
120035 | 242.131 | 1690 | 3 | Standard Efficiency | Electric, 100% Usage | EnergyStar, 100% Usage | Gas, 100% Usage | 290 Rated kWh, 100% Usage | 400%+ | None | None | Single-Family Detached | Single-Family Detached | Single-Family Detached | 1500-1999 | 1500-2499 | 1 | Natural Gas | 20% Conditioned | Room AC | None | Natural Gas Fuel Wall/Floor Furnace | None | 70000-79999 | 100% CFL | Occupied | 1950s | Natural Gas | Yes | 67.9925 | 400.042 | 23.4457 | 0 | 340.8417 | 91.1451 | 319.7405 | 0 | 0 | 0 | 0 | 0 | 0 | 46.0122 | 24.911 | 620.1384 | 21.9803 | 2382.6678 | 0 | 1992.0041 | 0 | 27.8418 | 434.0383 | 0 | 0 | 0 | 0 | 0 | 0 | 0 | 0 | 31546.17 | 0 | 3798.2011 | 0 | 0 | 813.5653 | 0 | 0 | 0 | 0 | 0 | 42951.0307 | 42951.0307 | 6793.0943 | 6793.0943 | 0 | 36157.9363 | 0 | 1031.206 | 0 | 8243.2634 | 0 | 2359.3539 | 0 | 8243.2634 | 0 | 2077.9561 | 0 | 8243.2634 | 0 | 2531.1901 | 0 | 8243.2634 | 0 | 9274.4694 | 10602.6173 | 10321.2195 | 10774.4535
120043 | 242.131 | 8194 | 2 | Standard Efficiency | Electric, 100% Usage | Standard, 100% Usage | Electric, 100% Usage | None | 400%+ | None | None | Single-Family Detached | Single-Family Detached | Single-Family Detached | 4000+ | 4000+ | 2 | Natural Gas | None | None | None | Natural Gas Fuel Furnace | None | 160000-179999 | 100% CFL | Occupied | 2010s | Natural Gas | Yes | 67.9925 | 762.864 | 28.4279 | 0 | 0 | 0 | 319.7405 | 929.6214 | 0 | 0 | 0 | 0 | 0 | 127.4859 | 24.911 | 2406.1135 | 16.412 | 4450.8703 | 0 | 0 | 0 | 405.6104 | 2246.9759 | 0 | 0 | 0 | 0 | 0 | 0 | 1517.522 | 0 | 39081.3203 | 0 | 3815.4923 | 0 | 0 | 0 | 0 | 0 | 0 | 0 | 0 | 56201.3599 | 56201.3599 | 11787.0254 | 11787.0254 | 0 | 44414.3345 | 0 | 1978.3554 | 0 | 10125.5638 | 0 | 4452.9295 | 0 | 10125.5638 | 0 | 3906.7847 | 0 | 10125.5638 | 0 | 4764.6145 | 0 | 10125.5638 | 0 | 12103.9192 | 14578.4932 | 14032.3485 | 14890.1783
120062 | 242.131 | 1202 | 3 | Standard Efficiency | Electric, 120% Usage | EnergyStar, 120% Usage | Gas, 120% Usage | 318 Rated kWh, 120% Usage | 0-100% | None | 10 | Single-Family Attached | Single-Family Attached | Single-Family Attached | 1000-1499 | 0-1499 | 1 | Natural Gas | 100% Conditioned | Central AC | None | Natural Gas Fuel Furnace | None | 15000-19999 | 100% CFL | Occupied | 1940s | Natural Gas | Yes | 67.9925 | 730.9192 | 42.7884 | 342.0139 | 2859.4944 | 192.5477 | 0 | 278.1244 | 0 | 0 | 0 | 0 | 0 | 40.1507 | 0 | 486.2049 | 21.9803 | 4360.0183 | 0 | 0 | 0 | 42.4953 | 834.0803 | 0 | 0 | 0 | 0 | 0 | 0 | 0 | 0 | 12863.7685 | 0 | 9750.1814 | 566.2133 | 0 | 1247.6035 | 0 | 0 | 0 | 0 | 0 | 34726.5772 | 34726.5772 | 10298.5174 | 10298.5174 | 0 | 24428.0598 | 0 | 1759.3106 | 0 | 5569.1105 | 0 | 3865.4103 | 0 | 5569.1105 | 0 | 3417.6071 | 0 | 5569.1105 | 0 | 4054.0181 | 0 | 5569.1105 | 0 | 7328.4211 | 9434.5208 | 8986.7176 | 9623.1286
120187 | 242.131 | 1675 | 2 | Standard Efficiency | Electric, 100% Usage | EnergyStar, 100% Usage | Gas, 100% Usage | 290 Rated kWh, 100% Usage | 400%+ | None | 6 | Single-Family Attached | Single-Family Attached | Single-Family Attached | 1500-1999 | 1500-2499 | 2 | Natural Gas | 100% Conditioned | Central AC | None | Natural Gas Fuel Furnace | None | 70000-79999 | 100% LED | Occupied | 1960s | Natural Gas | Yes | 67.9925 | 289.8473 | 16.9981 | 480.9296 | 4811.6408 | 60.3726 | 0 | 916.4332 | 0 | 0 | 0 | 0 | 0 | 30.4794 | 0 | 470.6721 | 16.412 | 1728.2401 | 0 | 0 | 0 | 23.7388 | 480.0504 | 0 | 0 | 0 | 0 | 0 | 0 | 0 | 0 | 36751.4052 | 0 | 2722.3372 | 0 | 0 | 694.8715 | 0 | 0 | 0 | 0 | 0 | 49562.4209 | 49562.4209 | 9393.807 | 9393.807 | 0 | 40168.6139 | 0 | 1627.2046 | 0 | 9157.6013 | 0 | 3482.7552 | 0 | 9157.6013 | 0 | 3096.5926 | 0 | 9157.6013 | 0 | 3627.6435 | 0 | 9157.6013 | 0 | 10784.8059 | 12640.3566 | 12254.1939 | 12785.2448
120223 | 242.131 | 2176 | 4 | None | Electric, 120% Usage | Standard, 120% Usage | Electric, 120% Usage | None | 300-400% | None | None | Single-Family Detached | Single-Family Detached | Single-Family Detached | 2000-2499 | 1500-2499 | 2 | Natural Gas | 100% Conditioned | Central AC | None | Natural Gas Fuel Furnace | None | 60000-69999 | 100% Incandescent | Occupied | <1940 | Natural Gas | Yes | 0 | 915.261 | 34.2893 | 656.4792 | 3047.353 | 0 | 0 | 695.1646 | 0 | 0 | 0 | 0 | 0 | 208.6666 | 0 | 2355.9983 | 21.9803 | 5074.5256 | 0 | 0 | 0 | 486.498 | 914.0887 | 0 | 0 | 0 | 0 | 0 | 0 | 0 | 0 | 32150.7756 | 0 | 6191.1264 | 0 | 0 | 0 | 0 | 0 | 0 | 0 | 0 | 52752.2065 | 52752.2065 | 14410.3045 | 14410.3045 | 0 | 38341.9019 | 0 | 2456.9996 | 0 | 8741.1894 | 0 | 5349.4475 | 0 | 8741.1894 | 0 | 4731.0124 | 0 | 8741.1894 | 0 | 5666.3317 | 0 | 8741.1894 | 0 | 11198.1891 | 14090.637 | 13472.2019 | 14407.5211
120244 | 242.131 | 13414 | 5 | Standard Efficiency | Electric, 80% Usage | EnergyStar, 80% Usage | Electric, 80% Usage | 290 Rated kWh, 80% Usage | 400%+ | None | 15 | Single-Family Attached | Single-Family Attached | Single-Family Attached | 4000+ | 4000+ | 2 | Electricity | 100% Conditioned | Central AC | None | Electricity Electric Furnace | None | 160000-179999 | 100% Incandescent | Occupied | 2000s | Electricity | Yes | 67.9925 | 296.0018 | 17.2912 | 2032.4479 | 9932.4716 | 66.2341 | 319.7405 | 712.4558 | 0 | 39136.1245 | 0 | 0 | 1213.3142 | 770.7769 | 0 | 12002.7257 | 27.2556 | 1831.4011 | 0 | 0 | 0 | 311.5345 | 480.0504 | 0 | 0 | 0 | 0 | 0 | 0 | 0 | 0 | 0 | 0 | 0 | 0 | 0 | 0 | 0 | 0 | 0 | 0 | 0 | 69217.5253 | 69217.5253 | 69217.5253 | 69217.5253 | 0 | 0 | 0 | 11630.175 | 0 | 0 | 0 | 27050.7408 | 0 | 0 | 0 | 23645.0223 | 0 | 0 | 0 | 28696.3539 | 0 | 0 | 0 | 11630.175 | 27050.7408 | 23645.0223 | 28696.3539
120353 | 242.131 | 1690 | 3 | Standard Efficiency | Electric, 80% Usage | EnergyStar, 80% Usage | Gas, 80% Usage | None | 400%+ | None | None | Single-Family Detached | Single-Family Detached | Single-Family Detached | 1500-1999 | 1500-2499 | 1 | Natural Gas | 100% Conditioned | Central AC | None | Natural Gas Fuel Furnace | None | 200000+ | 100% Incandescent | Occupied | 2000s | Natural Gas | Yes | 67.9925 | 320.0336 | 18.7565 | 972.1167 | 3027.7172 | 0 | 319.7405 | 121.0384 | 0 | 0 | 0 | 0 | 0 | 184.6348 | 99.9372 | 1938.9582 | 21.9803 | 1191.3339 | 0 | 0 | 0 | 22.2734 | 434.0383 | 0 | 0 | 0 | 0 | 0 | 0 | 0 | 0 | 10663.977 | 0 | 2675.4458 | 0 | 0 | 650.9108 | 0 | 0 | 0 | 0 | 0 | 22730.5922 | 22730.5922 | 8740.2585 | 8740.2585 | 0 | 13990.3337 | 0 | 1618.4942 | 0 | 3189.4828 | 0 | 3504.6542 | 0 | 3189.4828 | 0 | 3104.051 | 0 | 3189.4828 | 0 | 3592.0642 | 0 | 3189.4828 | 0 | 4807.9771 | 6694.1371 | 6293.5338 | 6781.547
120406 | 242.131 | 2663 | 4 | Standard Efficiency | Electric, 80% Usage | Standard, 80% Usage | Electric, 80% Usage | 290 Rated kWh, 80% Usage | 400%+ | None | None | Single-Family Detached | Single-Family Detached | Single-Family Detached | 2500-2999 | 2500-3999 | 2 | Fuel Oil | 40% Conditioned | Room AC | None | Fuel Oil Fuel Boiler | None | 180000-199999 | 100% CFL | Occupied | 1970s | Propane | Yes | 67.9925 | 989.701 | 36.927 | 0 | 2603.9365 | 128.3651 | 0 | 223.9063 | 0 | 0 | 0 | 0 | 0 | 58.3211 | 24.911 | 887.4192 | 21.9803 | 1660.8338 | 0 | 2917.2294 | 0 | 429.9353 | 1160.8545 | 0 | 0 | 33305.4756 | 0 | 0 | 0 | 0 | 0 | 0 | 0 | 0 | 0 | 0 | 0 | 0 | 0 | 0 | 4171.5736 | 0 | 48689.6553 | 48689.6553 | 11212.6061 | 11212.6061 | 33305.4756 | 0 | 4171.5736 | 1723.0173 | 10098.1999 | 0 | 1147.9194 | 3898.0055 | 10098.1999 | 0 | 1147.9194 | 3446.227 | 10098.1999 | 0 | 1147.9194 | 4125.1269 | 10098.1999 | 0 | 1147.9194 | 12969.1366 | 15144.1247 | 14692.3463 | 15371.2462
120478 | 242.131 | 3301 | 4 | None | Electric, 80% Usage | Standard, 80% Usage | Electric, 80% Usage | None | 400%+ | None | None | Single-Family Detached | Single-Family Detached | Single-Family Detached | 3000-3999 | 2500-3999 | 2 | Electricity | 100% Conditioned | Central AC | None | Electricity Electric Furnace | None | 100000-119999 | 100% Incandescent | Occupied | 2010s | Electricity | Yes | 0 | 610.174 | 22.8595 | 1010.8021 | 3739.0007 | 0 | 319.7405 | 123.3829 | 0 | 12021.7753 | 0 | 0 | 1358.6775 | 264.9362 | 99.9372 | 3321.6675 | 21.9803 | 1447.478 | 0 | 0 | 0 | 324.4297 | 914.0887 | 0 | 0 | 0 | 0 | 0 | 0 | 0 | 0 | 0 | 0 | 0 | 0 | 0 | 0 | 0 | 0 | 0 | 0 | 0 | 25600.6372 | 25600.6372 | 25600.6372 | 25600.6372 | 0 | 0 | 0 | 4532.0981 | 0 | 0 | 0 | 10333.4783 | 0 | 0 | 0 | 9027.7219 | 0 | 0 | 0 | 10856.2127 | 0 | 0 | 0 | 4532.0981 | 10333.4783 | 9027.7219 | 10856.2127
120510 | 242.131 | 333 | 1 | Standard Efficiency | None | None | Gas, 100% Usage | 318 Rated kWh, 100% Usage | 150-200% | 6 | None | 5 to 9 Unit | Multifamily with 5+ units, 1-3 stories | Multi-Family with 5+ Units | 0-499 | 0-1499 | 3 | Natural Gas | 20% Conditioned | Room AC | Heating Only | Natural Gas Shared Heating | Boiler Baseboards Heating Only, Natural Gas | 20000-24999 | 100% CFL | Occupied | <1940 | Electricity | No | 67.9925 | 0 | 0 | 0 | 227.4232 | 64.7687 | 0 | 104.9194 | 0 | 0 | 0 | 0 | 1437.5136 | 29.3071 | 0 | 247.6451 | 16.412 | 1256.9818 | 0 | 0 | 0 | 23.7388 | 727.1093 | 0 | 0 | 0 | 0 | 0 | 1031.3171 | 0 | 0 | 3729.6224 | 0 | 0 | 0 | 0 | 694.8715 | 0 | 0 | 0 | 0 | 0 | 9659.0363 | 9659.0363 | 4203.5184 | 4203.5184 | 0 | 5455.811 | 0 | 749.4063 | 0 | 1243.7798 | 0 | 1662.1235 | 0 | 1243.7798 | 0 | 1508.802 | 0 | 1243.7798 | 0 | 1831.6604 | 0 | 1243.7798 | 0 | 1993.186 | 2905.9032 | 2752.5818 | 3075.4402
120556 | 242.131 | 13414 | 3 | Standard Efficiency | Electric, 80% Usage | EnergyStar, 80% Usage | Electric, 80% Usage | None | 400%+ | None | 8 | Single-Family Attached | Single-Family Attached | Single-Family Attached | 4000+ | 4000+ | 1 | Natural Gas | 100% Conditioned | Central AC | None | Natural Gas Fuel Furnace | None | 70000-79999 | 100% CFL | Occupied | 1950s | Natural Gas | Yes | 67.9925 | 231.8192 | 13.4813 | 4823.9498 | 15195.1488 | 0 | 0 | 613.9839 | 0 | 0 | 0 | 0 | 0 | 192.5477 | 0 | 3839.5241 | 21.9803 | 1765.7532 | 0 | 0 | 0 | 277.5383 | 868.0765 | 0 | 0 | 0 | 0 | 0 | 0 | 0 | 0 | 96511.2341 | 0 | 2218.2549 | 0 | 0 | 0 | 0 | 0 | 0 | 0 | 0 | 126641.8708 | 126641.8708 | 27912.0887 | 27912.0887 | 0 | 98729.489 | 0 | 4366.9406 | 0 | 22508.3053 | 0 | 9193.6438 | 0 | 22508.3053 | 0 | 8242.9631 | 0 | 22508.3053 | 0 | 9750.7323 | 0 | 22508.3053 | 0 | 26875.2459 | 31701.949 | 30751.2684 | 32259.0376
120617 | 242.131 | 2663 | 3 | Standard Efficiency | Electric, 120% Usage | Standard, 120% Usage | Electric, 120% Usage | 318 Rated kWh, 120% Usage | 400%+ | None | None | Single-Family Detached | Single-Family Detached | Single-Family Detached | 2500-2999 | 2500-3999 | 2 | Fuel Oil | 20% Conditioned | Room AC | None | Fuel Oil Fuel Boiler | None | 120000-139999 | 100% LED | Occupied | 1950s | Electricity | Yes | 67.9925 | 915.261 | 34.2893 | 0 | 769.0185 | 117.2284 | 0 | 166.4644 | 0 | 0 | 0 | 0 | 4483.9874 | 38.9785 | 16.7051 | 677.8734 | 21.9803 | 5384.3017 | 0 | 0 | 0 | 486.498 | 434.0383 | 0 | 0 | 43891.2027 | 0 | 0 | 0 | 0 | 0 | 0 | 0 | 0 | 0 | 0 | 0 | 0 | 0 | 0 | 0 | 0 | 57505.2331 | 57505.2331 | 13614.3235 | 13614.3235 | 43891.2027 | 0 | 0 | 2223.762 | 13307.7361 | 0 | 0 | 4966.3933 | 13307.7361 | 0 | 0 | 4370.2672 | 13307.7361 | 0 | 0 | 5331.8803 | 13307.7361 | 0 | 0 | 15531.4981 | 18274.1294 | 17678.0033 | 18639.6164
120648 | 242.131 | 1138 | 1 | None | None | None | Electric, 100% Usage | 318 Rated kWh, 100% Usage | 400%+ | 12 | None | 10 to 19 Unit | Multifamily with 5+ units, 1-3 stories | Multi-Family with 5+ Units | 1000-1499 | 0-1499 | 3 | Natural Gas | 100% Conditioned | Central AC | None | Natural Gas Fuel Furnace | None | 60000-69999 | 100% CFL | Vacant | 1960s | Electricity | No | 0 | 0 | 0 | 138.6226 | 1266.067 | 0 | 0 | 61.838 | 0 | 0 | 0 | 0 | 342.8932 | 0 | 0 | 0 | 16.412 | 0 | 0 | 0 | 0 | 0 | 434.0383 | 0 | 0 | 0 | 0 | 0 | 0 | 0 | 0 | 2865.0628 | 0 | 0 | 0 | 0 | 0 | 0 | 0 | 0 | 0 | 0 | 5125.2269 | 5125.2269 | 2259.871 | 2259.871 | 0 | 2865.0628 | 0 | 382.5099 | 0 | 653.1939 | 0 | 810.5786 | 0 | 653.1939 | 0 | 722.5708 | 0 | 653.1939 | 0 | 850.0865 | 0 | 653.1939 | 0 | 1035.7038 | 1463.7725 | 1375.7647 | 1503.2804
120762 | 242.131 | 3301 | 3 | Standard Efficiency | Electric, 80% Usage | Standard, 80% Usage | Electric, 80% Usage | 318 Rated kWh, 80% Usage | 400%+ | None | None | Single-Family Detached | Single-Family Detached | Single-Family Detached | 3000-3999 | 2500-3999 | 3 | Natural Gas | 100% Conditioned | Central AC | None | Natural Gas Fuel Furnace | None | 140000-159999 | 100% CFL | Occupied | 1970s | Natural Gas | Yes | 67.9925 | 420.557 | 15.8258 | 715.3865 | 2557.3382 | 48.3567 | 0 | 618.9661 | 0 | 0 | 0 | 0 | 0 | 66.2341 | 0 | 1062.6757 | 21.9803 | 1290.0989 | 0 | 0 | 0 | 271.6769 | 434.0383 | 0 | 0 | 0 | 0 | 0 | 0 | 0 | 0 | 40185.0259 | 0 | 2042.9984 | 0 | 0 | 0 | 0 | 0 | 0 | 0 | 0 | 49819.1512 | 49819.1512 | 7591.1269 | 7591.1269 | 0 | 42228.0243 | 0 | 1343.6971 | 0 | 9627.1139 | 0 | 2811.5433 | 0 | 9627.1139 | 0 | 2498.5238 | 0 | 9627.1139 | 0 | 2991.7987 | 0 | 9627.1139 | 0 | 10970.8109 | 12438.6572 | 12125.6376 | 12618.9125
120810 | 242.131 | 2663 | 4 | Standard Efficiency | Electric, 100% Usage | EnergyStar, 100% Usage | Electric, 100% Usage | 318 Rated kWh, 100% Usage | 400%+ | None | None | Single-Family Detached | Single-Family Detached | Single-Family Detached | 2500-2999 | 2500-3999 | 2 | Electricity | 100% Conditioned | Central AC | None | Electricity Electric Furnace | None | 200000+ | 100% LED | Occupied | 1990s | Electricity | Yes | 67.9925 | 648.8593 | 37.8062 | 388.6122 | 2458.2801 | 171.7396 | 0 | 415.2817 | 0 | 26612.3185 | 0 | 0 | 4131.1298 | 38.9785 | 16.7051 | 677.8734 | 21.9803 | 3321.6675 | 0 | 2917.2294 | -7993.5134 | 537.1993 | 434.0383 | 514.9259 | 0 | 0 | 0 | 0 | 0 | 0 | 0 | 0 | 0 | 0 | 0 | 0 | 0 | 0 | 0 | 0 | 0 | 0 | 35419.6903 | 43412.9107 | 35419.6903 | 43412.9107 | 0 | 0 | 0 | 6405.1475 | 0 | 0 | 0 | 14868.1918 | 0 | 0 | 0 | 12888.9524 | 0 | 0 | 0 | 15762.5127 | 0 | 0 | 0 | 6405.1475 | 14868.1918 | 12888.9524 | 15762.5127
120876 | 242.131 | 2663 | 4 | Standard Efficiency, No usage | Gas, 100% Usage | EnergyStar, 100% Usage | Electric, 100% Usage | 290 Rated kWh, 100% Usage | 300-400% | None | None | Single-Family Detached | Single-Family Detached | Single-Family Detached | 2500-2999 | 2500-3999 | 2 | Natural Gas | 100% Conditioned | Central AC | None | Natural Gas Fuel Furnace | None | 70000-79999 | 100% CFL | Vacant | <1940 | Natural Gas | Yes | 0 | 0 | 0 | 858.1121 | 2972.3268 | 0 | 0 | 203.0983 | 0 | 0 | 0 | 0 | 0 | 0 | 0 | 0 | 21.9803 | 0 | 0 | 0 | 0 | 0 | 1790.0781 | 0 | 0 | 0 | 0 | 0 | 0 | 0 | 0 | 11105.049 | 0 | 1473.5613 | 0 | 0 | 0 | 0 | 0 | 0 | 0 | 0 | 18424.2059 | 18424.2059 | 5845.5956 | 5845.5956 | 0 | 12578.6103 | 0 | 1044.3592 | 0 | 2867.6686 | 0 | 2169.7559 | 0 | 2867.6686 | 0 | 1941.027 | 0 | 2867.6686 | 0 | 2239.943 | 0 | 2867.6686 | 0 | 3912.0278 | 5037.4245 | 4808.6956 | 5107.6116
120896 | 242.131 | 1220 | 3 | Standard Efficiency | Electric, 100% Usage | EnergyStar, 100% Usage | Gas, 100% Usage | None | 400%+ | None | None | Single-Family Detached | Single-Family Detached | Single-Family Detached | 1000-1499 | 0-1499 | 1 | Natural Gas | 100% Conditioned | Central AC | None | Natural Gas Fuel Furnace | None | 100000-119999 | 100% LED | Occupied | 1970s | Natural Gas | Yes | 67.9925 | 400.042 | 23.4457 | 822.3574 | 5414.7811 | 0 | 319.7405 | 638.3088 | 0 | 0 | 0 | 0 | 0 | 26.9625 | 0 | 375.131 | 21.9803 | 2233.2016 | 0 | 0 | 0 | 27.8418 | 434.0383 | 0 | 0 | 0 | 0 | 0 | 0 | 0 | 0 | 27074.1985 | 0 | 3687.7133 | 0 | 0 | 813.5653 | 0 | 0 | 0 | 0 | 0 | 42381.0074 | 42381.0074 | 10805.5304 | 10805.5304 | 0 | 31575.184 | 0 | 1891.6226 | 0 | 7198.5077 | 0 | 4022.454 | 0 | 7198.5077 | 0 | 3579.8721 | 0 | 7198.5077 | 0 | 4184.8405 | 0 | 7198.5077 | 0 | 9090.1303 | 11220.9617 | 10778.3798 | 11383.3482
121012 | 242.131 | 1202 | 2 | Standard Efficiency | Electric, 100% Usage | Standard, 100% Usage | Electric, 100% Usage | 290 Rated kWh, 100% Usage | 400%+ | None | 144 | Single-Family Attached | Single-Family Attached | Single-Family Attached | 1000-1499 | 0-1499 | 2 | Natural Gas | 100% Conditioned | Central AC | None | Natural Gas Fuel Furnace | None | 100000-119999 | 100% LED | Occupied | 1990s | Natural Gas | Yes | 67.9925 | 858.1121 | 32.2378 | 185.514 | 1131.8405 | 105.2125 | 0 | 17.2912 | 0 | 0 | 0 | 0 | 0 | 26.6695 | 0 | 371.321 | 16.412 | 1917.8571 | 0 | 0 | 0 | 431.9868 | 868.0765 | 0 | 0 | 0 | 0 | 0 | 0 | 0 | 0 | 722.7133 | 0 | 4515.9321 | 0 | 0 | 0 | 0 | 0 | 0 | 0 | 0 | 11268.8757 | 11268.8757 | 6030.2303 | 6030.2303 | 0 | 5238.6454 | 0 | 1000.6302 | 0 | 1194.3096 | 0 | 2211.8742 | 0 | 1194.3096 | 0 | 1953.6722 | 0 | 1194.3096 | 0 | 2346.3585 | 0 | 1194.3096 | 0 | 2194.9398 | 3406.1839 | 3147.9819 | 3540.6681
121137 | 242.131 | 2176 | 1 | Standard Efficiency | Electric, 100% Usage | EnergyStar, 100% Usage | Electric, 100% Usage | 290 Rated kWh, 100% Usage | 400%+ | None | None | Single-Family Detached | Single-Family Detached | Single-Family Detached | 2000-2499 | 1500-2499 | 1 | Propane | 60% Conditioned | Room AC | None | Propane Fuel Wall/Floor Furnace | None | 80000-99999 | 100% Incandescent | Occupied | 2000s | Propane | Yes | 81.7668 | 275.7799 | 16.1189 | 0 | 2505.4646 | 56.5627 | 0 | 0 | 0 | 0 | 0 | 0 | 0 | 208.6666 | 99.9372 | 2355.9983 | 16.412 | 2222.651 | 0 | 0 | 0 | 339.6694 | 1756.0819 | 0 | 0 | 0 | 0 | 0 | 0 | 0 | 0 | 0 | 0 | 0 | 0 | 0 | 0 | 0 | 0 | 21410.307 | 2510.4468 | 0 | 33855.57 | 33855.57 | 9934.8162 | 9934.8162 | 0 | 0 | 23920.7538 | 1747.4102 | 0 | 0 | 6582.6477 | 3786.2131 | 0 | 0 | 6582.6477 | 3345.8021 | 0 | 0 | 6582.6477 | 4001.2199 | 0 | 0 | 6582.6477 | 8330.0579 | 10368.8608 | 9928.4498 | 10583.8676
121211 | 242.131 | 853 | 2 | Standard Efficiency | Electric, 100% Usage | EnergyStar, 100% Usage | Electric, 100% Usage | 290 Rated kWh, 100% Usage | 0-100% | 10 | None | 10 to 19 Unit | Multifamily with 5+ units, 1-3 stories | Multi-Family with 5+ Units | 750-999 | 0-1499 | 2 | Electricity | 100% Conditioned | Room AC | None | Electricity Baseboard | None | 10000-14999 | 100% CFL | Occupied | 1970s | Electricity | Yes | 67.9925 | 369.8557 | 21.6873 | 0 | 991.1664 | 82.646 | 0 | 0 | 0 | 1557.9658 | 0 | 0 | 1883.8608 | 35.7547 | 0 | 390.3707 | 16.412 | 1661.713 | 0 | 0 | 0 | 389.4915 | 434.0383 | 0 | 0 | 0 | 0 | 0 | 0 | 0 | 0 | 0 | 0 | 0 | 0 | 0 | 0 | 0 | 0 | 0 | 0 | 0 | 7903.2475 | 7903.2475 | 7903.2475 | 7903.2475 | 0 | 0 | 0 | 1330.4259 | 0 | 0 | 0 | 2994.9675 | 0 | 0 | 0 | 2626.0513 | 0 | 0 | 0 | 3199.0028 | 0 | 0 | 0 | 1330.4259 | 2994.9675 | 2626.0513 | 3199.0028
121294 | 242.131 | 2176 | 2 | None | Electric, 80% Usage | EnergyStar, 80% Usage | Electric, 80% Usage | None | 400%+ | None | None | Single-Family Detached | Single-Family Detached | Single-Family Detached | 2000-2499 | 1500-2499 | 1 | Natural Gas | 100% Conditioned | Central AC | None | Natural Gas Fuel Furnace | None | 120000-139999 | 100% CFL | Occupied | 1940s | Natural Gas | Yes | 0 | 320.0336 | 18.7565 | 1598.1165 | 5040.2363 | 0 | 319.7405 | 720.0756 | 0 | 0 | 0 | 0 | 0 | 52.1667 | 0 | 753.7788 | 16.412 | 1268.7047 | 0 | 0 | 0 | 324.4297 | 400.042 | 376.8894 | 0 | 0 | 0 | 0 | 0 | 0 | 0 | 28762.874 | 0 | 2706.2183 | 0 | 0 | 0 | 0 | 0 | 0 | 0 | 0 | 42678.4746 | 42678.4746 | 11209.3823 | 11209.3823 | 0 | 31469.0923 | 0 | 1966.9729 | 0 | 7174.2814 | 0 | 4158.4695 | 0 | 7174.2814 | 0 | 3703.0351 | 0 | 7174.2814 | 0 | 4345.5564 | 0 | 7174.2814 | 0 | 9141.2543 | 11332.7509 | 10877.3165 | 11519.8378
121297 | 242.131 | 1675 | 3 | None | Electric, 100% Usage | Standard, 100% Usage | Electric, 100% Usage | None | 0-100% | None | 6 | Single-Family Attached | Single-Family Attached | Single-Family Attached | 1500-1999 | 1500-2499 | 2 | Electricity | 100% Conditioned | Central AC | None | Electricity Electric Furnace | None | <10000 | 100% Incandescent | Occupied | 2000s | Electricity | Yes | 0 | 1164.0783 | 43.6676 | 356.6675 | 1915.8056 | 0 | 319.7405 | 84.1114 | 0 | 4832.7419 | 0 | 0 | 3697.9708 | 183.7556 | 0 | 1926.0631 | 21.9803 | 2252.5442 | 0 | 0 | 0 | 516.9774 | 480.0504 | 0 | 0 | 0 | 0 | 0 | 0 | 0 | 0 | 0 | 0 | 0 | 0 | 0 | 0 | 0 | 0 | 0 | 0 | 0 | 17795.8615 | 17795.8615 | 17795.8615 | 17795.8615 | 0 | 0 | 0 | 3057.8707 | 0 | 0 | 0 | 6928.4547 | 0 | 0 | 0 | 6057.2988 | 0 | 0 | 0 | 7325.6374 | 0 | 0 | 0 | 3057.8707 | 6928.4547 | 6057.2988 | 7325.6374
121324 | 242.131 | 3301 | 4 | None | Electric, 120% Usage | Standard, 120% Usage | Electric, 120% Usage | None | 400%+ | None | None | Single-Family Detached | Single-Family Detached | Single-Family Detached | 3000-3999 | 2500-3999 | 2 | Natural Gas | 100% Conditioned | Central AC | None | Natural Gas Fuel Furnace | None | 180000-199999 | 100% Incandescent | Occupied | 1970s | Natural Gas | Yes | 0 | 915.261 | 34.2893 | 846.6823 | 3901.3621 | 0 | 0 | 177.6011 | 0 | 0 | 0 | 0 | 0 | 264.9362 | 0 | 3321.6675 | 21.9803 | 5789.9121 | 0 | 0 | 0 | 486.498 | 868.0765 | 0 | 0 | 0 | 0 | 0 | 0 | 0 | 0 | 21332.9363 | 0 | 5912.4158 | 0 | 0 | 0 | 0 | 0 | 0 | 0 | 0 | 43873.6184 | 43873.6184 | 16628.5594 | 16628.5594 | 0 | 27245.352 | 0 | 2808.121 | 0 | 6211.361 | 0 | 6174.2975 | 0 | 6211.361 | 0 | 5465.6384 | 0 | 6211.361 | 0 | 6466.2763 | 0 | 6211.361 | 0 | 9019.482 | 12385.6585 | 11676.9994 | 12677.6373
121343 | 242.131 | 333 | 1 | None | None | None | Propane, 80% Usage | 318 Rated kWh, 80% Usage | 400%+ | 4 | None | 3 or 4 Unit | Multifamily with 2-4 Units | Multi-Family with 2 - 4 Units | 0-499 | 0-1499 | 2 | Electricity | 40% Conditioned | Room AC | Heating Only | Electricity Shared Heating | Boiler Baseboards Heating Only, Electricity | 60000-69999 | 100% Incandescent | Occupied | 1950s | Electricity | Yes | 0 | 0 | 0 | 0 | 504.0822 | 51.5805 | 0 | 118.4007 | 0 | 5266.7802 | 0 | 0 | 844.9239 | 116.6423 | 0 | 774.0007 | 16.412 | 486.2049 | 0 | 0 | 0 | 19.0496 | 434.0383 | 0 | 0 | 0 | 0 | 0 | 0 | 0 | 0 | 0 | 0 | 0 | 0 | 0 | 0 | 0 | 0 | 0 | 0 | 555.9558 | 9188.3642 | 9188.3642 | 8632.4084 | 8632.4084 | 0 | 0 | 555.9558 | 1566.068 | 0 | 0 | 152.955 | 3598.2145 | 0 | 0 | 152.955 | 3130.2577 | 0 | 0 | 152.955 | 3807.472 | 0 | 0 | 152.955 | 1719.023 | 3751.1694 | 3283.2127 | 3960.427
121462 | 242.131 | 3301 | 4 | Standard Efficiency | Gas, 80% Usage | EnergyStar, 80% Usage | Electric, 80% Usage | None | 400%+ | None | None | Single-Family Detached | Single-Family Detached | Single-Family Detached | 3000-3999 | 2500-3999 | 1 | Natural Gas | 100% Conditioned | Central AC | None | Natural Gas Fuel Furnace | None | 160000-179999 | 100% Incandescent | Occupied | 1950s | Natural Gas | Yes | 67.9925 | 55.3904 | 36.0477 | 742.349 | 3905.7581 | 0 | 0 | 2369.1865 | 0 | 0 | 0 | 0 | 0 | 264.9362 | 99.9372 | 3321.6675 | 21.9803 | 1919.6155 | 0 | 0 | 0 | 482.6881 | 434.0383 | 604.6056 | 0 | 0 | 0 | 734.7292 | 0 | 0 | 0 | 94637.9238 | 0 | 3330.1666 | 0 | 0 | 0 | 0 | 0 | 0 | 0 | 0 | 113028.7196 | 113028.7196 | 14326.1931 | 14326.1931 | 0 | 98702.5265 | 0 | 2466.2185 | 0 | 22502.1509 | 0 | 5376.2902 | 0 | 22502.1509 | 0 | 4750.9582 | 0 | 22502.1509 | 0 | 5677.5712 | 0 | 22502.1509 | 0 | 24968.3694 | 27878.4411 | 27253.1092 | 28179.7222
121547 | 242.131 | 1675 | 3 | Standard Efficiency | Electric, 100% Usage | Standard, 100% Usage | Electric, 100% Usage | None | 400%+ | None | 6 | Single-Family Attached | Single-Family Attached | Single-Family Attached | 1500-1999 | 1500-2499 | 2 | Electricity | 100% Conditioned | Heat Pump | None | Electricity ASHP | None | 70000-79999 | 100% CFL | Occupied | 1980s | Electricity | Yes | 67.9925 | 552.439 | 20.808 | 648.2732 | 2767.7632 | 0 | 319.7405 | 424.66 | 718.9033 | 4297.008 | 0 | 0 | 1388.5707 | 46.0122 | 0 | 616.0354 | 21.9803 | 1728.2401 | 0 | 0 | 0 | 346.9961 | 434.0383 | 0 | 0 | 0 | 0 | 0 | 0 | 0 | 0 | 0 | 0 | 0 | 0 | 0 | 0 | 0 | 0 | 0 | 0 | 0 | 14399.1678 | 14399.1678 | 14399.1678 | 14399.1678 | 0 | 0 | 0 | 2554.0997 | 0 | 0 | 0 | 5749.6543 | 0 | 0 | 0 | 5037.0789 | 0 | 0 | 0 | 6021.4351 | 0 | 0 | 0 | 2554.0997 | 5749.6543 | 5037.0789 | 6021.4351
121638 | 242.131 | 1138 | 2 | Standard Efficiency | None | None | Electric, 120% Usage | None | 150-200% | 67 | None | 50 or more Unit | Multifamily with 5+ units, 4-7 stories | Multi-Family with 5+ Units | 1000-1499 | 0-1499 | 5 | Electricity | 100% Conditioned | Central AC | Heating and Cooling | Electricity Shared Heating | Fan Coil Heating and Cooling, Electricity | 30000-34999 | 100% Incandescent | Occupied | 1980s | Electricity | Yes | 67.9925 | 0 | 0 | 44.5468 | 3530.041 | 0 | 0 | 165.8782 | 0 | 9999.878 | 0 | 0 | 3313.7546 | 156.793 | 0 | 1465.0623 | 16.412 | 3552.9006 | 0 | 0 | 0 | 467.4484 | 480.0504 | 0 | 0 | 0 | 0 | 0 | 0 | 0 | 0 | 0 | 0 | 0 | 0 | 0 | 0 | 0 | 0 | 0 | 0 | 0 | 23260.4647 | 23260.4647 | 23260.4647 | 23260.4647 | 0 | 0 | 0 | 4038.986 | 0 | 0 | 0 | 9185.2219 | 0 | 0 | 0 | 8024.9998 | 0 | 0 | 0 | 9753.2987 | 0 | 0 | 0 | 4038.986 | 9185.2219 | 8024.9998 | 9753.2987
121680 | 242.131 | 1202 | 2 | Standard Efficiency | Electric, 100% Usage | EnergyStar, 100% Usage | Electric, 100% Usage | None | 400%+ | None | 5 | Single-Family Attached | Single-Family Attached | Single-Family Attached | 1000-1499 | 0-1499 | 1 | Electricity | 100% Conditioned | Central AC | None | Electricity Baseboard | None | 100000-119999 | 100% Incandescent | Occupied | 1970s | Electricity | Yes | 67.9925 | 530.4586 | 31.0655 | 674.0635 | 3586.0176 | 0 | 319.7405 | 0 | 0 | 13798.079 | 0 | 0 | 2834.5834 | 160.0168 | 0 | 1519.8666 | 16.412 | 2048.8599 | 0 | 0 | 0 | 474.4821 | 480.0504 | 0 | 0 | 0 | 0 | 0 | 0 | 0 | 0 | 0 | 0 | 0 | 0 | 0 | 0 | 0 | 0 | 0 | 0 | 0 | 26541.6884 | 26541.6884 | 26541.6884 | 26541.6884 | 0 | 0 | 0 | 4635.9748 | 0 | 0 | 0 | 10633.8961 | 0 | 0 | 0 | 9278.6991 | 0 | 0 | 0 | 11215.9241 | 0 | 0 | 0 | 4635.9748 | 10633.8961 | 9278.6991 | 11215.9241
121732 | 242.131 | 2176 | 3 | Standard Efficiency | Electric, 80% Usage | Standard, 80% Usage | Electric, 80% Usage | None | 400%+ | None | None | Single-Family Detached | Single-Family Detached | Single-Family Detached | 2000-2499 | 1500-2499 | 1 | Electricity | 100% Conditioned | Central AC | None | Electricity Electric Furnace | None | 120000-139999 | 100% LED | Occupied | 1990s | Electricity | Yes | 67.9925 | 610.174 | 22.8595 | 432.866 | 2766.884 | 0 | 319.7405 | 225.6647 | 0 | 17680.9777 | 0 | 0 | 1354.8676 | 34.8755 | 16.7051 | 575.5916 | 21.9803 | 1268.7047 | 0 | 0 | 0 | 324.4297 | 400.042 | 0 | 0 | 0 | 0 | 0 | 0 | 0 | 0 | 0 | 0 | 0 | 0 | 0 | 0 | 0 | 0 | 0 | 0 | 0 | 26124.0621 | 26124.0621 | 26124.0621 | 26124.0621 | 0 | 0 | 0 | 4900.9009 | 0 | 0 | 0 | 10950.8116 | 0 | 0 | 0 | 9815.7393 | 0 | 0 | 0 | 11956.7665 | 0 | 0 | 0 | 4900.9009 | 10950.8116 | 9815.7393 | 11956.7665
121753 | 242.131 | 1202 | 3 | Standard Efficiency | Electric, 120% Usage | Standard, 120% Usage | Electric, 120% Usage | None | 200-300% | None | 5 | Single-Family Attached | Single-Family Attached | Single-Family Attached | 1000-1499 | 0-1499 | 2 | Electricity | 100% Conditioned | Central AC | None | Electricity Electric Furnace | None | 50000-59999 | 100% CFL | Occupied | <1940 | Electricity | Yes | 67.9925 | 846.3893 | 31.6517 | 438.1412 | 3375.8857 | 0 | 0 | 619.8453 | 0 | 26512.0882 | 0 | 0 | 3655.1824 | 40.1507 | 0 | 486.2049 | 21.9803 | 3573.4156 | 0 | 0 | 0 | 467.4484 | 480.0504 | 0 | 0 | 0 | 0 | 0 | 0 | 0 | 0 | 0 | 0 | 0 | 0 | 0 | 0 | 0 | 0 | 0 | 0 | 0 | 40616.4265 | 40616.4265 | 40616.4265 | 40616.4265 | 0 | 0 | 0 | 7233.3745 | 0 | 0 | 0 | 16760.141 | 0 | 0 | 0 | 14570.227 | 0 | 0 | 0 | 17691.3462 | 0 | 0 | 0 | 7233.3745 | 16760.141 | 14570.227 | 17691.3462
121814 | 242.131 | 1220 | 3 | None | Gas, 100% Usage | EnergyStar, 100% Usage | Electric, 100% Usage | 290 Rated kWh, 100% Usage | 400%+ | None | None | Single-Family Detached | Single-Family Detached | Single-Family Detached | 1000-1499 | 0-1499 | 1 | Natural Gas | 60% Conditioned | Room AC | None | Natural Gas Fuel Boiler | None | 200000+ | 100% Incandescent | Occupied | 1950s | Natural Gas | Yes | 0 | 58.0281 | 37.8062 | 0 | 3489.5972 | 160.6029 | 319.7405 | 59.7865 | 0 | 0 | 0 | 0 | 0 | 160.896 | 0 | 1535.3993 | 21.9803 | 2862.7182 | 0 | 0 | 0 | 537.1993 | 1160.8545 | 0 | 0 | 0 | 0 | 770.4838 | 0 | 0 | 0 | 15812.9427 | 0 | 5804.8587 | 0 | 0 | 0 | 0 | 0 | 0 | 0 | 0 | 32793.4804 | 32793.4804 | 10404.9022 | 10404.9022 | 0 | 22388.2852 | 0 | 1782.906 | 0 | 5104.098 | 0 | 3886.3463 | 0 | 5104.098 | 0 | 3441.5727 | 0 | 5104.098 | 0 | 4078.684 | 0 | 5104.098 | 0 | 6887.0041 | 8990.4444 | 8545.6707 | 9182.782
121909 | 242.131 | 853 | 2 | None | Gas, 80% Usage | EnergyStar, 80% Usage | Electric, 80% Usage | None | 0-100% | 116 | None | 50 or more Unit | Multifamily with 5+ units, 1-3 stories | Multi-Family with 5+ Units | 750-999 | 0-1499 | 1 | Natural Gas | 100% Conditioned | Central AC | None | Natural Gas Fuel Furnace | None | <10000 | 100% Incandescent | Occupied | 2000s | Natural Gas | Yes | 0 | 32.2378 | 21.1011 | 566.7994 | 2519.8251 | 0 | 0 | 27.5487 | 0 | 0 | 0 | 0 | 0 | 142.7256 | 0 | 1220.3479 | 16.412 | 928.4491 | 0 | 0 | 0 | 345.5308 | 1356.0398 | 0 | 0 | 0 | 0 | 427.5907 | 0 | 0 | 0 | 1563.8272 | 0 | 2863.3044 | 0 | 0 | 0 | 0 | 0 | 0 | 0 | 0 | 12031.4466 | 12031.4466 | 7176.7244 | 7176.7244 | 0 | 4854.7223 | 0 | 1243.157 | 0 | 1106.7822 | 0 | 2679.7412 | 0 | 1106.7822 | 0 | 2377.0032 | 0 | 1106.7822 | 0 | 2812.2459 | 0 | 1106.7822 | 0 | 2349.9391 | 3786.5233 | 3483.7854 | 3919.0281
121943 | 242.131 | 2663 | 4 | None | Electric, 80% Usage | EnergyStar, 80% Usage | Electric, 80% Usage | 290 Rated kWh, 80% Usage | 400%+ | None | None | Single-Family Detached | Single-Family Detached | Single-Family Detached | 2500-2999 | 2500-3999 | 2 | Electricity | 60% Conditioned | Central AC | None | Electricity Electric Furnace | None | 200000+ | 100% Incandescent | Occupied | 1980s | Electricity | Yes | 0 | 320.0336 | 18.7565 | 75.0262 | 1334.9387 | 72.9747 | 319.7405 | 611.3463 | 0 | 26145.7494 | 1026.921 | 1014.319 | 1295.9603 | 233.2846 | 99.9372 | 2774.2107 | 21.9803 | 1346.0754 | 0 | 2279.2137 | 0 | 324.4297 | 400.042 | 0 | 0 | 0 | 0 | 0 | 0 | 0 | 0 | 0 | 0 | 0 | 0 | 0 | 0 | 0 | 0 | 0 | 0 | 0 | 39714.0607 | 39714.0607 | 39714.0607 | 39714.0607 | 0 | 0 | 0 | 6835.432 | 0 | 0 | 0 | 16027.3766 | 0 | 0 | 0 | 13929.5949 | 0 | 0 | 0 | 16946.1765 | 0 | 0 | 0 | 6835.432 | 16027.3766 | 13929.5949 | 16946.1765
121968 | 242.131 | 853 | 2 | Standard Efficiency, No usage | None | None | Electric, 100% Usage | None | 400%+ | 12 | None | 10 to 19 Unit | Multifamily with 5+ units, 1-3 stories | Multi-Family with 5+ Units | 750-999 | 0-1499 | 3 | Electricity | 100% Conditioned | Heat Pump | Heating and Cooling | Electricity Shared Heating | Fan Coil Heating and Cooling, Electricity | 100000-119999 | 100% Incandescent | Vacant | 1990s | Electricity | Yes | 0 | 0 | 0 | 21.3942 | 1861.0013 | 0 | 0 | 70.6301 | 0 | 1768.0978 | 0 | 0 | 359.0121 | 0 | 0 | 0 | 16.412 | 0 | 0 | 0 | 0 | 0 | 480.0504 | 0 | 0 | 0 | 0 | 0 | 0 | 0 | 0 | 0 | 0 | 0 | 0 | 0 | 0 | 0 | 0 | 0 | 0 | 0 | 4576.3048 | 4576.3048 | 4576.3048 | 4576.3048 | 0 | 0 | 0 | 829.4381 | 0 | 0 | 0 | 1870.3264 | 0 | 0 | 0 | 1643.6663 | 0 | 0 | 0 | 1907.2502 | 0 | 0 | 0 | 829.4381 | 1870.3264 | 1643.6663 | 1907.2502
122011 | 242.131 | 617 | 1 | Standard Efficiency | Propane, 100% Usage | EnergyStar, 100% Usage | Electric, 100% Usage | None | 0-100% | 3 | None | 3 or 4 Unit | Multifamily with 2-4 Units | Multi-Family with 2 - 4 Units | 500-749 | 0-1499 | 3 | Fuel Oil | None | None | Heating Only | Fuel Oil Shared Heating | Boiler Baseboards Heating Only, Fuel Oil | <10000 | 100% LED | Occupied | 1950s | Electricity | No | 67.9925 | 25.7903 | 16.9981 | 0 | 0 | 0 | 0 | 128.6582 | 0 | 0 | 0 | 0 | 1288.6335 | 21.6873 | 0 | 248.8173 | 16.412 | 1060.9173 | 0 | 0 | 0 | 346.9961 | 434.0383 | 0 | 0 | 15684.8706 | 0 | 0 | 1097.5512 | 0 | 0 | 0 | 0 | 0 | 0 | 0 | 0 | 344.0654 | 0 | 0 | 0 | 0 | 20783.428 | 20783.428 | 3656.9408 | 3656.9408 | 15684.8706 | 1097.5512 | 344.0654 | 602.089 | 4755.6398 | 250.1938 | 94.6801 | 1361.8553 | 4755.6398 | 250.1938 | 94.6801 | 1194.6734 | 4755.6398 | 250.1938 | 94.6801 | 1460.2535 | 4755.6398 | 250.1938 | 94.6801 | 5702.6027 | 6462.3691 | 6295.1872 | 6560.7673
122031 | 242.131 | 1202 | 3 | Standard Efficiency | Electric, 100% Usage | EnergyStar, 100% Usage | Electric, 100% Usage | None | 300-400% | None | 6 | Single-Family Attached | Single-Family Attached | Single-Family Attached | 1000-1499 | 0-1499 | 2 | Electricity | 100% Conditioned | Central AC | None | Electricity Electric Furnace | None | 50000-59999 | 100% Incandescent | Occupied | 1990s | Electricity | Yes | 67.9925 | 369.8557 | 21.6873 | 410.8856 | 3016.8736 | 0 | 0 | 101.1095 | 0 | 4401.0483 | 0 | 0 | 1930.4591 | 160.0168 | 0 | 1520.1596 | 21.9803 | 1786.8543 | 0 | 0 | 0 | 389.4915 | 434.0383 | 0 | 0 | 0 | 0 | 0 | 0 | 0 | 0 | 0 | 0 | 0 | 0 | 0 | 0 | 0 | 0 | 0 | 0 | 0 | 14632.7455 | 14632.7455 | 14632.7455 | 14632.7455 | 0 | 0 | 0 | 2464.1755 | 0 | 0 | 0 | 5588.014 | 0 | 0 | 0 | 4894.8264 | 0 | 0 | 0 | 5906.3773 | 0 | 0 | 0 | 2464.1755 | 5588.014 | 4894.8264 | 5906.3773
122039 | 242.131 | 2176 | 3 | Standard Efficiency | Electric, 120% Usage | Standard, 120% Usage | Electric, 120% Usage | 318 Rated kWh, 120% Usage | 400%+ | None | None | Single-Family Detached | Single-Family Detached | Single-Family Detached | 2000-2499 | 1500-2499 | 2 | Electricity | 100% Conditioned | Heat Pump | None | Electricity ASHP | None | 80000-99999 | 100% CFL | Occupied | 1980s | Electricity | Yes | 67.9925 | 1199.833 | 44.8399 | 545.6983 | 1932.5106 | 161.7752 | 319.7405 | 276.0729 | 1743.4798 | 2693.6162 | 0 | 0 | 5895.7107 | 52.1667 | 0 | 753.7788 | 21.9803 | 5704.0422 | 0 | 0 | 0 | 565.6272 | 400.042 | 0 | 0 | 0 | 0 | 0 | 0 | 0 | 0 | 0 | 0 | 0 | 0 | 0 | 0 | 0 | 0 | 0 | 0 | 0 | 22378.6138 | 22378.6138 | 22378.6138 | 22378.6138 | 0 | 0 | 0 | 3812.8376 | 0 | 0 | 0 | 8646.0593 | 0 | 0 | 0 | 7574.9291 | 0 | 0 | 0 | 9183.3921 | 0 | 0 | 0 | 3812.8376 | 8646.0593 | 7574.9291 | 9183.3921
122102 | 242.131 | 1138 | 3 | Standard Efficiency | None | None | Electric, 100% Usage | None | 300-400% | 4 | None | 3 or 4 Unit | Multifamily with 2-4 Units | Multi-Family with 2 - 4 Units | 1000-1499 | 0-1499 | 2 | Electricity | 100% Conditioned | Central AC | None | Electricity Electric Furnace | None | 60000-69999 | 100% Incandescent | Occupied | 1960s | Electricity | Yes | 67.9925 | 0 | 0 | 475.3613 | 2081.0977 | 0 | 0 | 51.8736 | 0 | 2244.3383 | 0 | 0 | 2294.4534 | 156.793 | 0 | 1465.0623 | 21.9803 | 1525.1418 | 0 | 0 | 0 | 431.9868 | 434.0383 | 0 | 0 | 0 | 0 | 0 | 0 | 0 | 0 | 0 | 0 | 0 | 0 | 0 | 0 | 0 | 0 | 0 | 0 | 0 | 11249.8261 | 11249.8261 | 11249.8261 | 11249.8261 | 0 | 0 | 0 | 1923.6267 | 0 | 0 | 0 | 4344.6465 | 0 | 0 | 0 | 3810.9856 | 0 | 0 | 0 | 4585.4129 | 0 | 0 | 0 | 1923.6267 | 4344.6465 | 3810.9856 | 4585.4129
122137 | 242.131 | 1690 | 3 | Standard Efficiency | Electric, 120% Usage | Standard, 120% Usage | Electric, 120% Usage | None | 400%+ | None | None | Single-Family Detached | Single-Family Detached | Single-Family Detached | 1500-1999 | 1500-2499 | 1 | Electricity | 100% Conditioned | Central AC | None | Electricity Electric Furnace | None | 200000+ | 100% Incandescent | Occupied | 1950s | Electricity | Yes | 67.9925 | 915.261 | 34.2893 | 958.9285 | 7460.4172 | 0 | 0 | 378.6478 | 0 | 16249.9116 | 0 | 0 | 3841.2825 | 184.6348 | 99.9372 | 1938.9582 | 21.9803 | 4765.3356 | 0 | 0 | 0 | 486.498 | 480.0504 | 0 | 0 | 0 | 0 | 0 | 0 | 0 | 0 | 0 | 0 | 0 | 0 | 0 | 0 | 0 | 0 | 0 | 0 | 0 | 37884.418 | 37884.418 | 37884.418 | 37884.418 | 0 | 0 | 0 | 6511.025 | 0 | 0 | 0 | 14860.4404 | 0 | 0 | 0 | 13003.9789 | 0 | 0 | 0 | 15805.8788 | 0 | 0 | 0 | 6511.025 | 14860.4404 | 13003.9789 | 15805.8788
122196 | 242.131 | 1138 | 2 | Standard Efficiency | Electric, 100% Usage | Standard, 100% Usage | Electric, 100% Usage | 318 Rated kWh, 100% Usage | 150-200% | 16 | None | 10 to 19 Unit | Multifamily with 5+ units, 1-3 stories | Multi-Family with 5+ Units | 1000-1499 | 0-1499 | 2 | Natural Gas | 100% Conditioned | Central AC | None | Natural Gas Fuel Furnace | None | 20000-24999 | 100% LED | Occupied | 1980s | Electricity | Yes | 67.9925 | 552.439 | 20.808 | 397.9905 | 1570.8609 | 64.7687 | 0 | 74.7331 | 0 | 0 | 0 | 0 | 1477.9574 | 26.0833 | 0 | 357.8398 | 16.412 | 1581.4115 | 0 | 0 | 0 | 346.9961 | 434.0383 | 0 | 0 | 0 | 0 | 0 | 0 | 0 | 0 | 7779.8646 | 0 | 0 | 0 | 0 | 0 | 0 | 0 | 0 | 0 | 0 | 14769.9027 | 14769.9027 | 6990.0381 | 6990.0381 | 0 | 7779.8646 | 0 | 1190.8374 | 0 | 1773.6618 | 0 | 2599.4902 | 0 | 1773.6618 | 0 | 2296.6897 | 0 | 1773.6618 | 0 | 2758.3487 | 0 | 1773.6618 | 0 | 2964.4992 | 4373.1521 | 4070.3515 | 4532.0106
122233 | 242.131 | 1202 | 3 | Standard Efficiency | Gas, 100% Usage | EnergyStar, 100% Usage | Electric, 100% Usage | 318 Rated kWh, 100% Usage | 400%+ | None | 6 | Single-Family Attached | Single-Family Attached | Single-Family Attached | 1000-1499 | 0-1499 | 1 | Natural Gas | 100% Conditioned | Central AC | None | Natural Gas Fuel Furnace | None | 120000-139999 | 100% Incandescent | Occupied | 1990s | Natural Gas | Yes | 67.9925 | 33.117 | 21.6873 | 423.1946 | 1951.5603 | 88.5075 | 0 | 379.8201 | 0 | 0 | 0 | 0 | 0 | 160.0168 | 0 | 1519.8666 | 21.9803 | 1786.8543 | 0 | 0 | 0 | 389.4915 | 434.0383 | 0 | 0 | 0 | 0 | 439.3135 | 0 | 0 | 0 | 15582.8819 | 0 | 3547.3322 | 0 | 0 | 0 | 0 | 0 | 0 | 0 | 0 | 26847.3615 | 26847.3615 | 7277.8339 | 7277.8339 | 0 | 19569.5276 | 0 | 1245.1378 | 0 | 4461.4706 | 0 | 2717.6089 | 0 | 4461.4706 | 0 | 2401.9349 | 0 | 4461.4706 | 0 | 2867.9053 | 0 | 4461.4706 | 0 | 5706.6084 | 7179.0795 | 6863.4055 | 7329.3759
122376 | 242.131 | 2176 | 3 | Standard Efficiency | Electric, 120% Usage | Standard, 120% Usage | Electric, 120% Usage | None | 400%+ | None | None | Single-Family Detached | Single-Family Detached | Single-Family Detached | 2000-2499 | 1500-2499 | 1 | Natural Gas | 100% Conditioned | Central AC | None | Natural Gas Fuel Furnace | None | 120000-139999 | 100% LED | Occupied | 1950s | Natural Gas | Yes | 67.9925 | 915.261 | 34.2893 | 806.5316 | 3522.4212 | 0 | 319.7405 | 122.5037 | 0 | 0 | 962.1523 | 950.4295 | 0 | 34.8755 | 16.7051 | 575.5916 | 21.9803 | 5074.5256 | 0 | 0 | 0 | 486.498 | 434.0383 | 0 | 0 | 0 | 0 | 0 | 0 | 0 | 0 | 11455.562 | 0 | 5989.2004 | 0 | 0 | 0 | 0 | 0 | 0 | 0 | 0 | 31790.2982 | 31790.2982 | 14345.5358 | 14345.5358 | 0 | 17444.7624 | 0 | 2502.7104 | 0 | 3977.0557 | 0 | 5478.412 | 0 | 3977.0557 | 0 | 4847.5489 | 0 | 3977.0557 | 0 | 5700.4545 | 0 | 3977.0557 | 0 | 6479.7661 | 9455.4677 | 8824.6046 | 9677.5102
122392 | 242.131 | 1690 | 3 | Standard Efficiency | Electric, 80% Usage | Standard, 80% Usage | Electric, 80% Usage | 290 Rated kWh, 80% Usage | 400%+ | None | None | Single-Family Detached | Single-Family Detached | Single-Family Detached | 1500-1999 | 1500-2499 | 2 | Natural Gas | 100% Conditioned | Central AC | None | Natural Gas Fuel Furnace | None | 120000-139999 | 100% Incandescent | Occupied | <1940 | Natural Gas | Yes | 67.9925 | 989.701 | 36.927 | 884.1954 | 4560.1858 | 128.3651 | 0 | 882.7301 | 0 | 0 | 0 | 0 | 0 | 184.6348 | 0 | 1938.9582 | 21.9803 | 1506.0922 | 0 | 0 | 0 | 429.9353 | 868.0765 | 0 | 0 | 0 | 0 | 0 | 0 | 0 | 0 | 37277.4678 | 0 | 4009.7984 | 0 | 0 | 0 | 0 | 0 | 0 | 0 | 0 | 53786.4543 | 53786.4543 | 12499.1881 | 12499.1881 | 0 | 41287.2662 | 0 | 2136.088 | 0 | 9412.6599 | 0 | 4591.1513 | 0 | 9412.6599 | 0 | 4072.018 | 0 | 9412.6599 | 0 | 4846.2639 | 0 | 9412.6599 | 0 | 11548.748 | 14003.8112 | 13484.6779 | 14258.9238
122532 | 242.131 | 1138 | 2 | Standard Efficiency | Electric, 100% Usage | EnergyStar, 100% Usage | Electric, 100% Usage | None | 0-100% | 10 | None | 10 to 19 Unit | Multifamily with 5+ units, 1-3 stories | Multi-Family with 5+ Units | 1000-1499 | 0-1499 | 1 | Electricity | 100% Conditioned | Central AC | None | Electricity Electric Furnace | None | 20000-24999 | 100% Incandescent | Occupied | 1980s | Electricity | Yes | 67.9925 | 450.1572 | 26.3764 | 423.1946 | 2568.7679 | 0 | 0 | 58.9073 | 0 | 5997.4064 | 0 | 0 | 2450.6603 | 156.793 | 0 | 1465.0623 | 16.412 | 1971.4891 | 0 | 0 | 0 | 431.9868 | 434.0383 | 0 | 0 | 0 | 0 | 0 | 0 | 0 | 0 | 0 | 0 | 0 | 0 | 0 | 0 | 0 | 0 | 0 | 0 | 0 | 16519.2439 | 16519.2439 | 16519.2439 | 16519.2439 | 0 | 0 | 0 | 2832.8658 | 0 | 0 | 0 | 6419.1099 | 0 | 0 | 0 | 5621.8061 | 0 | 0 | 0 | 6813.8428 | 0 | 0 | 0 | 2832.8658 | 6419.1099 | 5621.8061 | 6813.8428
122540 | 242.131 | 617 | 1 | None | None | None | Electric, 80% Usage | None | 100-150% | 7 | None | 5 to 9 Unit | Multifamily with 5+ units, 1-3 stories | Multi-Family with 5+ Units | 500-749 | 0-1499 | 2 | Electricity | 100% Conditioned | Central AC | None | Electricity Electric Furnace | None | 10000-14999 | 100% CFL | Occupied | 2000s | Electricity | Yes | 0 | 0 | 0 | 210.425 | 985.0119 | 0 | 0 | 9.6713 | 0 | 1954.784 | 0 | 0 | 861.3359 | 32.824 | 0 | 325.602 | 16.412 | 685.7863 | 0 | 0 | 0 | 277.5383 | 434.0383 | 0 | 0 | 0 | 0 | 0 | 0 | 0 | 0 | 0 | 0 | 0 | 0 | 0 | 0 | 0 | 0 | 0 | 0 | 0 | 5793.4289 | 5793.4289 | 5793.4289 | 5793.4289 | 0 | 0 | 0 | 1063.8211 | 0 | 0 | 0 | 2359.0541 | 0 | 0 | 0 | 2133.9085 | 0 | 0 | 0 | 2579.3163 | 0 | 0 | 0 | 1063.8211 | 2359.0541 | 2133.9085 | 2579.3163
122578 | 242.131 | 885 | 2 | Standard Efficiency | Electric, 80% Usage | Standard, 80% Usage | Electric, 80% Usage | None | 400%+ | None | None | Single-Family Detached | Single-Family Detached | Single-Family Detached | 750-999 | 0-1499 | 1 | Natural Gas | 40% Conditioned | Room AC | None | Natural Gas Fuel Wall/Floor Furnace | None | 60000-69999 | 100% CFL | Occupied | 1950s | Natural Gas | Yes | 67.9925 | 420.557 | 15.8258 | 0 | 954.5325 | 0 | 319.7405 | 0 | 0 | 0 | 0 | 0 | 0 | 36.0477 | 0 | 399.1628 | 16.412 | 905.8827 | 0 | 0 | 0 | 271.6769 | 434.0383 | 0 | 0 | 0 | 0 | 0 | 0 | 0 | 0 | 18920.9614 | 0 | 2011.0537 | 0 | 0 | 0 | 0 | 0 | 0 | 0 | 0 | 24773.8837 | 24773.8837 | 3841.8687 | 3841.8687 | 0 | 20932.015 | 0 | 638.2376 | 0 | 4772.0798 | 0 | 1393.3441 | 0 | 4772.0798 | 0 | 1233.456 | 0 | 4772.0798 | 0 | 1476.3447 | 0 | 4772.0798 | 0 | 5410.3173 | 6165.4239 | 6005.5358 | 6248.4245
122590 | 242.131 | 8194 | 4 | Standard Efficiency | Electric, 100% Usage | Standard, 100% Usage | Electric, 100% Usage | 318 Rated kWh, 100% Usage | 400%+ | None | None | Single-Family Detached | Single-Family Detached | Single-Family Detached | 4000+ | 4000+ | 1 | Electricity | <10% Conditioned | Room AC | None | Electricity Baseboard | None | 160000-179999 | 100% CFL | Occupied | <1940 | Natural Gas | Yes | 67.9925 | 1474.1475 | 55.0974 | 0 | 1302.1148 | 208.9597 | 0 | 0 | 0 | 73426.0259 | 0 | 0 | 0 | 127.4859 | 0 | 2406.1135 | 21.9803 | 5395.1453 | 0 | 0 | 0 | 603.1403 | 434.0383 | 0 | 0 | 0 | 0 | 0 | 0 | 0 | 0 | 0 | 0 | 7514.9284 | 0 | 0 | 0 | 0 | 0 | 0 | 0 | 0 | 93037.4627 | 93037.4627 | 85522.5343 | 85522.5343 | 0 | 7514.9284 | 0 | 14939.0094 | 0 | 1713.2651 | 0 | 35680.1374 | 0 | 1713.2651 | 0 | 30890.3231 | 0 | 1713.2651 | 0 | 37748.2632 | 0 | 1713.2651 | 0 | 16652.2745 | 37393.4025 | 32603.5882 | 39461.5283
122627 | 242.131 | 2176 | 3 | Standard Efficiency, No usage | Electric, 120% Usage | Standard, 120% Usage | Electric, 120% Usage | None | 400%+ | None | None | Single-Family Detached | Single-Family Detached | Single-Family Detached | 2000-2499 | 1500-2499 | 1 | Electricity | 100% Conditioned | Heat Pump | None | Electricity ASHP | None | 200000+ | 100% CFL | Vacant | 2000s | Electricity | Yes | 0 | 0 | 0 | 591.4174 | 2012.8121 | 0 | 0 | 98.4719 | 14.6536 | 1608.374 | 0 | 0 | 329.4119 | 0 | 0 | 0 | 21.9803 | 0 | 0 | 0 | 0 | 0 | 434.0383 | 0 | 0 | 0 | 0 | 0 | 0 | 0 | 0 | 0 | 0 | 0 | 0 | 0 | 0 | 0 | 0 | 0 | 0 | 0 | 5111.4525 | 5111.4525 | 5111.4525 | 5111.4525 | 0 | 0 | 0 | 903.6263 | 0 | 0 | 0 | 1981.4384 | 0 | 0 | 0 | 1746.8536 | 0 | 0 | 0 | 2041.6193 | 0 | 0 | 0 | 903.6263 | 1981.4384 | 1746.8536 | 2041.6193
122716 | 242.131 | 1138 | 2 | None | Electric, 120% Usage | EnergyStar, 120% Usage | Gas, 120% Usage | None | 400%+ | 12 | None | 10 to 19 Unit | Multifamily with 5+ units, 1-3 stories | Multi-Family with 5+ Units | 1000-1499 | 0-1499 | 2 | Electricity | None | None | None | Electricity Baseboard | None | 80000-99999 | 100% Incandescent | Occupied | <1940 | Electricity | No | 0 | 444.0027 | 25.7903 | 0 | 0 | 0 | 319.7405 | 0 | 0 | 3338.0795 | 0 | 0 | 3196.2331 | 156.793 | 0 | 1465.0623 | 16.412 | 3552.9006 | 0 | 0 | 0 | 31.9447 | 480.0504 | 0 | 0 | 0 | 0 | 0 | 0 | 0 | 0 | 0 | 0 | 0 | 0 | 0 | 937.2413 | 0 | 0 | 0 | 0 | 0 | 13964.5434 | 13964.5434 | 13027.3021 | 13027.3021 | 0 | 937.2413 | 0 | 2262.4757 | 0 | 213.6715 | 0 | 5184.4986 | 0 | 213.6715 | 0 | 4529.7603 | 0 | 213.6715 | 0 | 5488.9471 | 0 | 213.6715 | 0 | 2476.1471 | 5398.1701 | 4743.4318 | 5702.6186
122764 | 242.131 | 2152 | 3 | Standard Efficiency | Electric, 100% Usage | EnergyStar, 100% Usage | Gas, 100% Usage | 318 Rated kWh, 100% Usage | 400%+ | None | 50 | Single-Family Attached | Single-Family Attached | Single-Family Attached | 2000-2499 | 1500-2499 | 1 | Natural Gas | 100% Conditioned | Central AC | None | Natural Gas Fuel Furnace | None | 140000-159999 | 100% LED | Occupied | 1980s | Natural Gas | Yes | 67.9925 | 369.8557 | 21.6873 | 625.9998 | 2240.2353 | 88.5075 | 0 | 88.2144 | 0 | 0 | 0 | 0 | 0 | 34.5824 | 0 | 570.6094 | 21.9803 | 1932.8037 | 0 | 0 | 0 | 26.6695 | 834.0803 | 0 | 0 | 0 | 0 | 0 | 0 | 0 | 0 | 9783.2985 | 0 | 3622.3584 | 0 | 0 | 781.0344 | 0 | 0 | 0 | 0 | 0 | 21109.9092 | 21109.9092 | 6923.2179 | 6923.2179 | 0 | 14186.6913 | 0 | 1247.0851 | 0 | 3234.2692 | 0 | 2656.1417 | 0 | 3234.2692 | 0 | 2354.2691 | 0 | 3234.2692 | 0 | 2781.0007 | 0 | 3234.2692 | 0 | 4481.3543 | 5890.4108 | 5588.5383 | 6015.2699
122893 | 242.131 | 2115 | 2 | Standard Efficiency | Electric, 100% Usage | EnergyStar, 100% Usage | Electric, 100% Usage | None | 400%+ | 24 | None | 20 to 49 Unit | Multifamily with 5+ units, 1-3 stories | Multi-Family with 5+ Units | 2000-2499 | 1500-2499 | 3 | Electricity | 100% Conditioned | Central AC | None | Electricity Electric Furnace | None | 140000-159999 | 100% Incandescent | Occupied | 2000s | Electricity | Yes | 67.9925 | 369.8557 | 21.6873 | 848.1477 | 3662.8022 | 0 | 0 | 90.2659 | 0 | 13808.9227 | 0 | 0 | 1787.1474 | 205.7359 | 0 | 2303.8317 | 16.412 | 2169.8982 | 0 | 0 | 0 | 389.4915 | 434.0383 | 0 | 0 | 0 | 0 | 0 | 0 | 0 | 0 | 0 | 0 | 0 | 0 | 0 | 0 | 0 | 0 | 0 | 0 | 0 | 26176.2288 | 26176.2288 | 26176.2288 | 26176.2288 | 0 | 0 | 0 | 4569.465 | 0 | 0 | 0 | 10431.9772 | 0 | 0 | 0 | 9118.4531 | 0 | 0 | 0 | 11049.9361 | 0 | 0 | 0 | 4569.465 | 10431.9772 | 9118.4531 | 11049.9361
122984 | 242.131 | 1675 | 3 | Standard Efficiency | Electric, 100% Usage | EnergyStar, 100% Usage | Electric, 100% Usage | None | 100-150% | None | 16 | Single-Family Attached | Single-Family Attached | Single-Family Attached | 1500-1999 | 1500-2499 | 2 | Electricity | 60% Conditioned | Central AC | None | Electricity Electric Furnace | None | 15000-19999 | 100% Incandescent | Occupied | 1990s | Electricity | Yes | 67.9925 | 289.8473 | 16.9981 | 72.3886 | 907.9342 | 0 | 319.7405 | 429.6422 | 0 | 18462.5982 | 0 | 0 | 1225.6232 | 183.7556 | 0 | 1926.0631 | 21.9803 | 1728.2401 | 0 | 0 | 0 | 346.9961 | 434.0383 | 0 | 0 | 0 | 0 | 0 | 0 | 0 | 0 | 0 | 0 | 0 | 0 | 0 | 0 | 0 | 0 | 0 | 0 | 0 | 26433.5452 | 26433.5452 | 26433.5452 | 26433.5452 | 0 | 0 | 0 | 4609.4642 | 0 | 0 | 0 | 10810.52 | 0 | 0 | 0 | 9382.4221 | 0 | 0 | 0 | 11446.7586 | 0 | 0 | 0 | 4609.4642 | 10810.52 | 9382.4221 | 11446.7586
123127 | 242.131 | 2663 | 3 | None | Electric, 100% Usage | EnergyStar, 100% Usage | Electric, 100% Usage | None | 400%+ | None | None | Single-Family Detached | Single-Family Detached | Single-Family Detached | 2500-2999 | 2500-3999 | 2 | Other Fuel | 100% Conditioned | Central AC | None | None | None | 100000-119999 | 100% Incandescent | Occupied | 1980s | Propane | Yes | 0 | 648.8593 | 37.8062 | 706.0082 | 3611.2217 | 0 | 0 | 0 | 0 | 0 | 0 | 0 | 0 | 233.2846 | 99.9372 | 2774.2107 | 21.9803 | 3321.6675 | 0 | 0 | 0 | 537.1993 | 480.0504 | 0 | 0 | 0 | 0 | 0 | 0 | 0 | 0 | 0 | 0 | 0 | 0 | 0 | 0 | 0 | 0 | 0 | 5537.8709 | 0 | 18010.0965 | 18010.0965 | 12472.2255 | 12472.2255 | 0 | 0 | 5537.8709 | 2199.5211 | 0 | 0 | 1523.947 | 4657.168 | 0 | 0 | 1523.947 | 4127.8266 | 0 | 0 | 1523.947 | 4945.1933 | 0 | 0 | 1523.947 | 3723.4681 | 6181.115 | 5651.7736 | 6469.1403
123208 | 242.131 | 2176 | 5 | Standard Efficiency | Electric, 80% Usage | Standard, 80% Usage | Electric, 80% Usage | None | 200-300% | None | None | Single-Family Detached | Single-Family Detached | Single-Family Detached | 2000-2499 | 1500-2499 | 2 | Natural Gas | 100% Conditioned | Central AC | None | Natural Gas Fuel Furnace | None | 60000-69999 | 100% LED | Occupied | <1940 | Natural Gas | Yes | 67.9925 | 989.701 | 36.927 | 624.8275 | 4940.5921 | 0 | 319.7405 | 900.9005 | 0 | 0 | 0 | 0 | 0 | 34.8755 | 0 | 575.5916 | 27.2556 | 1583.463 | 0 | 0 | 0 | 429.9353 | 434.0383 | 0 | 0 | 0 | 0 | 0 | 0 | 0 | 0 | 41674.4131 | 0 | 3770.6524 | 0 | 0 | 0 | 0 | 0 | 0 | 0 | 0 | 56410.9057 | 56410.9057 | 10966.1333 | 10966.1333 | 0 | 45445.0655 | 0 | 1837.2832 | 0 | 10360.5156 | 0 | 3908.0072 | 0 | 10360.5156 | 0 | 3475.9196 | 0 | 10360.5156 | 0 | 4140.0029 | 0 | 10360.5156 | 0 | 12197.7987 | 14268.5227 | 13836.4352 | 14500.5184
123239 | 242.131 | 853 | 2 | None | None | None | Electric, 100% Usage | 290 Rated kWh, 100% Usage | 400%+ | 323 | None | 50 or more Unit | Multifamily with 5+ units, 1-3 stories | Multi-Family with 5+ Units | 750-999 | 0-1499 | 2 | Electricity | 60% Conditioned | Room AC | None | Electricity Baseboard | None | 60000-69999 | 100% CFL | Occupied | 1960s | Electricity | No | 0 | 0 | 0 | 0 | 607.8294 | 60.3726 | 0 | 0 | 0 | 665.8575 | 0 | 0 | 1259.9125 | 35.7547 | 0 | 390.3707 | 16.412 | 1466.5276 | 0 | 0 | 0 | 346.9961 | 434.0383 | 0 | 0 | 0 | 0 | 0 | 0 | 0 | 0 | 0 | 0 | 0 | 0 | 0 | 0 | 0 | 0 | 0 | 0 | 0 | 5283.7783 | 5283.7783 | 5283.7783 | 5283.7783 | 0 | 0 | 0 | 906.8037 | 0 | 0 | 0 | 2044.9269 | 0 | 0 | 0 | 1795.7999 | 0 | 0 | 0 | 2156.2729 | 0 | 0 | 0 | 906.8037 | 2044.9269 | 1795.7999 | 2156.2729
123287 | 242.131 | 1138 | 2 | Standard Efficiency | Electric, 100% Usage | EnergyStar, 100% Usage | Electric, 100% Usage | None | 400%+ | 10 | None | 10 to 19 Unit | Multifamily with 5+ units, 1-3 stories | Multi-Family with 5+ Units | 1000-1499 | 0-1499 | 3 | Electricity | 40% Conditioned | Room AC | None | Electricity Baseboard | None | 80000-99999 | 100% Incandescent | Occupied | 1990s | Electricity | Yes | 67.9925 | 369.8557 | 21.6873 | 0 | 624.2414 | 0 | 0 | 0 | 0 | 972.4098 | 0 | 0 | 1911.7026 | 156.793 | 0 | 1465.0623 | 16.412 | 1776.3038 | 0 | 0 | 0 | 389.4915 | 434.0383 | 0 | 0 | 0 | 0 | 0 | 0 | 0 | 0 | 0 | 0 | 0 | 0 | 0 | 0 | 0 | 0 | 0 | 0 | 0 | 8206.5761 | 8206.5761 | 8206.5761 | 8206.5761 | 0 | 0 | 0 | 1383.1519 | 0 | 0 | 0 | 3126.9374 | 0 | 0 | 0 | 2740.8196 | 0 | 0 | 0 | 3329.344 | 0 | 0 | 0 | 1383.1519 | 3126.9374 | 2740.8196 | 3329.344
123323 | 242.131 | 866 | 2 | Standard Efficiency | Gas, 80% Usage | EnergyStar, 80% Usage | Gas, 80% Usage | 318 Rated kWh, 80% Usage | 400%+ | None | 36 | Single-Family Attached | Single-Family Attached | Single-Family Attached | 750-999 | 0-1499 | 1 | Natural Gas | 100% Conditioned | Room AC | None | Natural Gas Fuel Wall/Floor Furnace | None | 80000-99999 | 100% LED | Occupied | <1940 | Natural Gas | Yes | 67.9925 | 20.808 | 13.7743 | 0 | 968.893 | 51.5805 | 319.7405 | 0 | 0 | 0 | 0 | 0 | 0 | 23.7388 | 0 | 300.984 | 16.412 | 802.1355 | 0 | 0 | 0 | 19.0496 | 434.0383 | 0 | 0 | 0 | 0 | 277.5383 | 0 | 0 | 0 | 36566.4774 | 0 | 2076.4085 | 0 | 0 | 555.9558 | 0 | 0 | 0 | 0 | 0 | 42515.5271 | 42515.5271 | 3039.147 | 3039.147 | 0 | 39476.3801 | 0 | 495.8645 | 0 | 8999.7929 | 0 | 1058.5091 | 0 | 8999.7929 | 0 | 942.3268 | 0 | 8999.7929 | 0 | 1133.5482 | 0 | 8999.7929 | 0 | 9495.6573 | 10058.3019 | 9942.1197 | 10133.3411
123345 | 242.131 | 1220 | 3 | Standard Efficiency | Electric, 120% Usage | Standard, 120% Usage | Electric, 120% Usage | 318 Rated kWh, 120% Usage | 100-150% | None | None | Single-Family Detached | Single-Family Detached | Single-Family Detached | 1000-1499 | 0-1499 | 1 | Natural Gas | None | None | None | Natural Gas Fuel Furnace | None | 20000-24999 | 100% CFL | Occupied | 1950s | Natural Gas | Yes | 67.9925 | 915.261 | 34.2893 | 0 | 0 | 117.2284 | 319.7405 | 849.0269 | 0 | 0 | 0 | 0 | 0 | 40.1507 | 0 | 491.1871 | 21.9803 | 4466.4031 | 0 | 1853.3814 | 0 | 486.498 | 434.0383 | 327.0673 | 0 | 0 | 0 | 0 | 0 | 0 | 0 | 33910.9604 | 0 | 6267.911 | 0 | 0 | 0 | 0 | 0 | 0 | 0 | 0 | 50603.1163 | 50603.1163 | 10424.538 | 10424.538 | 0 | 40178.5783 | 0 | 1614.8074 | 0 | 9159.9037 | 0 | 3732.3395 | 0 | 9159.9037 | 0 | 3275.4413 | 0 | 9159.9037 | 0 | 3999.7449 | 0 | 9159.9037 | 0 | 10774.7112 | 12892.2432 | 12435.345 | 13159.6486
123402 | 242.131 | 853 | 2 | Standard Efficiency | Electric, 100% Usage | EnergyStar, 100% Usage | Gas, 100% Usage | 318 Rated kWh, 100% Usage | 0-100% | 116 | None | 50 or more Unit | Multifamily with 5+ units, 8+ stories | Multi-Family with 5+ Units | 750-999 | 0-1499 | 21 | Natural Gas | 100% Conditioned | Central AC | None | Natural Gas Fuel Furnace | None | <10000 | 100% CFL | Occupied | 1950s | Electricity | No | 67.9925 | 369.8557 | 21.6873 | 540.13 | 2529.4964 | 88.5075 | 0 | 75.9054 | 0 | 0 | 0 | 0 | 1874.1895 | 35.7547 | 0 | 390.3707 | 16.412 | 1661.713 | 0 | 0 | 0 | 26.6695 | 480.0504 | 0 | 0 | 0 | 0 | 0 | 1314.4237 | 0 | 0 | 16876.7906 | 0 | 0 | 0 | 0 | 781.0344 | 0 | 0 | 0 | 0 | 0 | 27150.9831 | 27150.9831 | 8178.7344 | 8178.7344 | 0 | 18972.5419 | 0 | 1334.4257 | 0 | 4325.338 | 0 | 2853.7111 | 0 | 4325.338 | 0 | 2531.8247 | 0 | 4325.338 | 0 | 3093.9917 | 0 | 4325.338 | 0 | 5659.7637 | 7179.0491 | 6857.1627 | 7419.3297
123412 | 242.131 | 1690 | 3 | Standard Efficiency | Electric, 100% Usage | EnergyStar, 100% Usage | Electric, 100% Usage | None | 400%+ | None | None | Single-Family Detached | Single-Family Detached | Single-Family Detached | 1500-1999 | 1500-2499 | 1 | Electricity | 20% Conditioned | Room AC | None | Electricity Electric Furnace | None | 70000-79999 | 100% Incandescent | Occupied | 1970s | Electricity | Yes | 81.7668 | 400.042 | 23.4457 | 0 | 988.5287 | 0 | 0 | 365.7527 | 0 | 15699.2311 | 0 | 0 | 2003.4338 | 184.6348 | 99.9372 | 1938.9582 | 21.9803 | 2382.6678 | 0 | 0 | 0 | 405.6104 | 727.1093 | 0 | 0 | 0 | 0 | 0 | 0 | 0 | 0 | 0 | 0 | 0 | 0 | 0 | 0 | 0 | 0 | 0 | 0 | 0 | 25322.8058 | 25322.8058 | 25322.8058 | 25322.8058 | 0 | 0 | 0 | 4176.8818 | 0 | 0 | 0 | 9991.4411 | 0 | 0 | 0 | 8677.31 | 0 | 0 | 0 | 10543.692 | 0 | 0 | 0 | 4176.8818 | 9991.4411 | 8677.31 | 10543.692
123429 | 242.131 | 617 | 1 | Standard Efficiency | Electric, 80% Usage | EnergyStar, 80% Usage | Electric, 80% Usage | 318 Rated kWh, 80% Usage | 100-150% | 12 | None | 10 to 19 Unit | Multifamily with 5+ units, 1-3 stories | Multi-Family with 5+ Units | 500-749 | 0-1499 | 2 | Natural Gas | 100% Conditioned | Central AC | None | Natural Gas Fuel Furnace | None | 15000-19999 | 100% LED | Occupied | 1980s | Natural Gas | Yes | 67.9925 | 296.0018 | 17.2912 | 122.7968 | 906.1757 | 70.9232 | 0 | 126.6067 | 0 | 0 | 0 | 0 | 0 | 21.6873 | 0 | 248.8173 | 16.412 | 783.379 | 0 | 0 | 0 | 311.5345 | 434.0383 | 282.2274 | 0 | 0 | 0 | 0 | 0 | 0 | 0 | 5853.8016 | 0 | 2516.3082 | 0 | 0 | 0 | 0 | 0 | 0 | 0 | 0 | 12075.9934 | 12075.9934 | 3705.8837 | 3705.8837 | 0 | 8370.4028 | 0 | 645.1027 | 0 | 1908.2654 | 0 | 1434.2251 | 0 | 1908.2654 | 0 | 1265.0991 | 0 | 1908.2654 | 0 | 1491.0747 | 0 | 1908.2654 | 0 | 2553.3681 | 3342.4904 | 3173.3644 | 3399.3401
123557 | 242.131 | 2663 | 3 | Standard Efficiency, No usage | Electric, 80% Usage | Standard, 80% Usage | Electric, 80% Usage | None | 300-400% | None | None | Single-Family Detached | Single-Family Detached | Single-Family Detached | 2500-2999 | 2500-3999 | 2 | Natural Gas | 40% Conditioned | Room AC | None | Natural Gas Fuel Boiler | None | 80000-99999 | 100% Incandescent | Vacant | <1940 | Natural Gas | Yes | 0 | 0 | 0 | 0 | 1256.9818 | 0 | 0 | 33.4101 | 0 | 0 | 1314.4237 | 1298.5979 | 0 | 0 | 0 | 0 | 21.9803 | 0 | 0 | 0 | 0 | 0 | 480.0504 | 0 | 0 | 0 | 0 | 0 | 0 | 0 | 0 | 11675.3653 | 0 | 1598.7027 | 0 | 0 | 0 | 0 | 0 | 0 | 0 | 0 | 17678.9262 | 17678.9262 | 4405.1513 | 4405.1513 | 0 | 13274.068 | 0 | 797.6694 | 0 | 3026.2005 | 0 | 1679.9737 | 0 | 3026.2005 | 0 | 1491.5664 | 0 | 3026.2005 | 0 | 1767.16 | 0 | 3026.2005 | 0 | 3823.8699 | 4706.1742 | 4517.7669 | 4793.3605
123584 | 242.131 | 617 | 1 | Standard Efficiency | Electric, 120% Usage | Standard, 120% Usage | Electric, 120% Usage | None | 150-200% | 6 | None | 5 to 9 Unit | Multifamily with 5+ units, 1-3 stories | Multi-Family with 5+ Units | 500-749 | 0-1499 | 2 | Electricity | 100% Conditioned | Room AC | None | Electricity Electric Furnace | None | 20000-24999 | 100% Incandescent | Occupied | 2000s | Electricity | Yes | 81.7668 | 662.9268 | 24.911 | 0 | 1112.7909 | 0 | 0 | 19.0496 | 0 | 820.599 | 0 | 0 | 2114.8008 | 130.7097 | 0 | 1017.8358 | 16.412 | 2742.8521 | 0 | 0 | 0 | 416.454 | 434.0383 | 0 | 0 | 0 | 0 | 0 | 0 | 0 | 0 | 0 | 0 | 0 | 0 | 0 | 0 | 0 | 0 | 0 | 0 | 0 | 9594.5607 | 9594.5607 | 9594.5607 | 9594.5607 | 0 | 0 | 0 | 1667.3652 | 0 | 0 | 0 | 3724.0052 | 0 | 0 | 0 | 3268.0967 | 0 | 0 | 0 | 3944.9881 | 0 | 0 | 0 | 1667.3652 | 3724.0052 | 3268.0967 | 3944.9881
123620 | 242.131 | 1220 | 4 | Standard Efficiency | Electric, 120% Usage | Standard, 120% Usage | Electric, 120% Usage | None | 400%+ | None | None | Single-Family Detached | Single-Family Detached | Single-Family Detached | 1000-1499 | 0-1499 | 1 | Electricity | 100% Conditioned | Heat Pump | None | Electricity ASHP | None | 200000+ | 100% Incandescent | Occupied | 1990s | Electricity | Yes | 67.9925 | 1199.833 | 44.8399 | 460.7077 | 1715.638 | 0 | 0 | 453.3809 | 788.0681 | 4095.9613 | 0 | 0 | 5702.2838 | 160.896 | 0 | 1535.3993 | 21.9803 | 5095.9198 | 0 | 0 | 0 | 565.6272 | 434.0383 | 383.63 | 0 | 0 | 0 | 0 | 0 | 0 | 0 | 0 | 0 | 0 | 0 | 0 | 0 | 0 | 0 | 0 | 0 | 0 | 22726.1961 | 22726.1961 | 22726.1961 | 22726.1961 | 0 | 0 | 0 | 3929.3881 | 0 | 0 | 0 | 8877.4114 | 0 | 0 | 0 | 7770.2664 | 0 | 0 | 0 | 9406.5219 | 0 | 0 | 0 | 3929.3881 | 8877.4114 | 7770.2664 | 9406.5219
123658 | 242.131 | 1202 | 4 | Standard Efficiency | Gas, 120% Usage | EnergyStar, 120% Usage | Electric, 120% Usage | None | 100-150% | None | 10 | Single-Family Attached | Single-Family Attached | Single-Family Attached | 1000-1499 | 0-1499 | 1 | Natural Gas | 100% Conditioned | Central AC | None | Natural Gas Fuel Furnace | None | 40000-44999 | 100% CFL | Occupied | <1940 | Natural Gas | Yes | 67.9925 | 74.147 | 48.3567 | 648.5663 | 2841.031 | 0 | 319.7405 | 126.6067 | 0 | 0 | 0 | 0 | 0 | 40.1507 | 0 | 486.2049 | 21.9803 | 4622.0238 | 0 | 0 | 0 | 671.4258 | 434.0383 | 0 | 0 | 0 | 0 | 984.4257 | 0 | 0 | 0 | 5170.0667 | 0 | 10827.2176 | 0 | 0 | 0 | 0 | 0 | 0 | 0 | 0 | 27383.9746 | 27383.9746 | 10402.2646 | 10402.2646 | 0 | 16981.7101 | 0 | 1748.4158 | 0 | 3871.4531 | 0 | 3854.0977 | 0 | 3871.4531 | 0 | 3409.6847 | 0 | 3871.4531 | 0 | 4044.1593 | 0 | 3871.4531 | 0 | 5619.8689 | 7725.5508 | 7281.1378 | 7915.6123
123674 | 242.131 | 2663 | 4 | Standard Efficiency | Electric, 120% Usage | Standard, 120% Usage | Electric, 120% Usage | None | 200-300% | None | None | Single-Family Detached | Single-Family Detached | Single-Family Detached | 2500-2999 | 2500-3999 | 2 | Fuel Oil | 60% Conditioned | Room AC | None | Fuel Oil Fuel Boiler | None | 60000-69999 | 100% Incandescent | Occupied | <1940 | Electricity | Yes | 81.7668 | 1768.977 | 66.2341 | 0 | 3537.6609 | 0 | 319.7405 | 270.7977 | 0 | 0 | 0 | 0 | 8210.6791 | 233.2846 | 0 | 2774.2107 | 21.9803 | 7272.8517 | 0 | 3236.3838 | 0 | 723.8855 | 434.0383 | 0 | 0 | 52171.6327 | 0 | 0 | 0 | 0 | 0 | 0 | 0 | 0 | 0 | 0 | 0 | 0 | 0 | 0 | 0 | 0 | 81123.5375 | 81123.5375 | 28951.9049 | 28951.9049 | 52171.6327 | 0 | 0 | 4626.9229 | 15818.3898 | 0 | 0 | 10393.3284 | 15818.3898 | 0 | 0 | 9150.8296 | 15818.3898 | 0 | 0 | 11163.9424 | 15818.3898 | 0 | 0 | 20445.3128 | 26211.7182 | 24969.2194 | 26982.3322
123686 | 242.131 | 3301 | 3 | Standard Efficiency | Electric, 80% Usage | Standard, 80% Usage | Electric, 80% Usage | None | 400%+ | None | None | Single-Family Detached | Single-Family Detached | Single-Family Detached | 3000-3999 | 2500-3999 | 2 | Electricity | 100% Conditioned | Central AC | None | Electricity Electric Furnace | None | 140000-159999 | 100% LED | Occupied | 2000s | Natural Gas | Yes | 67.9925 | 610.174 | 22.8595 | 496.4624 | 2396.1491 | 0 | 0 | 355.7883 | 0 | 30730.2601 | 0 | 0 | 0 | 44.2537 | 16.7051 | 811.5138 | 21.9803 | 1447.478 | 0 | 0 | 0 | 324.4297 | 434.0383 | 0 | 0 | 0 | 0 | 0 | 0 | 0 | 0 | 0 | 0 | 2723.2164 | 0 | 0 | 0 | 0 | 0 | 0 | 0 | 0 | 40503.008 | 40503.008 | 37779.7916 | 37779.7916 | 0 | 2723.2164 | 0 | 7034.2828 | 0 | 620.8219 | 0 | 15870.7865 | 0 | 620.8219 | 0 | 14168.6394 | 0 | 620.8219 | 0 | 17338.5008 | 0 | 620.8219 | 0 | 7655.1047 | 16491.6084 | 14789.4613 | 17959.3227
123701 | 242.131 | 853 | 2 | Standard Efficiency | Electric, 100% Usage | EnergyStar, 100% Usage | Electric, 100% Usage | 318 Rated kWh, 100% Usage | 300-400% | 323 | None | 50 or more Unit | Multifamily with 5+ units, 4-7 stories | Multi-Family with 5+ Units | 750-999 | 0-1499 | 4 | Natural Gas | 100% Conditioned | Central AC | None | Natural Gas Fuel Furnace | None | 50000-59999 | 100% Incandescent | Occupied | 2000s | Natural Gas | Yes | 67.9925 | 369.8557 | 21.6873 | 321.792 | 1383.0024 | 88.5075 | 319.7405 | 133.9335 | 0 | 0 | 0 | 0 | 0 | 142.7256 | 0 | 1220.3479 | 16.412 | 1661.713 | 0 | 0 | 0 | 389.4915 | 434.0383 | 0 | 0 | 0 | 0 | 0 | 0 | 0 | 0 | 7088.803 | 0 | 3398.7452 | 0 | 0 | 0 | 0 | 0 | 0 | 0 | 0 | 17058.7878 | 17058.7878 | 6571.2395 | 6571.2395 | 0 | 10487.5482 | 0 | 1084.2214 | 0 | 2390.9434 | 0 | 2407.9037 | 0 | 2390.9434 | 0 | 2127.0443 | 0 | 2390.9434 | 0 | 2556.0483 | 0 | 2390.9434 | 0 | 3475.1648 | 4798.8472 | 4517.9878 | 4946.9918
123808 | 242.131 | 1675 | 3 | Standard Efficiency | Electric, 100% Usage | EnergyStar, 100% Usage | Electric, 100% Usage | 318 Rated kWh, 100% Usage | 400%+ | None | 6 | Single-Family Attached | Single-Family Attached | Single-Family Attached | 1500-1999 | 1500-2499 | 3 | Electricity | 100% Conditioned | Heat Pump | None | Electricity ASHP | None | 100000-119999 | 100% CFL | Occupied | 1990s | Electricity | Yes | 67.9925 | 450.1572 | 26.3764 | 335.8594 | 1508.4368 | 112.5393 | 0 | 612.5185 | 2710.9074 | 5979.529 | 0 | 0 | 2458.2801 | 46.0122 | 0 | 616.0354 | 21.9803 | 1990.5387 | 0 | 0 | 0 | 431.9868 | 480.0504 | 0 | 0 | 0 | 0 | 0 | 0 | 0 | 0 | 0 | 0 | 0 | 0 | 0 | 0 | 0 | 0 | 0 | 0 | 0 | 17849.2004 | 17849.2004 | 17849.2004 | 17849.2004 | 0 | 0 | 0 | 3193.9593 | 0 | 0 | 0 | 7310.9274 | 0 | 0 | 0 | 6365.0739 | 0 | 0 | 0 | 7671.341 | 0 | 0 | 0 | 3193.9593 | 7310.9274 | 6365.0739 | 7671.341
123876 | 242.131 | 1690 | 4 | Standard Efficiency | None | EnergyStar, 120% Usage | Electric, 120% Usage | None | 0-100% | None | None | Single-Family Detached | Single-Family Detached | Single-Family Detached | 1500-1999 | 1500-2499 | 2 | Other Fuel | 100% Conditioned | Central AC | None | None | None | 10000-14999 | 100% LED | Occupied | 1980s | Natural Gas | Yes | 81.7668 | 0 | 19.3427 | 458.9493 | 2254.0096 | 0 | 0 | 0 | 0 | 0 | 0 | 0 | 0 | 30.7725 | 16.7051 | 473.6028 | 21.9803 | 4135.8189 | 0 | 0 | 0 | 407.3688 | 434.0383 | 0 | 0 | 0 | 0 | 0 | 0 | 0 | 0 | 0 | 0 | 3614.4455 | 0 | 0 | 0 | 0 | 0 | 0 | 0 | 0 | 11948.8006 | 11948.8006 | 8334.3551 | 8334.3551 | 0 | 3614.4455 | 0 | 1457.7157 | 0 | 823.9895 | 0 | 3165.4211 | 0 | 823.9895 | 0 | 2801.2862 | 0 | 823.9895 | 0 | 3310.7984 | 0 | 823.9895 | 0 | 2281.7052 | 3989.4107 | 3625.2758 | 4134.7879
123938 | 242.131 | 2631 | 2 | Standard Efficiency | Electric, 100% Usage | Standard, 100% Usage | Electric, 100% Usage | 290 Rated kWh, 100% Usage | 400%+ | None | 8 | Single-Family Attached | Single-Family Attached | Single-Family Attached | 2500-2999 | 2500-3999 | 3 | Natural Gas | 100% Conditioned | Central AC | None | Natural Gas Fuel Furnace | None | 200000+ | 100% CFL | Occupied | 2000s | Natural Gas | Yes | 67.9925 | 1011.0952 | 37.8062 | 438.4343 | 2131.799 | 127.4859 | 319.7405 | 296.881 | 0 | 0 | 0 | 0 | 0 | 58.0281 | 0 | 878.6271 | 16.412 | 2268.3701 | 0 | 0 | 0 | 474.4821 | 480.0504 | 0 | 0 | 0 | 0 | 0 | 0 | 0 | 0 | 11899.5647 | 0 | 4606.4911 | 0 | 0 | 0 | 0 | 0 | 0 | 0 | 0 | 25113.26 | 25113.26 | 8607.2043 | 8607.2043 | 0 | 16506.0557 | 0 | 1519.6229 | 0 | 3763.0463 | 0 | 3376.4509 | 0 | 3763.0463 | 0 | 2979.9413 | 0 | 3763.0463 | 0 | 3491.6665 | 0 | 3763.0463 | 0 | 5282.6692 | 7139.4972 | 6742.9876 | 7254.7128
123970 | 242.131 | 2152 | 2 | Standard Efficiency | Electric, 100% Usage | EnergyStar, 100% Usage | Electric, 100% Usage | 318 Rated kWh, 100% Usage | 400%+ | None | 20 | Single-Family Attached | Single-Family Attached | Single-Family Attached | 2000-2499 | 1500-2499 | 2 | Natural Gas | 100% Conditioned | Central AC | None | Natural Gas Fuel Furnace | None | 200000+ | 100% LED | Occupied | 1990s | Natural Gas | Yes | 67.9925 | 369.8557 | 21.6873 | 233.2846 | 1665.2298 | 88.5075 | 0 | 320.3267 | 0 | 0 | 0 | 0 | 0 | 34.5824 | 0 | 570.6094 | 16.412 | 1932.8037 | 0 | 0 | 0 | 389.4915 | 434.0383 | 0 | 0 | 0 | 0 | 0 | 0 | 0 | 0 | 12832.996 | 0 | 2951.2257 | 0 | 0 | 0 | 0 | 0 | 0 | 0 | 0 | 21929.0428 | 21929.0428 | 6144.8211 | 6144.8211 | 0 | 15784.2217 | 0 | 1050.4528 | 0 | 3598.4512 | 0 | 2294.2802 | 0 | 3598.4512 | 0 | 2027.8908 | 0 | 3598.4512 | 0 | 2418.7305 | 0 | 3598.4512 | 0 | 4648.904 | 5892.7314 | 5626.3421 | 6017.1817
123992 | 242.131 | 3301 | 3 | Standard Efficiency | Electric, 100% Usage | EnergyStar, 100% Usage | Electric, 100% Usage | 318 Rated kWh, 100% Usage | 400%+ | None | None | Single-Family Detached | Single-Family Detached | Single-Family Detached | 3000-3999 | 2500-3999 | 2 | Natural Gas | 100% Conditioned | Central AC | None | Natural Gas Fuel Furnace | None | 180000-199999 | 100% CFL | Occupied | 1950s | Electricity | Yes | 67.9925 | 524.5972 | 30.7725 | 615.4492 | 3839.5241 | 134.8127 | 0 | 1654.6793 | 0 | 0 | 0 | 0 | 2887.0431 | 66.2341 | 0 | 1062.6757 | 21.9803 | 3209.7144 | 0 | 0 | 0 | 471.2583 | 834.0803 | 0 | 0 | 0 | 0 | 0 | 0 | 0 | 0 | 66558.7846 | 0 | 0 | 0 | 0 | 0 | 0 | 0 | 0 | 0 | 0 | 81979.5981 | 81979.5981 | 15420.8136 | 15420.8136 | 0 | 66558.7846 | 0 | 2664.2868 | 0 | 15174.0092 | 0 | 5802.9401 | 0 | 15174.0092 | 0 | 5127.5166 | 0 | 15174.0092 | 0 | 6127.993 | 0 | 15174.0092 | 0 | 17838.296 | 20976.9493 | 20301.5258 | 21302.0022
124018 | 242.131 | 1202 | 2 | Standard Efficiency, No usage | Gas, 100% Usage | EnergyStar, 100% Usage | Electric, 100% Usage | 318 Rated kWh, 100% Usage | 400%+ | None | 8 | Single-Family Attached | Single-Family Attached | Single-Family Attached | 1000-1499 | 0-1499 | 2 | Natural Gas | 100% Conditioned | Central AC | None | Natural Gas Fuel Wall/Floor Furnace | None | 80000-99999 | 100% LED | Vacant | 1950s | Natural Gas | Yes | 0 | 0 | 0 | 342.0139 | 1618.6315 | 0 | 319.7405 | 0 | 0 | 0 | 0 | 0 | 0 | 0 | 0 | 0 | 16.412 | 0 | 0 | 0 | 0 | 0 | 434.0383 | 0 | 0 | 0 | 0 | 0 | 0 | 0 | 0 | 7428.4724 | 0 | 895.6252 | 0 | 0 | 0 | 0 | 0 | 0 | 0 | 0 | 11055.2269 | 11055.2269 | 2730.8362 | 2730.8362 | 0 | 8324.3907 | 0 | 480.4446 | 0 | 1897.7674 | 0 | 1002.2881 | 0 | 1897.7674 | 0 | 896.7739 | 0 | 1897.7674 | 0 | 1033.9457 | 0 | 1897.7674 | 0 | 2378.212 | 2900.0555 | 2794.5413 | 2931.7131
124063 | 242.131 | 3241 | 3 | Standard Efficiency | Electric, 120% Usage | EnergyStar, 120% Usage | Electric, 120% Usage | 290 Rated kWh, 120% Usage | 400%+ | None | 8 | Single-Family Attached | Single-Family Attached | Single-Family Attached | 3000-3999 | 2500-3999 | 2 | Natural Gas | 60% Conditioned | Central AC | None | Natural Gas Fuel Wall/Floor Furnace | None | 50000-59999 | 100% LED | Occupied | 2000s | Natural Gas | Yes | 67.9925 | 347.5823 | 20.2219 | 380.6993 | 1566.7579 | 72.3886 | 319.7405 | 0 | 0 | 0 | 0 | 0 | 0 | 43.6676 | 0 | 798.9117 | 21.9803 | 3937.7029 | 0 | 0 | 0 | 416.454 | 480.0504 | 0 | 0 | 0 | 0 | 0 | 0 | 0 | 0 | 9392.3417 | 0 | 4174.5043 | 0 | 0 | 0 | 0 | 0 | 0 | 0 | 0 | 22041.5821 | 22041.5821 | 8474.7361 | 8474.7361 | 0 | 13567.139 | 0 | 1467.066 | 0 | 3092.9992 | 0 | 3239.0591 | 0 | 3092.9992 | 0 | 2857.1924 | 0 | 3092.9992 | 0 | 3410.0244 | 0 | 3092.9992 | 0 | 4560.0652 | 6332.0583 | 5950.1916 | 6503.0236
124109 | 242.131 | 617 | 1 | Standard Efficiency, No usage | Electric, 120% Usage | EnergyStar, 120% Usage | Electric, 120% Usage | 318 Rated kWh, 120% Usage | 0-100% | 323 | None | 50 or more Unit | Multifamily with 5+ units, 8+ stories | Multi-Family with 5+ Units | 500-749 | 0-1499 | 8 | Electricity | 100% Conditioned | Heat Pump | None | Electricity ASHP | None | <10000 | 100% Incandescent | Vacant | 1940s | Electricity | No | 0 | 0 | 0 | 403.2658 | 1754.3234 | 0 | 319.7405 | 220.0964 | 207.4943 | 1944.2335 | 0 | 0 | 211.5973 | 0 | 0 | 0 | 16.412 | 0 | 0 | 0 | 0 | 0 | 434.0383 | 0 | 0 | 0 | 0 | 0 | 0 | 0 | 0 | 0 | 0 | 0 | 0 | 0 | 0 | 0 | 0 | 0 | 0 | 0 | 5510.9084 | 5510.9084 | 5510.9084 | 5510.9084 | 0 | 0 | 0 | 980.18 | 0 | 0 | 0 | 2194.8364 | 0 | 0 | 0 | 1926.3614 | 0 | 0 | 0 | 2269.2042 | 0 | 0 | 0 | 980.18 | 2194.8364 | 1926.3614 | 2269.2042
124121 | 242.131 | 2176 | 4 | None | Gas, 80% Usage | EnergyStar, 80% Usage | Electric, 80% Usage | None | 150-200% | None | None | Single-Family Detached | Single-Family Detached | Single-Family Detached | 2000-2499 | 1500-2499 | 2 | Natural Gas | 60% Conditioned | Room AC | None | Natural Gas Fuel Boiler | None | 45000-49999 | 100% CFL | Occupied | <1940 | Natural Gas | Yes | 0 | 55.3904 | 36.0477 | 0 | 1852.2092 | 0 | 319.7405 | 106.6779 | 0 | 0 | 0 | 0 | 0 | 52.1667 | 0 | 753.7788 | 21.9803 | 1740.8422 | 0 | 0 | 0 | 482.6881 | 868.0765 | 0 | 0 | 0 | 0 | 734.7292 | 0 | 0 | 0 | 43943.0762 | 0 | 4355.9153 | 0 | 0 | 0 | 0 | 0 | 0 | 0 | 0 | 55322.7328 | 55322.7328 | 6289.0121 | 6289.0121 | 0 | 49033.4277 | 0 | 1070.9438 | 0 | 11178.6356 | 0 | 2337.3143 | 0 | 11178.6356 | 0 | 2170.7615 | 0 | 11178.6356 | 0 | 2567.6172 | 0 | 11178.6356 | 0 | 12249.5795 | 13515.9499 | 13349.3972 | 13746.2529
124191 | 242.131 | 1202 | 3 | None | Electric, 80% Usage | EnergyStar, 80% Usage | Electric, 80% Usage | 318 Rated kWh, 80% Usage | 150-200% | None | 20 | Single-Family Attached | Single-Family Attached | Single-Family Attached | 1000-1499 | 0-1499 | 2 | Natural Gas | 100% Conditioned | Central AC | None | Natural Gas Fuel Furnace | None | 30000-34999 | 100% CFL | Vacant | 1950s | Natural Gas | Yes | 0 | 0 | 0 | 116.3492 | 1141.5118 | 0 | 319.7405 | 254.3857 | 0 | 0 | 0 | 0 | 0 | 0 | 0 | 0 | 21.9803 | 0 | 0 | 0 | 0 | 0 | 434.0383 | 0 | 0 | 0 | 0 | 0 | 0 | 0 | 0 | 10034.1673 | 0 | 1606.9087 | 0 | 0 | 0 | 0 | 0 | 0 | 0 | 0 | 13929.0818 | 13929.0818 | 2288.0058 | 2288.0058 | 0 | 11640.7829 | 0 | 403.4305 | 0 | 2653.8719 | 0 | 854.148 | 0 | 2653.8719 | 0 | 797.5782 | 0 | 2653.8719 | 0 | 942.4429 | 0 | 2653.8719 | 0 | 3057.3024 | 3508.0199 | 3451.4501 | 3596.3148
124259 | 242.131 | 3301 | 5 | None | Electric, 120% Usage | EnergyStar, 120% Usage | Gas, 120% Usage | None | 400%+ | None | None | Single-Family Detached | Single-Family Detached | Single-Family Detached | 3000-3999 | 2500-3999 | 1 | Natural Gas | 100% Conditioned | Central AC | None | Natural Gas Fuel Furnace | None | 200000+ | 100% Incandescent | Occupied | 1980s | Natural Gas | Yes | 0 | 1077.0362 | 63.0103 | 1240.2768 | 5357.3392 | 0 | 0 | 314.1722 | 0 | 0 | 0 | 0 | 0 | 264.9362 | 99.9372 | 3321.6675 | 27.2556 | 8307.9787 | 0 | 0 | 0 | 55.0974 | 914.0887 | 0 | 0 | 0 | 0 | 0 | 0 | 0 | 0 | 23665.782 | 0 | 13068.9182 | 0 | 0 | 1618.0454 | 0 | 0 | 0 | 0 | 0 | 59395.8345 | 59395.8345 | 21043.089 | 21043.089 | 0 | 38352.7456 | 0 | 3790.309 | 0 | 8743.6515 | 0 | 8135.4064 | 0 | 8743.6515 | 0 | 7194.126 | 0 | 8743.6515 | 0 | 8565.4623 | 0 | 8743.6515 | 0 | 12533.9606 | 16879.058 | 15937.7776 | 17309.1139
124262 | 242.131 | 1623 | 2 | Standard Efficiency | None | None | Electric, 100% Usage | 318 Rated kWh, 100% Usage | 400%+ | 8 | None | 5 to 9 Unit | Multifamily with 5+ units, 1-3 stories | Multi-Family with 5+ Units | 1500-1999 | 1500-2499 | 2 | Electricity | 100% Conditioned | Heat Pump | None | Electricity ASHP | None | 80000-99999 | 100% Incandescent | Occupied | 1980s | Electricity | Yes | 67.9925 | 0 | 0 | 897.0905 | 3593.6375 | 88.5075 | 0 | 173.7911 | 184.0486 | 1736.153 | 0 | 0 | 1908.4788 | 181.1179 | 0 | 1881.2232 | 16.412 | 1971.7822 | 0 | 0 | 0 | 389.4915 | 434.0383 | 0 | 0 | 0 | 0 | 0 | 0 | 0 | 0 | 0 | 0 | 0 | 0 | 0 | 0 | 0 | 0 | 0 | 0 | 0 | 13524.0576 | 13524.0576 | 13524.0576 | 13524.0576 | 0 | 0 | 0 | 2345.0603 | 0 | 0 | 0 | 5203.1735 | 0 | 0 | 0 | 4583.3967 | 0 | 0 | 0 | 5459.2205 | 0 | 0 | 0 | 2345.0603 | 5203.1735 | 4583.3967 | 5459.2205
124295 | 242.131 | 3241 | 4 | None | Electric, 120% Usage | EnergyStar, 120% Usage | Electric, 120% Usage | None | 400%+ | None | 12 | Single-Family Attached | Single-Family Attached | Single-Family Attached | 3000-3999 | 2500-3999 | 1 | Natural Gas | 80% Conditioned | Room AC | None | Natural Gas Fuel Furnace | None | 60000-69999 | 100% LED | Occupied | 1950s | Electricity | Yes | 0 | 347.5823 | 20.2219 | 0 | 5379.3195 | 0 | 0 | 1342.2655 | 0 | 0 | 0 | 0 | 2265.7324 | 43.6676 | 0 | 798.9117 | 21.9803 | 3937.7029 | 0 | 0 | 0 | 416.454 | 434.0383 | 0 | 0 | 0 | 0 | 0 | 0 | 0 | 0 | 53840.0863 | 0 | 0 | 0 | 0 | 0 | 0 | 0 | 0 | 0 | 0 | 68848.2558 | 68848.2558 | 15008.1695 | 15008.1695 | 0 | 53840.0863 | 0 | 2526.3145 | 0 | 12274.4381 | 0 | 5545.0665 | 0 | 12274.4381 | 0 | 4907.903 | 0 | 12274.4381 | 0 | 5830.6079 | 0 | 12274.4381 | 0 | 14800.7526 | 17819.5046 | 17182.3412 | 18105.046
124464 | 242.131 | 1220 | 3 | None | Gas, 100% Usage | Standard, 100% Usage | Electric, 100% Usage | 290 Rated kWh, 100% Usage | 400%+ | None | None | Single-Family Detached | Single-Family Detached | Single-Family Detached | 1000-1499 | 0-1499 | 1 | Natural Gas | 100% Conditioned | Central AC | None | Natural Gas Fuel Furnace | None | 80000-99999 | 100% Incandescent | Occupied | 1990s | Natural Gas | Yes | 0 | 89.3867 | 37.5131 | 647.394 | 2515.7221 | 125.7275 | 319.7405 | 167.0505 | 0 | 0 | 0 | 0 | 0 | 160.896 | 0 | 1535.3993 | 21.9803 | 2547.9599 | 0 | 0 | 0 | 471.2583 | 434.0383 | 0 | 0 | 0 | 0 | 1187.2309 | 0 | 0 | 0 | 7596.4021 | 0 | 4342.141 | 0 | 0 | 0 | 0 | 0 | 0 | 0 | 0 | 22200.1336 | 22200.1336 | 9074.0665 | 9074.0665 | 0 | 13125.774 | 0 | 1551.8134 | 0 | 2992.4314 | 0 | 3403.6664 | 0 | 2992.4314 | 0 | 3010.7751 | 0 | 2992.4314 | 0 | 3569.7937 | 0 | 2992.4314 | 0 | 4544.2449 | 6396.0978 | 6003.2066 | 6562.2251
124488 | 242.131 | 2663 | 2 | None | Electric, 100% Usage | EnergyStar, 100% Usage | Electric, 100% Usage | 290 Rated kWh, 100% Usage | 400%+ | None | None | Single-Family Detached | Single-Family Detached | Single-Family Detached | 2500-2999 | 2500-3999 | 1 | Electricity | 100% Conditioned | Central AC | None | Electricity Electric Furnace | None | 60000-69999 | 100% Incandescent | Vacant | 1950s | Electricity | Yes | 0 | 0 | 0 | 870.4211 | 3906.0512 | 0 | 319.7405 | 180.5318 | 0 | 10438.3123 | 0 | 0 | 329.1188 | 0 | 0 | 0 | 16.412 | 0 | 0 | 1960.0593 | 0 | 0 | 434.0383 | 0 | 0 | 0 | 0 | 0 | 0 | 0 | 0 | 0 | 0 | 0 | 0 | 0 | 0 | 0 | 0 | 0 | 0 | 0 | 18454.9783 | 18454.9783 | 18454.9783 | 18454.9783 | 0 | 0 | 0 | 3300.6379 | 0 | 0 | 0 | 7594.1042 | 0 | 0 | 0 | 6629.5283 | 0 | 0 | 0 | 7851.1351 | 0 | 0 | 0 | 3300.6379 | 7594.1042 | 6629.5283 | 7851.1351
124498 | 242.131 | 1202 | 2 | Standard Efficiency | Electric, 120% Usage | Standard, 120% Usage | Gas, 120% Usage | None | 300-400% | None | 24 | Single-Family Attached | Single-Family Attached | Single-Family Attached | 1000-1499 | 0-1499 | 2 | Electricity | 100% Conditioned | Heat Pump | None | Electricity ASHP | None | 50000-59999 | 100% CFL | Occupied | 1990s | Electricity | Yes | 67.9925 | 846.3893 | 31.6517 | 493.5317 | 1758.1333 | 0 | 0 | 39.5646 | 73.2678 | 530.4586 | 0 | 0 | 3673.0597 | 40.1507 | 0 | 486.2049 | 16.412 | 3573.4156 | 0 | 0 | 0 | 31.9447 | 434.0383 | 0 | 0 | 0 | 0 | 0 | 0 | 0 | 0 | 0 | 0 | 0 | 0 | 0 | 937.2413 | 0 | 0 | 0 | 0 | 0 | 13033.4566 | 13033.4566 | 12096.2153 | 12096.2153 | 0 | 937.2413 | 0 | 2132.4838 | 0 | 213.6715 | 0 | 4736.5313 | 0 | 213.6715 | 0 | 4167.7056 | 0 | 213.6715 | 0 | 4966.2236 | 0 | 213.6715 | 0 | 2346.1553 | 4950.2028 | 4381.3771 | 5179.8951
124509 | 242.131 | 853 | 2 | None | Electric, 100% Usage | EnergyStar, 100% Usage | Electric, 100% Usage | 318 Rated kWh, 100% Usage | 200-300% | 116 | None | 50 or more Unit | Multifamily with 5+ units, 1-3 stories | Multi-Family with 5+ Units | 750-999 | 0-1499 | 3 | Electricity | 100% Conditioned | Heat Pump | None | Electricity ASHP | None | 60000-69999 | 100% CFL | Occupied | 1980s | Electricity | Yes | 0 | 530.4586 | 31.0655 | 264.3501 | 1137.1158 | 136.5711 | 0 | 133.9335 | 143.8979 | 1397.949 | 0 | 0 | 3098.0543 | 35.7547 | 0 | 390.3707 | 16.412 | 2052.0836 | 0 | 0 | 0 | 474.4821 | 434.0383 | 0 | 0 | 0 | 0 | 0 | 0 | 806.8247 | 0 | 0 | 0 | 0 | 0 | 0 | 0 | 0 | 0 | 0 | 0 | 0 | 11083.0687 | 11083.0687 | 10275.9509 | 10275.9509 | 0 | 806.8247 | 0 | 1706.5642 | 0 | 183.953 | 0 | 3859.6692 | 0 | 183.953 | 0 | 3388.3164 | 0 | 183.953 | 0 | 4104.6993 | 0 | 183.953 | 0 | 1890.5172 | 4043.6222 | 3572.2694 | 4288.6524
124543 | 242.131 | 8194 | 4 | Standard Efficiency | Electric, 100% Usage | EnergyStar, 100% Usage | Electric, 100% Usage | None | 400%+ | None | None | Single-Family Detached | Single-Family Detached | Single-Family Detached | 4000+ | 4000+ | 2 | Electricity | 100% Conditioned | Central AC | None | Electricity Electric Furnace | None | 200000+ | 100% CFL | Occupied | 1980s | Electricity | Yes | 81.7668 | 400.042 | 23.4457 | 649.4455 | 3455.8941 | 0 | 0 | 623.9483 | 0 | 26784.3512 | 0 | 0 | 1961.2316 | 127.4859 | 24.911 | 2406.1135 | 21.9803 | 4450.8703 | 0 | 0 | 0 | 405.6104 | 434.0383 | 0 | 0 | 0 | 0 | 0 | 0 | 0 | 0 | 0 | 0 | 0 | 0 | 0 | 0 | 0 | 0 | 0 | 0 | 0 | 41850.8419 | 41850.8419 | 41850.8419 | 41850.8419 | 0 | 0 | 0 | 7729.3981 | 0 | 0 | 0 | 17914.461 | 0 | 0 | 0 | 15559.7351 | 0 | 0 | 0 | 18694.9424 | 0 | 0 | 0 | 7729.3981 | 17914.461 | 15559.7351 | 18694.9424
124545 | 242.131 | 1690 | 2 | Standard Efficiency | Gas, 100% Usage | EnergyStar, 100% Usage | Electric, 100% Usage | 290 Rated kWh, 100% Usage | 400%+ | None | None | Single-Family Detached | Single-Family Detached | Single-Family Detached | 1500-1999 | 1500-2499 | 1 | Natural Gas | 100% Conditioned | Central AC | None | Natural Gas Fuel Furnace | None | 200000+ | 100% CFL | Occupied | 1990s | Natural Gas | Yes | 67.9925 | 35.7547 | 23.4457 | 348.7546 | 1875.6548 | 91.1451 | 0 | 414.6956 | 0 | 0 | 0 | 0 | 0 | 46.0122 | 24.911 | 620.1384 | 16.412 | 2382.6678 | 0 | 0 | 0 | 405.6104 | 434.0383 | 0 | 0 | 0 | 0 | 475.0682 | 0 | 0 | 0 | 16564.0838 | 0 | 3886.4155 | 0 | 0 | 0 | 0 | 0 | 0 | 0 | 0 | 27713.0935 | 27713.0935 | 6787.526 | 6787.526 | 0 | 20925.8605 | 0 | 1176.7402 | 0 | 4770.6414 | 0 | 2550.9046 | 0 | 4770.6414 | 0 | 2256.9767 | 0 | 4770.6414 | 0 | 2684.708 | 0 | 4770.6414 | 0 | 5947.3816 | 7321.546 | 7027.6182 | 7455.3494
124610 | 242.131 | 1202 | 2 | Standard Efficiency | Gas, 120% Usage | Standard, 120% Usage | Electric, 120% Usage | None | 400%+ | None | 8 | Single-Family Attached | Single-Family Attached | Single-Family Attached | 1000-1499 | 0-1499 | 1 | Natural Gas | 60% Conditioned | Room AC | None | Natural Gas Fuel Boiler | None | 120000-139999 | 100% CFL | Occupied | <1940 | Natural Gas | Yes | 67.9925 | 75.6123 | 31.6517 | 0 | 1106.0502 | 0 | 0 | 116.3492 | 0 | 0 | 0 | 0 | 0 | 40.1507 | 0 | 486.2049 | 16.412 | 3573.4156 | 0 | 0 | 0 | 467.4484 | 434.0383 | 312.7068 | 0 | 0 | 0 | 1004.9407 | 0 | 0 | 0 | 11457.6135 | 0 | 5739.5038 | 0 | 0 | 0 | 0 | 0 | 0 | 0 | 0 | 24930.0906 | 24930.0906 | 6728.0326 | 6728.0326 | 0 | 18202.058 | 0 | 1160.9978 | 0 | 4149.7179 | 0 | 2561.3331 | 0 | 4149.7179 | 0 | 2350.6191 | 0 | 4149.7179 | 0 | 2823.8511 | 0 | 4149.7179 | 0 | 5310.7157 | 6711.0511 | 6500.337 | 6973.569
124901 | 242.131 | 1675 | 3 | Standard Efficiency | Electric, 80% Usage | EnergyStar, 80% Usage | Gas, 80% Usage | None | 400%+ | None | 8 | Single-Family Attached | Single-Family Attached | Single-Family Attached | 1500-1999 | 1500-2499 | 2 | Natural Gas | 80% Conditioned | Central AC | None | Natural Gas Fuel Furnace | None | 70000-79999 | 100% Incandescent | Occupied | 1960s | Natural Gas | Yes | 67.9925 | 296.0018 | 17.2912 | 148.0009 | 2609.2117 | 0 | 0 | 1012.2675 | 0 | 0 | 0 | 0 | 0 | 183.7556 | 0 | 1926.0631 | 21.9803 | 929.6214 | 0 | 0 | 0 | 21.3942 | 434.0383 | 0 | 0 | 0 | 0 | 0 | 0 | 0 | 0 | 40608.5136 | 0 | 2414.6125 | 0 | 0 | 624.8275 | 0 | 0 | 0 | 0 | 0 | 51315.279 | 51315.279 | 7667.3253 | 7667.3253 | 0 | 43647.9537 | 0 | 1411.7813 | 0 | 9950.8223 | 0 | 3012.3999 | 0 | 9950.8223 | 0 | 2664.5939 | 0 | 9950.8223 | 0 | 3171.9778 | 0 | 9950.8223 | 0 | 11362.6036 | 12963.2222 | 12615.4162 | 13122.8001
124943 | 242.131 | 1138 | 2 | Standard Efficiency | Electric, 100% Usage | Standard, 100% Usage | Electric, 100% Usage | None | 200-300% | 7 | None | 5 to 9 Unit | Multifamily with 5+ units, 1-3 stories | Multi-Family with 5+ Units | 1000-1499 | 0-1499 | 2 | Electricity | 100% Conditioned | Central AC | Heating Only | Electricity Shared Heating | Boiler Baseboards Heating Only, Electricity | 50000-59999 | 100% CFL | Occupied | 1990s | Electricity | Yes | 67.9925 | 858.1121 | 32.2378 | 313.293 | 1603.3918 | 0 | 0 | 94.0758 | 0 | 3901.6552 | 0 | 0 | 2629.1406 | 39.2715 | 0 | 468.6206 | 16.412 | 1971.4891 | 0 | 0 | 0 | 431.9868 | 434.0383 | 0 | 0 | 0 | 0 | 0 | 0 | 0 | 0 | 0 | 0 | 0 | 0 | 0 | 0 | 0 | 0 | 0 | 0 | 0 | 12861.717 | 12861.717 | 12861.717 | 12861.717 | 0 | 0 | 0 | 2250.6011 | 0 | 0 | 0 | 5108.8957 | 0 | 0 | 0 | 4472.159 | 0 | 0 | 0 | 5360.2988 | 0 | 0 | 0 | 2250.6011 | 5108.8957 | 4472.159 | 5360.2988
125106 | 242.131 | 1220 | 3 | Standard Efficiency | Electric, 80% Usage | EnergyStar, 80% Usage | Electric, 80% Usage | 318 Rated kWh, 80% Usage | 400%+ | None | None | Single-Family Detached | Single-Family Detached | Single-Family Detached | 1000-1499 | 0-1499 | 1 | Electricity | 40% Conditioned | Room AC | None | Electricity Baseboard | None | 180000-199999 | 100% Incandescent | Occupied | <1940 | Electricity | Yes | 67.9925 | 519.0289 | 30.1863 | 0 | 1692.4854 | 137.4503 | 319.7405 | 0 | 0 | 11564.8775 | 0 | 0 | 2162.2784 | 160.896 | 0 | 1535.3993 | 21.9803 | 1431.3591 | 0 | 0 | 0 | 429.9353 | 480.0504 | 0 | 0 | 0 | 0 | 0 | 1963.8692 | 0 | 0 | 0 | 0 | 0 | 0 | 0 | 0 | 0 | 0 | 0 | 0 | 0 | 22517.8226 | 22517.8226 | 20553.9534 | 20553.9534 | 0 | 1963.8692 | 0 | 3615.7413 | 0 | 447.7342 | 0 | 8370.9034 | 0 | 447.7342 | 0 | 7284.3923 | 0 | 447.7342 | 0 | 8815.2742 | 0 | 447.7342 | 0 | 4063.4755 | 8818.6376 | 7732.1265 | 9263.0085
125118 | 242.131 | 2176 | 3 | Standard Efficiency | Electric, 120% Usage | Standard, 120% Usage | Electric, 120% Usage | None | 400%+ | None | None | Single-Family Detached | Single-Family Detached | Single-Family Detached | 2000-2499 | 1500-2499 | 1 | Natural Gas | 100% Conditioned | Central AC | None | Natural Gas Fuel Wall/Floor Furnace | None | 70000-79999 | 100% LED | Occupied | 2000s | Natural Gas | Yes | 67.9925 | 630.6889 | 23.7388 | 705.4221 | 2380.0302 | 0 | 0 | 0 | 0 | 0 | 818.2544 | 808.5831 | 0 | 34.8755 | 16.7051 | 575.5916 | 21.9803 | 4445.0089 | 0 | 0 | 0 | 407.3688 | 863.9735 | 0 | 0 | 0 | 0 | 0 | 0 | 0 | 0 | 13769.065 | 0 | 3718.7788 | 0 | 0 | 0 | 0 | 0 | 0 | 0 | 0 | 29288.0574 | 29288.0574 | 11800.2136 | 11800.2136 | 0 | 17487.8438 | 0 | 2090.0965 | 0 | 3986.866 | 0 | 4505.6074 | 0 | 3986.866 | 0 | 3985.9529 | 0 | 3986.866 | 0 | 4748.483 | 0 | 3986.866 | 0 | 6076.9625 | 8492.4734 | 7972.8189 | 8735.349
125145 | 242.131 | 1220 | 3 | Standard Efficiency | Electric, 100% Usage | EnergyStar, 100% Usage | Gas, 100% Usage | 290 Rated kWh, 100% Usage | 300-400% | None | None | Single-Family Detached | Single-Family Detached | Single-Family Detached | 1000-1499 | 0-1499 | 1 | Natural Gas | 60% Conditioned | Room AC | None | Natural Gas Fuel Boiler | None | 70000-79999 | 100% LED | Occupied | 1950s | Natural Gas | Yes | 67.9925 | 524.5972 | 30.7725 | 0 | 1866.5696 | 125.7275 | 0 | 79.4223 | 0 | 0 | 0 | 0 | 0 | 26.9625 | 0 | 375.131 | 21.9803 | 2547.9599 | 0 | 0 | 0 | 32.2378 | 914.0887 | 0 | 0 | 0 | 0 | 0 | 0 | 0 | 0 | 18569.5691 | 0 | 4720.2027 | 0 | 0 | 947.2057 | 0 | 0 | 0 | 0 | 0 | 30850.7123 | 30850.7123 | 6613.4418 | 6613.4418 | 0 | 24237.2706 | 0 | 1142.4758 | 0 | 5525.5779 | 0 | 2466.0606 | 0 | 5525.5779 | 0 | 2183.8731 | 0 | 5525.5779 | 0 | 2605.0173 | 0 | 5525.5779 | 0 | 6668.0537 | 7991.6385 | 7709.451 | 8130.5952
125200 | 242.131 | 2663 | 3 | Standard Efficiency, No usage | Electric, 120% Usage | Standard, 120% Usage | Electric, 120% Usage | 290 Rated kWh, 120% Usage | 400%+ | None | None | Single-Family Detached | Single-Family Detached | Single-Family Detached | 2500-2999 | 2500-3999 | 2 | Electricity | 100% Conditioned | Heat Pump | None | Electricity ASHP | None | 180000-199999 | 100% Incandescent | Vacant | 2000s | Electricity | Yes | 0 | 0 | 0 | 704.2498 | 2256.6472 | 0 | 319.7405 | 120.4522 | 136.278 | 1930.4591 | 1314.4237 | 1298.5979 | 348.4615 | 0 | 0 | 0 | 21.9803 | 0 | 0 | 2917.2294 | 0 | 0 | 868.0765 | 0 | 0 | 0 | 0 | 0 | 0 | 0 | 0 | 0 | 0 | 0 | 0 | 0 | 0 | 0 | 0 | 0 | 0 | 0 | 12236.3033 | 12236.3033 | 12236.3033 | 12236.3033 | 0 | 0 | 0 | 2018.5269 | 0 | 0 | 0 | 4516.6333 | 0 | 0 | 0 | 3981.8697 | 0 | 0 | 0 | 4745.6603 | 0 | 0 | 0 | 2018.5269 | 4516.6333 | 3981.8697 | 4745.6603
125206 | 242.131 | 1623 | 2 | Standard Efficiency | None | None | Electric, 120% Usage | None | 300-400% | 16 | None | 10 to 19 Unit | Multifamily with 5+ units, 1-3 stories | Multi-Family with 5+ Units | 1500-1999 | 1500-2499 | 2 | Electricity | 100% Conditioned | Central AC | Heating and Cooling | Electricity Shared Heating | Fan Coil Heating and Cooling, Electricity | 70000-79999 | 100% LED | Occupied | 1980s | Electricity | No | 67.9925 | 0 | 0 | 15.2397 | 1312.3723 | 0 | 319.7405 | 128.0721 | 0 | 2389.4084 | 0 | 0 | 4081.8939 | 30.1863 | 0 | 459.5354 | 16.412 | 4333.935 | 0 | 0 | 0 | 518.4427 | 480.0504 | 370.7349 | 0 | 0 | 0 | 0 | 0 | 0 | 0 | 0 | 0 | 0 | 0 | 0 | 0 | 0 | 0 | 0 | 0 | 0 | 14524.6022 | 14524.6022 | 14524.6022 | 14524.6022 | 0 | 0 | 0 | 2412.3185 | 0 | 0 | 0 | 5474.2412 | 0 | 0 | 0 | 4798.4385 | 0 | 0 | 0 | 5833.2523 | 0 | 0 | 0 | 2412.3185 | 5474.2412 | 4798.4385 | 5833.2523
125240 | 242.131 | 1675 | 4 | None | Electric, 100% Usage | EnergyStar, 100% Usage | Electric, 100% Usage | None | 400%+ | None | 5 | Single-Family Attached | Single-Family Attached | Single-Family Attached | 1500-1999 | 1500-2499 | 1 | Natural Gas | 80% Conditioned | Central AC | None | Natural Gas Fuel Furnace | None | 120000-139999 | 100% CFL | Occupied | 1990s | Natural Gas | Yes | 0 | 610.7601 | 35.7547 | 341.7209 | 1675.7804 | 0 | 0 | 181.411 | 0 | 0 | 0 | 0 | 0 | 46.0122 | 0 | 616.0354 | 21.9803 | 2252.5442 | 0 | 0 | 0 | 516.9774 | 914.0887 | 446.3472 | 0 | 0 | 0 | 0 | 0 | 0 | 0 | 12382.2527 | 0 | 5403.9375 | 0 | 0 | 0 | 0 | 0 | 0 | 0 | 0 | 25445.3095 | 25445.3095 | 7658.8263 | 7658.8263 | 0 | 17786.1902 | 0 | 1262.7953 | 0 | 4054.9171 | 0 | 2767.9581 | 0 | 4054.9171 | 0 | 2449.0677 | 0 | 4054.9171 | 0 | 2939.3021 | 0 | 4054.9171 | 0 | 5317.7124 | 6822.8752 | 6503.9848 | 6994.2193
125254 | 242.131 | 1690 | 3 | None | Electric, 100% Usage | EnergyStar, 100% Usage | Gas, 100% Usage | None | 400%+ | None | None | Single-Family Detached | Single-Family Detached | Single-Family Detached | 1500-1999 | 1500-2499 | 2 | Natural Gas | 80% Conditioned | Central AC | None | Natural Gas Fuel Furnace | None | 80000-99999 | 100% LED | Occupied | 1990s | Electricity | Yes | 0 | 400.042 | 23.4457 | 619.5522 | 2137.9535 | 0 | 319.7405 | 287.2096 | 0 | 0 | 0 | 0 | 2145.2802 | 30.7725 | 16.7051 | 473.6028 | 21.9803 | 2382.6678 | 0 | 0 | 0 | 27.8418 | 817.9614 | 0 | 0 | 0 | 0 | 0 | 0 | 0 | 0 | 19688.8076 | 0 | 0 | 0 | 0 | 813.5653 | 0 | 0 | 0 | 0 | 0 | 30206.8352 | 30206.8352 | 9704.4623 | 9704.4623 | 0 | 20502.3728 | 0 | 1689.7586 | 0 | 4674.1247 | 0 | 3685.3151 | 0 | 4674.1247 | 0 | 3397.9312 | 0 | 4674.1247 | 0 | 4058.6874 | 0 | 4674.1247 | 0 | 6363.8833 | 8359.4398 | 8072.0559 | 8732.8121
125260 | 242.131 | 1675 | 3 | Standard Efficiency | Electric, 120% Usage | Standard, 120% Usage | Electric, 120% Usage | 290 Rated kWh, 120% Usage | 150-200% | None | 5 | Single-Family Attached | Single-Family Attached | Single-Family Attached | 1500-1999 | 1500-2499 | 2 | Electricity | 20% Conditioned | Room AC | None | Electricity Baseboard | None | 20000-24999 | 100% Incandescent | Occupied | <1940 | Electricity | Yes | 67.9925 | 662.9268 | 24.911 | 0 | 671.7189 | 72.3886 | 0 | 0 | 0 | 20057.491 | 0 | 0 | 2345.7408 | 183.7556 | 0 | 1926.0631 | 21.9803 | 3456.7733 | 0 | 0 | 0 | 416.454 | 480.0504 | 0 | 0 | 0 | 0 | 0 | 0 | 0 | 0 | 0 | 0 | 0 | 0 | 0 | 0 | 0 | 0 | 0 | 0 | 0 | 30387.9531 | 30387.9531 | 30387.9531 | 30387.9531 | 0 | 0 | 0 | 5307.6649 | 0 | 0 | 0 | 12442.6601 | 0 | 0 | 0 | 10813.5174 | 0 | 0 | 0 | 13151.0657 | 0 | 0 | 0 | 5307.6649 | 12442.6601 | 10813.5174 | 13151.0657
125284 | 242.131 | 1138 | 1 | None | Electric, 80% Usage | Standard, 80% Usage | Electric, 80% Usage | None | 200-300% | 10 | None | 10 to 19 Unit | Multifamily with 5+ units, 1-3 stories | Multi-Family with 5+ Units | 1000-1499 | 0-1499 | 2 | Electricity | 100% Conditioned | Heat Pump | Heating and Cooling | Electricity Shared Heating | Fan Coil Heating and Cooling, Electricity | 25000-29999 | 100% CFL | Occupied | 1980s | Electricity | Yes | 0 | 441.9512 | 16.412 | 13.1882 | 1193.9715 | 0 | 319.7405 | 196.6507 | 0 | 4226.0848 | 0 | 0 | 428.4699 | 39.2715 | 0 | 468.6206 | 16.412 | 790.7057 | 0 | 0 | 0 | 277.5383 | 480.0504 | 0 | 0 | 0 | 0 | 0 | 0 | 0 | 0 | 0 | 0 | 0 | 0 | 0 | 0 | 0 | 0 | 0 | 0 | 0 | 8909.0675 | 8909.0675 | 8909.0675 | 8909.0675 | 0 | 0 | 0 | 1570.0787 | 0 | 0 | 0 | 3581.4733 | 0 | 0 | 0 | 3128.725 | 0 | 0 | 0 | 3777.2442 | 0 | 0 | 0 | 1570.0787 | 3581.4733 | 3128.725 | 3777.2442
125345 | 242.131 | 2176 | 4 | None | None | None | Propane, 120% Usage | None | 0-100% | None | None | Mobile Home | Mobile Home | Mobile Home | 2000-2499 | 1500-2499 | 1 | Propane | 100% Conditioned | Central AC | None | Propane Fuel Furnace | None | <10000 | 100% Incandescent | Occupied | 2000s | Propane | Yes | 0 | 0 | 0 | 982.9604 | 3610.3425 | 0 | 319.7405 | 324.1366 | 0 | 0 | 0 | 0 | 0 | 208.6666 | 0 | 2355.9983 | 21.9803 | 7878.9226 | 0 | 0 | 0 | 55.0974 | 1356.0398 | 0 | 0 | 0 | 0 | 0 | 0 | 0 | 0 | 0 | 0 | 0 | 0 | 0 | 0 | 0 | 0 | 19557.5117 | 13705.4686 | 1618.0454 | 51994.9108 | 51994.9108 | 17113.8851 | 17113.8851 | 0 | 0 | 34881.0257 | 2965.6822 | 0 | 0 | 9598.709 | 6522.0954 | 0 | 0 | 9598.709 | 5758.7942 | 0 | 0 | 9598.709 | 6845.7911 | 0 | 0 | 9598.709 | 12564.3912 | 16120.8044 | 15357.5032 | 16444.5001
125386 | 242.131 | 1138 | 2 | Standard Efficiency | None | None | Electric, 120% Usage | None | 400%+ | 323 | None | 50 or more Unit | Multifamily with 5+ units, 4-7 stories | Multi-Family with 5+ Units | 1000-1499 | 0-1499 | 4 | Electricity | 100% Conditioned | Central AC | None | Electricity Electric Furnace | None | 180000-199999 | 100% CFL | Occupied | 1970s | Electricity | Yes | 67.9925 | 0 | 0 | 338.204 | 2677.2042 | 0 | 0 | 33.9962 | 0 | 1848.3992 | 0 | 0 | 3253.0889 | 39.2715 | 0 | 468.6206 | 16.412 | 3552.9006 | 0 | 0 | 0 | 467.4484 | 434.0383 | 309.19 | 0 | 0 | 0 | 0 | 0 | 0 | 0 | 0 | 0 | 0 | 0 | 0 | 0 | 0 | 0 | 0 | 0 | 0 | 13506.7664 | 13506.7664 | 13506.7664 | 13506.7664 | 0 | 0 | 0 | 2340.3879 | 0 | 0 | 0 | 5242.1521 | 0 | 0 | 0 | 4606.8048 | 0 | 0 | 0 | 5505.3214 | 0 | 0 | 0 | 2340.3879 | 5242.1521 | 4606.8048 | 5505.3214
125388 | 242.131 | 853 | 2 | Standard Efficiency | Electric, 80% Usage | EnergyStar, 80% Usage | Gas, 80% Usage | 318 Rated kWh, 80% Usage | 300-400% | 8 | None | 5 to 9 Unit | Multifamily with 5+ units, 1-3 stories | Multi-Family with 5+ Units | 750-999 | 0-1499 | 2 | Electricity | 100% Conditioned | Room AC | Heating Only | Electricity Shared Heating | Boiler Baseboards Heating Only, Electricity | 40000-44999 | 100% Incandescent | Occupied | 1970s | Electricity | No | 67.9925 | 231.8192 | 13.4813 | 0 | 1776.8899 | 51.5805 | 0 | 89.3867 | 0 | 6106.4288 | 0 | 0 | 873.3518 | 142.7256 | 0 | 1220.3479 | 16.412 | 733.2638 | 0 | 0 | 0 | 19.0496 | 434.0383 | 0 | 0 | 0 | 0 | 0 | 0 | 0 | 0 | 0 | 0 | 0 | 0 | 0 | 555.9558 | 0 | 0 | 0 | 0 | 0 | 12332.7237 | 12332.7237 | 11777.0609 | 11777.0609 | 0 | 555.9558 | 0 | 2083.6323 | 0 | 126.7169 | 0 | 4758.5618 | 0 | 126.7169 | 0 | 4150.1425 | 0 | 126.7169 | 0 | 5026.3178 | 0 | 126.7169 | 0 | 2210.3493 | 4885.2787 | 4276.8594 | 5153.0348
125395 | 242.131 | 8194 | 3 | None | Electric, 80% Usage | EnergyStar, 80% Usage | Electric, 80% Usage | None | 400%+ | None | None | Single-Family Detached | Single-Family Detached | Single-Family Detached | 4000+ | 4000+ | 2 | Natural Gas | 60% Conditioned | Central AC | None | Natural Gas Fuel Furnace | None | 200000+ | 100% Incandescent | Occupied | 1940s | Electricity | Yes | 0 | 419.6778 | 24.618 | 249.9896 | 2560.5619 | 0 | 319.7405 | 1023.9903 | 0 | 0 | 0 | 0 | 1523.9696 | 509.6506 | 99.9372 | 7521.669 | 21.9803 | 2382.9609 | 0 | 0 | 0 | 377.1825 | 880.0924 | 0 | 0 | 0 | 0 | 0 | 0 | 0 | 0 | 47497.1491 | 0 | 0 | 0 | 0 | 0 | 0 | 0 | 0 | 0 | 0 | 65412.8767 | 65412.8767 | 17916.0207 | 17916.0207 | 0 | 47497.1491 | 0 | 3135.9825 | 0 | 10828.363 | 0 | 6889.0189 | 0 | 10828.363 | 0 | 6064.6942 | 0 | 10828.363 | 0 | 7324.7076 | 0 | 10828.363 | 0 | 13964.3455 | 17717.3819 | 16893.0572 | 18153.0706
125424 | 242.131 | 853 | 2 | Standard Efficiency | Electric, 120% Usage | Standard, 120% Usage | Electric, 120% Usage | None | 400%+ | 12 | None | 10 to 19 Unit | Multifamily with 5+ units, 1-3 stories | Multi-Family with 5+ Units | 750-999 | 0-1499 | 3 | Natural Gas | 100% Conditioned | Central AC | None | Natural Gas Fuel Furnace | None | 100000-119999 | 100% Incandescent | Occupied | 2000s | Natural Gas | Yes | 67.9925 | 662.9268 | 24.911 | 370.1488 | 1324.0951 | 0 | 0 | 0.29307 | 0 | 0 | 0 | 0 | 0 | 142.7256 | 0 | 1220.3479 | 16.412 | 2933.0553 | 0 | 0 | 0 | 416.454 | 1356.0398 | 0 | 0 | 0 | 0 | 0 | 0 | 0 | 0 | 220.6825 | 0 | 4057.569 | 0 | 0 | 0 | 0 | 0 | 0 | 0 | 0 | 12813.3603 | 12813.3603 | 8535.1088 | 8535.1088 | 0 | 4278.2515 | 0 | 1488.4157 | 0 | 975.3669 | 0 | 3252.3054 | 0 | 975.3669 | 0 | 2865.8751 | 0 | 975.3669 | 0 | 3464.5725 | 0 | 975.3669 | 0 | 2463.7827 | 4227.6723 | 3841.242 | 4439.9395
125479 | 242.131 | 1690 | 3 | None | Gas, 100% Usage | EnergyStar, 100% Usage | Electric, 100% Usage | 290 Rated kWh, 100% Usage | 400%+ | None | None | Single-Family Detached | Single-Family Detached | Single-Family Detached | 1500-1999 | 1500-2499 | 2 | Natural Gas | 20% Conditioned | Room AC | None | Natural Gas Fuel Boiler | None | 120000-139999 | 100% CFL | Occupied | <1940 | Natural Gas | Yes | 0 | 46.8914 | 30.7725 | 0 | 582.9184 | 125.7275 | 0 | 99.9372 | 0 | 0 | 0 | 0 | 0 | 46.0122 | 0 | 620.1384 | 21.9803 | 2697.4261 | 0 | 2311.1585 | 0 | 471.2583 | 400.042 | 0 | 0 | 0 | 0 | 622.776 | 0 | 0 | 0 | 22974.7204 | 0 | 4516.5183 | 0 | 0 | 0 | 0 | 0 | 0 | 0 | 0 | 35568.5704 | 35568.5704 | 7454.5557 | 7454.5557 | 0 | 28114.0147 | 0 | 1165.0116 | 0 | 6409.4344 | 0 | 2630.7559 | 0 | 6409.4344 | 0 | 2444.744 | 0 | 6409.4344 | 0 | 2916.461 | 0 | 6409.4344 | 0 | 7574.446 | 9040.1903 | 8854.1784 | 9325.8954
125653 | 242.131 | 2663 | 4 | Standard Efficiency | Electric, 80% Usage | Standard, 80% Usage | Gas, 80% Usage | None | 400%+ | None | None | Single-Family Detached | Single-Family Detached | Single-Family Detached | 2500-2999 | 2500-3999 | 1 | Natural Gas | 100% Conditioned | Central AC | None | Natural Gas Fuel Wall/Floor Furnace | None | 160000-179999 | 100% Incandescent | Occupied | 1980s | Natural Gas | Yes | 67.9925 | 610.174 | 22.8595 | 728.5747 | 4508.6053 | 0 | 0 | 0 | 0 | 0 | 0 | 0 | 0 | 233.2846 | 99.9372 | 2774.2107 | 21.9803 | 1346.0754 | 0 | 0 | 0 | 22.2734 | 434.0383 | 0 | 0 | 0 | 0 | 0 | 0 | 884.4885 | 0 | 41757.9383 | 0 | 2698.5984 | 0 | 0 | 650.9108 | 0 | 0 | 0 | 0 | 0 | 56861.3559 | 56861.3559 | 10869.7129 | 10869.7129 | 0 | 45991.643 | 0 | 1858.1443 | 0 | 10485.175 | 0 | 3887.2254 | 0 | 10485.175 | 0 | 3465.1441 | 0 | 10485.175 | 0 | 4125.7165 | 0 | 10485.175 | 0 | 12343.3193 | 14372.4004 | 13950.3191 | 14610.8915
125697 | 242.131 | 1202 | 2 | Standard Efficiency | Gas, 100% Usage | EnergyStar, 100% Usage | Electric, 100% Usage | 290 Rated kWh, 100% Usage | 300-400% | None | 6 | Single-Family Attached | Single-Family Attached | Single-Family Attached | 1000-1499 | 0-1499 | 2 | Natural Gas | 20% Conditioned | Room AC | None | Natural Gas Fuel Boiler | None | 60000-69999 | 100% CFL | Occupied | <1940 | Natural Gas | Yes | 67.9925 | 33.117 | 21.6873 | 0 | 684.3209 | 82.646 | 319.7405 | 73.8539 | 0 | 0 | 0 | 0 | 0 | 40.1507 | 0 | 486.2049 | 16.412 | 1786.8543 | 0 | 0 | 0 | 389.4915 | 434.0383 | 0 | 0 | 0 | 0 | 439.3135 | 1395.6044 | 0 | 0 | 8373.9197 | 0 | 3767.1355 | 0 | 0 | 0 | 0 | 0 | 0 | 0 | 0 | 18412.19 | 18412.19 | 4436.2168 | 4436.2168 | 0 | 13975.9732 | 0 | 761.7648 | 0 | 3186.2074 | 0 | 1687.8508 | 0 | 3186.2074 | 0 | 1488.1082 | 0 | 3186.2074 | 0 | 1781.4881 | 0 | 3186.2074 | 0 | 3947.9723 | 4874.0582 | 4674.3156 | 4967.6956
125709 | 242.131 | 866 | 1 | Standard Efficiency | Electric, 100% Usage | EnergyStar, 100% Usage | Gas, 100% Usage | 318 Rated kWh, 100% Usage | 0-100% | None | 12 | Single-Family Attached | Single-Family Attached | Single-Family Attached | 750-999 | 0-1499 | 2 | Natural Gas | 100% Conditioned | Central AC | None | Natural Gas Fuel Furnace | None | <10000 | 100% CFL | Occupied | 1950s | Natural Gas | Yes | 67.9925 | 369.8557 | 21.6873 | 167.6367 | 1260.7917 | 88.5075 | 0 | 382.7508 | 0 | 0 | 0 | 0 | 0 | 35.7547 | 0 | 393.8875 | 16.412 | 1735.2738 | 0 | 0 | 0 | 26.6695 | 400.042 | 0 | 0 | 0 | 0 | 0 | 0 | 0 | 0 | 15343.4428 | 0 | 3621.7723 | 0 | 0 | 781.0344 | 0 | 0 | 0 | 0 | 0 | 24713.8041 | 24713.8041 | 4967.2616 | 4967.2616 | 0 | 19746.2495 | 0 | 826.9238 | 0 | 4501.751 | 0 | 1823.5565 | 0 | 4501.751 | 0 | 1611.1905 | 0 | 4501.751 | 0 | 1929.8142 | 0 | 4501.751 | 0 | 5328.6748 | 6325.3075 | 6112.9414 | 6431.5651
125715 | 242.131 | 1220 | 3 | Standard Efficiency | Electric, 80% Usage | EnergyStar, 80% Usage | Electric, 80% Usage | 318 Rated kWh, 80% Usage | 400%+ | None | None | Single-Family Detached | Single-Family Detached | Single-Family Detached | 1000-1499 | 0-1499 | 1 | Natural Gas | 100% Conditioned | Central AC | None | Natural Gas Fuel Boiler | None | 180000-199999 | 100% CFL | Occupied | 1950s | Natural Gas | Yes | 67.9925 | 419.6778 | 24.618 | 578.8154 | 2162.8645 | 107.8502 | 319.7405 | 95.8342 | 0 | 0 | 0 | 0 | 0 | 40.1507 | 0 | 491.1871 | 21.9803 | 1273.9799 | 0 | 0 | 0 | 377.1825 | 480.0504 | 383.63 | 0 | 0 | 0 | 0 | 0 | 0 | 0 | 11789.663 | 0 | 3299.101 | 0 | 0 | 0 | 0 | 0 | 0 | 0 | 0 | 21933.7319 | 21933.7319 | 6844.9679 | 6844.9679 | 0 | 15088.471 | 0 | 1202.1432 | 0 | 3439.8776 | 0 | 2614.4116 | 0 | 3439.8776 | 0 | 2315.2262 | 0 | 3439.8776 | 0 | 2719.8578 | 0 | 3439.8776 | 0 | 4642.0208 | 6054.2892 | 5755.1038 | 6159.7354
125738 | 242.131 | 1220 | 2 | Standard Efficiency | Electric, 100% Usage | EnergyStar, 100% Usage | Gas, 100% Usage | 290 Rated kWh, 100% Usage | 400%+ | None | None | Single-Family Detached | Single-Family Detached | Single-Family Detached | 1000-1499 | 0-1499 | 1 | Electricity | 80% Conditioned | Room AC | None | Electricity Baseboard | None | 120000-139999 | 100% Incandescent | Occupied | 1960s | Electricity | Yes | 67.9925 | 400.042 | 23.4457 | 0 | 946.6196 | 91.1451 | 319.7405 | 0 | 0 | 25317.5305 | 0 | 0 | 2340.4656 | 160.896 | 0 | 1535.3993 | 16.412 | 2233.2016 | 0 | 0 | 0 | 27.8418 | 1356.0398 | 0 | 0 | 0 | 0 | 0 | 0 | 0 | 0 | 0 | 0 | 0 | 0 | 0 | 813.5653 | 0 | 0 | 0 | 0 | 0 | 35650.0442 | 35650.0442 | 34836.7719 | 34836.7719 | 0 | 813.5653 | 0 | 6396.6326 | 0 | 185.4562 | 0 | 14420.2766 | 0 | 185.4562 | 0 | 12873.973 | 0 | 185.4562 | 0 | 15877.2357 | 0 | 185.4562 | 0 | 6582.0889 | 14605.7328 | 13059.4292 | 16062.6919
125885 | 242.131 | 8194 | 5 | Standard Efficiency | Electric, 100% Usage | Standard, 100% Usage | Propane, 100% Usage | None | 400%+ | None | None | Single-Family Detached | Single-Family Detached | Single-Family Detached | 4000+ | 4000+ | 3 | Fuel Oil | 20% Conditioned | Room AC | None | Fuel Oil Fuel Boiler | None | 200000+ | 100% CFL | Occupied | <1940 | Electricity | Yes | 67.9925 | 762.864 | 28.4279 | 0 | 2912.8334 | 0 | 0 | 206.6151 | 0 | 0 | 0 | 0 | 2150.2624 | 127.4859 | 24.911 | 2406.4066 | 27.2556 | 4450.8703 | 0 | 0 | 0 | 27.8418 | 868.0765 | 690.4754 | 0 | 74769.1706 | 0 | 0 | 0 | 0 | 0 | 0 | 0 | 0 | 0 | 0 | 0 | 0 | 0 | 0 | 0 | 813.5653 | 90335.0543 | 90335.0543 | 14752.6115 | 14752.6115 | 74769.1706 | 0 | 813.5653 | 2520.4341 | 22669.9075 | 0 | 223.8565 | 5519.9715 | 22669.9075 | 0 | 223.8565 | 4873.5688 | 22669.9075 | 0 | 223.8565 | 5858.9397 | 22669.9075 | 0 | 223.8565 | 25414.1981 | 28413.7355 | 27767.3328 | 28752.7037
125935 | 242.131 | 1690 | 3 | Standard Efficiency | Electric, 100% Usage | EnergyStar, 100% Usage | Electric, 100% Usage | 290 Rated kWh, 100% Usage | 300-400% | None | None | Single-Family Detached | Single-Family Detached | Single-Family Detached | 1500-1999 | 1500-2499 | 1 | Natural Gas | 100% Conditioned | Central AC | None | Natural Gas Fuel Furnace | None | 45000-49999 | 100% Incandescent | Occupied | 1950s | Natural Gas | Yes | 67.9925 | 275.7799 | 16.1189 | 375.7171 | 1841.3655 | 56.5627 | 0 | 353.1506 | 0 | 0 | 0 | 0 | 0 | 184.6348 | 99.9372 | 1938.9582 | 21.9803 | 2067.9095 | 0 | 0 | 0 | 339.6694 | 868.0765 | 0 | 0 | 0 | 0 | 0 | 0 | 0 | 0 | 20612.5676 | 0 | 2781.2445 | 0 | 0 | 0 | 0 | 0 | 0 | 0 | 0 | 31900.786 | 31900.786 | 8507.267 | 8507.267 | 0 | 23393.5189 | 0 | 1484.0889 | 0 | 5333.2466 | 0 | 3188.2636 | 0 | 5333.2466 | 0 | 2953.3472 | 0 | 5333.2466 | 0 | 3535.7181 | 0 | 5333.2466 | 0 | 6817.3355 | 8521.5101 | 8286.5937 | 8868.9646
125956 | 242.131 | 3301 | 5 | Standard Efficiency | None | None | Electric, 120% Usage | None | 400%+ | None | None | Single-Family Detached | Single-Family Detached | Single-Family Detached | 3000-3999 | 2500-3999 | 2 | Natural Gas | 80% Conditioned | Central AC | None | Natural Gas Fuel Furnace | None | 140000-159999 | 100% Incandescent | Occupied | 1950s | Natural Gas | Yes | 67.9925 | 0 | 0 | 696.3369 | 4910.6988 | 0 | 0 | 1275.1522 | 0 | 0 | 0 | 0 | 0 | 264.9362 | 99.9372 | 3321.6675 | 27.2556 | 5789.9121 | 0 | 0 | 0 | 486.498 | 434.0383 | 0 | 0 | 0 | 0 | 0 | 0 | 0 | 0 | 51144.1255 | 0 | 5269.1248 | 0 | 0 | 0 | 0 | 0 | 0 | 0 | 0 | 73787.6756 | 73787.6756 | 17374.4253 | 17374.4253 | 0 | 56412.9572 | 0 | 3103.2341 | 0 | 12861.0088 | 0 | 6719.0157 | 0 | 12861.0088 | 0 | 5937.1567 | 0 | 12861.0088 | 0 | 7045.1078 | 0 | 12861.0088 | 0 | 15964.2429 | 19580.0245 | 18798.1655 | 19906.1166
125990 | 242.131 | 853 | 1 | Standard Efficiency | None | None | Gas, 100% Usage | 318 Rated kWh, 100% Usage | 400%+ | 323 | None | 50 or more Unit | Multifamily with 5+ units, 1-3 stories | Multi-Family with 5+ Units | 750-999 | 0-1499 | 3 | Electricity | 100% Conditioned | Central AC | None | Electricity Electric Furnace | None | 80000-99999 | 100% CFL | Occupied | 2010s | Electricity | Yes | 67.9925 | 0 | 0 | 77.9569 | 538.0785 | 64.7687 | 0 | 15.8258 | 0 | 1051.8321 | 0 | 0 | 1288.0474 | 35.7547 | 0 | 390.3707 | 16.412 | 1466.5276 | 0 | 0 | 0 | 23.7388 | 480.0504 | 258.1956 | 0 | 0 | 0 | 0 | 0 | 0 | 0 | 0 | 0 | 0 | 0 | 0 | 694.8715 | 0 | 0 | 0 | 0 | 0 | 6469.8369 | 6469.8369 | 5774.9654 | 5774.9654 | 0 | 694.8715 | 0 | 1008.2887 | 0 | 158.3963 | 0 | 2261.0078 | 0 | 158.3963 | 0 | 1978.784 | 0 | 158.3963 | 0 | 2416.6295 | 0 | 158.3963 | 0 | 1166.6849 | 2419.4041 | 2137.1803 | 2575.0257
126049 | 242.131 | 1690 | 3 | Standard Efficiency | None | EnergyStar, 80% Usage | Electric, 80% Usage | None | 400%+ | None | None | Single-Family Detached | Single-Family Detached | Single-Family Detached | 1500-1999 | 1500-2499 | 2 | Electricity | 100% Conditioned | Central AC | None | Electricity Electric Furnace | None | 80000-99999 | 100% CFL | Occupied | <1940 | Electricity | Yes | 67.9925 | 0 | 18.7565 | 1089.6382 | 4726.0641 | 0 | 0 | 368.3903 | 0 | 29549.7698 | 897.3836 | 886.54 | 1205.9875 | 46.0122 | 0 | 620.1384 | 21.9803 | 1191.3339 | 0 | 0 | 0 | 324.4297 | 400.042 | 0 | 0 | 0 | 0 | 0 | 0 | 0 | 0 | 0 | 0 | 0 | 0 | 0 | 0 | 0 | 0 | 0 | 0 | 0 | 41414.7521 | 41414.7521 | 41414.7521 | 41414.7521 | 0 | 0 | 0 | 7269.1838 | 0 | 0 | 0 | 16898.9548 | 0 | 0 | 0 | 14698.3029 | 0 | 0 | 0 | 17769.1409 | 0 | 0 | 0 | 7269.1838 | 16898.9548 | 14698.3029 | 17769.1409
126118 | 242.131 | 1138 | 2 | Standard Efficiency | Electric, 120% Usage | EnergyStar, 120% Usage | Gas, 120% Usage | 318 Rated kWh, 120% Usage | 400%+ | 323 | None | 50 or more Unit | Multifamily with 5+ units, 8+ stories | Multi-Family with 5+ Units | 1000-1499 | 0-1499 | 21 | Natural Gas | None | None | None | Natural Gas Fuel Boiler | None | 80000-99999 | 100% LED | Occupied | 1950s | Natural Gas | No | 67.9925 | 444.0027 | 25.7903 | 0 | 0 | 106.3848 | 0 | 62.7172 | 0 | 0 | 0 | 0 | 0 | 26.0833 | 0 | 357.8398 | 16.412 | 3552.9006 | 0 | 0 | 0 | 31.9447 | 434.0383 | 309.19 | 0 | 0 | 0 | 0 | 0 | 0 | 0 | 2691.8578 | 0 | 5245.386 | 0 | 0 | 937.2413 | 0 | 0 | 0 | 0 | 0 | 14310.0742 | 14310.0742 | 5435.5891 | 5435.5891 | 0 | 8874.4851 | 0 | 918.007 | 0 | 2023.1753 | 0 | 2056.3007 | 0 | 2023.1753 | 0 | 1805.9435 | 0 | 2023.1753 | 0 | 2194.7194 | 0 | 2023.1753 | 0 | 2941.1823 | 4079.476 | 3829.1188 | 4217.8947
126152 | 242.131 | 1220 | 3 | Standard Efficiency | Electric, 100% Usage | Standard, 100% Usage | Electric, 100% Usage | None | 400%+ | None | None | Single-Family Detached | Single-Family Detached | Single-Family Detached | 1000-1499 | 0-1499 | 1 | Electricity | 100% Conditioned | Central AC | None | Electricity Electric Furnace | None | 200000+ | 100% Incandescent | Occupied | 1980s | Electricity | Yes | 67.9925 | 1237.053 | 46.3052 | 372.4933 | 2806.1555 | 0 | 319.7405 | 36.6339 | 0 | 1612.477 | 0 | 0 | 3714.3827 | 160.896 | 0 | 1535.3993 | 21.9803 | 2862.7182 | 0 | 0 | 0 | 537.1993 | 914.0887 | 0 | 0 | 0 | 0 | 0 | 0 | 0 | 0 | 0 | 0 | 0 | 0 | 0 | 0 | 0 | 0 | 0 | 0 | 0 | 16245.5156 | 16245.5156 | 16245.5156 | 16245.5156 | 0 | 0 | 0 | 2728.1005 | 0 | 0 | 0 | 6131.5392 | 0 | 0 | 0 | 5391.8325 | 0 | 0 | 0 | 6465.9347 | 0 | 0 | 0 | 2728.1005 | 6131.5392 | 5391.8325 | 6465.9347
126193 | 242.131 | 2176 | 3 | Standard Efficiency | Gas, 100% Usage | EnergyStar, 100% Usage | Electric, 100% Usage | None | 300-400% | None | None | Single-Family Detached | Single-Family Detached | Single-Family Detached | 2000-2499 | 1500-2499 | 1 | Natural Gas | 80% Conditioned | Central AC | None | Natural Gas Fuel Furnace | None | 50000-59999 | 100% CFL | Occupied | 1960s | Electricity | Yes | 67.9925 | 35.7547 | 23.4457 | 289.5542 | 2551.4767 | 0 | 319.7405 | 365.4596 | 0 | 0 | 0 | 0 | 2112.7493 | 52.1667 | 24.911 | 753.7788 | 21.9803 | 2537.1163 | 0 | 0 | 0 | 405.6104 | 400.042 | 376.8894 | 0 | 0 | 0 | 475.0682 | 0 | 0 | 0 | 16896.1333 | 0 | 0 | 0 | 0 | 0 | 0 | 0 | 0 | 0 | 0 | 27710.1627 | 27710.1627 | 10338.9612 | 10338.9612 | 0 | 17371.2015 | 0 | 1776.5802 | 0 | 3960.2841 | 0 | 3909.9136 | 0 | 3960.2841 | 0 | 3453.9213 | 0 | 3960.2841 | 0 | 4113.6433 | 0 | 3960.2841 | 0 | 5736.8644 | 7870.1978 | 7414.2054 | 8073.9274
126238 | 242.131 | 1202 | 2 | Standard Efficiency | Electric, 100% Usage | Standard, 100% Usage | Electric, 100% Usage | None | 200-300% | None | 30 | Single-Family Attached | Single-Family Attached | Single-Family Attached | 1000-1499 | 0-1499 | 1 | Electricity | 100% Conditioned | Central AC | None | Electricity Electric Furnace | None | 50000-59999 | 100% LED | Occupied | 1980s | Electricity | Yes | 81.7668 | 1011.0952 | 37.8062 | 225.6647 | 1532.7617 | 0 | 319.7405 | 92.9035 | 0 | 3987.818 | 0 | 0 | 2980.5328 | 26.6695 | 0 | 371.321 | 16.412 | 2048.8599 | 0 | 0 | 0 | 474.4821 | 434.0383 | 0 | 0 | 0 | 0 | 0 | 0 | 0 | 0 | 0 | 0 | 0 | 0 | 0 | 0 | 0 | 0 | 0 | 0 | 0 | 13642.1652 | 13642.1652 | 13642.1652 | 13642.1652 | 0 | 0 | 0 | 2312.1222 | 0 | 0 | 0 | 5307.0062 | 0 | 0 | 0 | 4639.3695 | 0 | 0 | 0 | 5600.2877 | 0 | 0 | 0 | 2312.1222 | 5307.0062 | 4639.3695 | 5600.2877
126272 | 242.131 | 1220 | 3 | None | Electric, 80% Usage | EnergyStar, 80% Usage | Electric, 80% Usage | None | 400%+ | None | None | Single-Family Detached | Single-Family Detached | Single-Family Detached | 1000-1499 | 0-1499 | 1 | Electricity | 100% Conditioned | Heat Pump | None | Electricity ASHP | None | 80000-99999 | 100% Incandescent | Occupied | 1980s | Electricity | Yes | 0 | 320.0336 | 18.7565 | 557.1281 | 2024.2419 | 0 | 319.7405 | 436.0898 | 1442.7889 | 4442.6644 | 0 | 0 | 1173.1635 | 160.896 | 0 | 1535.3993 | 21.9803 | 1116.6008 | 0 | 0 | 0 | 324.4297 | 868.0765 | 0 | 0 | 0 | 0 | 0 | 0 | 0 | 0 | 0 | 0 | 0 | 0 | 0 | 0 | 0 | 0 | 0 | 0 | 0 | 14761.9898 | 14761.9898 | 14761.9898 | 14761.9898 | 0 | 0 | 0 | 2616.1094 | 0 | 0 | 0 | 5953.0674 | 0 | 0 | 0 | 5200.95 | 0 | 0 | 0 | 6237.7465 | 0 | 0 | 0 | 2616.1094 | 5953.0674 | 5200.95 | 6237.7465
126278 | 242.131 | 1690 | 3 | Standard Efficiency | Electric, 100% Usage | Standard, 100% Usage | Propane, 100% Usage | 318 Rated kWh, 100% Usage | 0-100% | None | None | Single-Family Detached | Single-Family Detached | Single-Family Detached | 1500-1999 | 1500-2499 | 1 | Fuel Oil | 100% Conditioned | Central AC | None | Fuel Oil Fuel Furnace | None | 10000-14999 | 100% CFL | Occupied | 1970s | Electricity | Yes | 67.9925 | 762.864 | 28.4279 | 1262.2571 | 4139.9219 | 97.5927 | 0 | 399.4559 | 0 | 0 | 0 | 0 | 2430.7315 | 46.0122 | 24.911 | 620.1384 | 21.9803 | 2382.6678 | 0 | 0 | 0 | 27.8418 | 914.0887 | 0 | 0 | 25896.932 | 0 | 0 | 0 | 0 | 0 | 0 | 0 | 0 | 0 | 0 | 0 | 0 | 0 | 0 | 0 | 813.5653 | 39937.3809 | 39937.3809 | 13226.8835 | 13226.8835 | 25896.932 | 0 | 813.5653 | 2297.4667 | 7851.8831 | 0 | 223.8565 | 4915.2371 | 7851.8831 | 0 | 223.8565 | 4360.9409 | 7851.8831 | 0 | 223.8565 | 5172.3351 | 7851.8831 | 0 | 223.8565 | 10373.2062 | 12990.9766 | 12436.6804 | 13248.0746
126410 | 242.131 | 3301 | 4 | None | Electric, 80% Usage | EnergyStar, 80% Usage | Electric, 80% Usage | None | 400%+ | None | None | Single-Family Detached | Single-Family Detached | Single-Family Detached | 3000-3999 | 2500-3999 | 2 | Natural Gas | 100% Conditioned | Central AC | None | Natural Gas Fuel Furnace | None | 120000-139999 | 100% LED | Occupied | 1990s | Electricity | Yes | 0 | 419.6778 | 24.618 | 817.6683 | 2471.1753 | 0 | 319.7405 | 184.3417 | 0 | 0 | 0 | 0 | 1616.58 | 44.2537 | 0 | 811.5138 | 21.9803 | 1604.8572 | 0 | 0 | 0 | 377.1825 | 1836.0903 | 492.0663 | 0 | 0 | 0 | 0 | 0 | 1081.1392 | 0 | 17935.0703 | 0 | 0 | 0 | 0 | 0 | 0 | 0 | 0 | 0 | 0 | 30057.662 | 30057.662 | 11041.1595 | 11041.1595 | 0 | 19016.5025 | 0 | 1889.0739 | 0 | 4335.3483 | 0 | 4108.0899 | 0 | 4335.3483 | 0 | 3637.0229 | 0 | 4335.3483 | 0 | 4327.4758 | 0 | 4335.3483 | 0 | 6224.4222 | 8443.4383 | 7972.3712 | 8662.8241
126422 | 242.131 | 853 | 2 | None | Electric, 100% Usage | EnergyStar, 100% Usage | Electric, 100% Usage | None | 100-150% | 11 | None | 10 to 19 Unit | Multifamily with 5+ units, 1-3 stories | Multi-Family with 5+ Units | 750-999 | 0-1499 | 2 | Electricity | 100% Conditioned | Heat Pump | Heating and Cooling | Electricity Shared Heating | Fan Coil Heating and Cooling, Electricity | 10000-14999 | 100% Incandescent | Occupied | 1960s | Natural Gas | No | 0 | 289.8473 | 16.9981 | 15.2397 | 1243.5006 | 0 | 0 | 131.5889 | 0 | 2283.9028 | 0 | 0 | 0 | 142.7256 | 0 | 1220.3479 | 16.412 | 1466.5276 | 0 | 0 | 0 | 346.9961 | 434.0383 | 0 | 0 | 0 | 0 | 0 | 1152.3554 | 0 | 0 | 0 | 0 | 2044.1707 | 0 | 0 | 0 | 0 | 0 | 0 | 0 | 0 | 10804.3581 | 10804.3581 | 7607.5388 | 7607.5388 | 0 | 3196.5262 | 0 | 1268.9374 | 0 | 728.7624 | 0 | 2885.0421 | 0 | 728.7624 | 0 | 2529.0206 | 0 | 728.7624 | 0 | 3068.5256 | 0 | 728.7624 | 0 | 1997.6997 | 3613.8044 | 3257.783 | 3797.288
126464 | 242.131 | 617 | 1 | Standard Efficiency | Electric, 120% Usage | EnergyStar, 120% Usage | Electric, 120% Usage | 318 Rated kWh, 120% Usage | 100-150% | 67 | None | 50 or more Unit | Multifamily with 5+ units, 1-3 stories | Multi-Family with 5+ Units | 500-749 | 0-1499 | 3 | Electricity | 40% Conditioned | Room AC | Heating Only | Electricity Shared Heating | Boiler Baseboards Heating Only, Electricity | 20000-24999 | 100% LED | Occupied | 1960s | Electricity | Yes | 67.9925 | 444.0027 | 25.7903 | 0 | 613.3977 | 106.3848 | 0 | 63.5964 | 0 | 1712.1212 | 0 | 0 | 3561.3996 | 21.6873 | 0 | 248.8173 | 16.412 | 3133.2228 | 0 | 0 | 0 | 467.4484 | 727.1093 | 0 | 0 | 0 | 0 | 0 | 0 | 0 | 0 | 0 | 0 | 0 | 0 | 0 | 0 | 0 | 0 | 0 | 0 | 0 | 11209.6754 | 11209.6754 | 11209.6754 | 11209.6754 | 0 | 0 | 0 | 1896.5781 | 0 | 0 | 0 | 4284.8308 | 0 | 0 | 0 | 3753.6674 | 0 | 0 | 0 | 4572.8334 | 0 | 0 | 0 | 1896.5781 | 4284.8308 | 3753.6674 | 4572.8334
126492 | 242.131 | 1202 | 2 | Standard Efficiency | Electric, 80% Usage | EnergyStar, 80% Usage | Electric, 80% Usage | None | 400%+ | None | 5 | Single-Family Attached | Single-Family Attached | Single-Family Attached | 1000-1499 | 0-1499 | 2 | Electricity | 100% Conditioned | Central AC | None | Electricity Electric Furnace | None | 80000-99999 | 100% Incandescent | Occupied | 2000s | Electricity | Yes | 67.9925 | 296.0018 | 17.2912 | 422.0223 | 2427.2146 | 0 | 0 | 71.5093 | 0 | 4884.6155 | 0 | 0 | 1103.9987 | 160.0168 | 0 | 1519.8666 | 16.412 | 893.2806 | 0 | 0 | 0 | 311.5345 | 434.0383 | 0 | 0 | 0 | 0 | 0 | 0 | 0 | 0 | 0 | 0 | 0 | 0 | 0 | 0 | 0 | 0 | 0 | 0 | 0 | 12626.0878 | 12626.0878 | 12626.0878 | 12626.0878 | 0 | 0 | 0 | 2222.203 | 0 | 0 | 0 | 5043.313 | 0 | 0 | 0 | 4414.9003 | 0 | 0 | 0 | 5315.4213 | 0 | 0 | 0 | 2222.203 | 5043.313 | 4414.9003 | 5315.4213
126498 | 242.131 | 1220 | 4 | None | None | Standard, 120% Usage | Electric, 120% Usage | None | 200-300% | None | None | Single-Family Detached | Single-Family Detached | Single-Family Detached | 1000-1499 | 0-1499 | 1 | Electricity | 100% Conditioned | Central AC | None | Electricity Electric Furnace | None | 35000-39999 | 100% CFL | Occupied | 1970s | Electricity | Yes | 0 | 0 | 34.2893 | 606.9502 | 3212.352 | 0 | 319.7405 | 178.4803 | 0 | 7633.3291 | 0 | 0 | 4086.8761 | 40.1507 | 0 | 491.1871 | 21.9803 | 4466.4031 | 0 | 0 | 0 | 486.498 | 960.1008 | 0 | 0 | 0 | 0 | 0 | 0 | 0 | 0 | 0 | 0 | 0 | 0 | 0 | 0 | 0 | 0 | 0 | 0 | 0 | 22538.3376 | 22538.3376 | 22538.3376 | 22538.3376 | 0 | 0 | 0 | 3922.0853 | 0 | 0 | 0 | 8951.3461 | 0 | 0 | 0 | 7825.4314 | 0 | 0 | 0 | 9397.9844 | 0 | 0 | 0 | 3922.0853 | 8951.3461 | 7825.4314 | 9397.9844
126570 | 242.131 | 3301 | 5 | None | Electric, 100% Usage | EnergyStar, 100% Usage | Electric, 100% Usage | 290 Rated kWh, 100% Usage | 400%+ | None | None | Single-Family Detached | Single-Family Detached | Single-Family Detached | 3000-3999 | 2500-3999 | 1 | Propane | 100% Conditioned | Central AC | None | Propane Fuel Furnace | None | 100000-119999 | 100% LED | Occupied | 2000s | Electricity | Yes | 0 | 524.5972 | 30.7725 | 1934.8552 | 7342.8957 | 125.7275 | 0 | 621.8968 | 0 | 0 | 0 | 0 | 2856.2706 | 44.2537 | 16.7051 | 811.5138 | 27.2556 | 3209.7144 | 0 | 0 | 0 | 471.2583 | 434.0383 | 492.0663 | 0 | 0 | 0 | 0 | 0 | 0 | 0 | 0 | 0 | 0 | 0 | 0 | 0 | 0 | 0 | 34972.4639 | 0 | 0 | 53916.5778 | 53916.5778 | 18943.8209 | 18943.8209 | 0 | 0 | 34972.4639 | 3169.4771 | 0 | 0 | 9623.9219 | 6861.494 | 0 | 0 | 9623.9219 | 6092.0875 | 0 | 0 | 9623.9219 | 7208.0853 | 0 | 0 | 9623.9219 | 12793.3991 | 16485.416 | 15716.0095 | 16832.0073
126578 | 242.131 | 2176 | 3 | Standard Efficiency | Electric, 120% Usage | Standard, 120% Usage | Electric, 120% Usage | None | 400%+ | None | None | Single-Family Detached | Single-Family Detached | Single-Family Detached | 2000-2499 | 1500-2499 | 1 | Electricity | 100% Conditioned | Central AC | None | Electricity Baseboard | None | 100000-119999 | 100% LED | Occupied | 1970s | Electricity | Yes | 67.9925 | 1484.405 | 55.6835 | 1494.6625 | 7949.5528 | 0 | 0 | 0 | 0 | 8881.5188 | 0 | 0 | 6897.1346 | 34.8755 | 0 | 575.5916 | 21.9803 | 6333.5589 | 0 | 0 | 0 | 644.7564 | 880.0924 | 0 | 0 | 0 | 0 | 0 | 0 | 0 | 0 | 0 | 0 | 0 | 0 | 0 | 0 | 0 | 0 | 0 | 0 | 0 | 35321.5115 | 35321.5115 | 35321.5115 | 35321.5115 | 0 | 0 | 0 | 6097.5941 | 0 | 0 | 0 | 13645.2768 | 0 | 0 | 0 | 11985.0521 | 0 | 0 | 0 | 14328.5035 | 0 | 0 | 0 | 6097.5941 | 13645.2768 | 11985.0521 | 14328.5035
126583 | 242.131 | 853 | 2 | Standard Efficiency | None | None | Electric, 100% Usage | None | 400%+ | 10 | None | 10 to 19 Unit | Multifamily with 5+ units, 1-3 stories | Multi-Family with 5+ Units | 750-999 | 0-1499 | 3 | Electricity | None | None | None | Electricity Baseboard | None | 80000-99999 | 100% Incandescent | Occupied | 1960s | Electricity | Yes | 67.9925 | 0 | 0 | 0 | 0 | 0 | 0 | 0 | 0 | 7324.7253 | 0 | 0 | 1804.4386 | 142.7256 | 0 | 1220.3479 | 16.412 | 1661.713 | 0 | 0 | 0 | 389.4915 | 434.0383 | 0 | 0 | 0 | 0 | 0 | 0 | 0 | 0 | 0 | 0 | 0 | 0 | 0 | 0 | 0 | 0 | 0 | 0 | 0 | 13061.8845 | 13061.8845 | 13061.8845 | 13061.8845 | 0 | 0 | 0 | 2197.4441 | 0 | 0 | 0 | 5178.8514 | 0 | 0 | 0 | 4501.4167 | 0 | 0 | 0 | 5522.1383 | 0 | 0 | 0 | 2197.4441 | 5178.8514 | 4501.4167 | 5522.1383
126640 | 242.131 | 1202 | 2 | Standard Efficiency | None | None | Electric, 100% Usage | None | 300-400% | None | 8 | Single-Family Attached | Single-Family Attached | Single-Family Attached | 1000-1499 | 0-1499 | 2 | Natural Gas | 40% Conditioned | Room AC | Heating Only | Natural Gas Shared Heating | Boiler Baseboards Heating Only, Natural Gas | 60000-69999 | 100% CFL | Occupied | 1950s | Natural Gas | Yes | 67.9925 | 0 | 0 | 0 | 1375.9687 | 0 | 0 | 154.7415 | 0 | 0 | 0 | 0 | 0 | 40.1507 | 0 | 486.2049 | 16.412 | 1786.8543 | 0 | 0 | 0 | 389.4915 | 434.0383 | 0 | 0 | 0 | 0 | 0 | 0 | 0 | 0 | 26110.2878 | 0 | 3471.1338 | 0 | 0 | 0 | 0 | 0 | 0 | 0 | 0 | 34333.2759 | 34333.2759 | 4751.8543 | 4751.8543 | 0 | 29581.4215 | 0 | 805.5433 | 0 | 6743.9574 | 0 | 1775.2113 | 0 | 6743.9574 | 0 | 1570.7183 | 0 | 6743.9574 | 0 | 1859.2565 | 0 | 6743.9574 | 0 | 7549.5007 | 8519.1687 | 8314.6756 | 8603.2139
126672 | 242.131 | 1220 | 3 | Standard Efficiency | Propane, 100% Usage | Standard, 100% Usage | Electric, 100% Usage | None | 100-150% | None | None | Single-Family Detached | Single-Family Detached | Single-Family Detached | 1000-1499 | 0-1499 | 1 | Propane | 100% Conditioned | Central AC | None | Propane Fuel Wall/Floor Furnace | None | 20000-24999 | 100% LED | Occupied | 1980s | Propane | Yes | 81.7668 | 89.3867 | 37.5131 | 1063.5549 | 4166.0053 | 0 | 0 | 0 | 0 | 0 | 0 | 0 | 0 | 26.9625 | 0 | 375.131 | 21.9803 | 2547.9599 | 0 | 0 | 0 | 471.2583 | 400.042 | 0 | 0 | 0 | 0 | 0 | 0 | 0 | 0 | 0 | 0 | 0 | 0 | 0 | 0 | 1187.2309 | 0 | 12103.5421 | 4875.2372 | 0 | 27446.9849 | 27446.9849 | 9281.2677 | 9281.2677 | 0 | 0 | 18166.0103 | 1630.5725 | 0 | 0 | 4998.9776 | 3514.9163 | 0 | 0 | 4998.9776 | 3125.0768 | 0 | 0 | 4998.9776 | 3614.5175 | 0 | 0 | 4998.9776 | 6629.55 | 8513.8939 | 8124.0543 | 8613.495
126813 | 242.131 | 1138 | 1 | Standard Efficiency | Electric, 100% Usage | EnergyStar, 100% Usage | Electric, 100% Usage | None | 400%+ | 12 | None | 10 to 19 Unit | Multifamily with 5+ units, 1-3 stories | Multi-Family with 5+ Units | 1000-1499 | 0-1499 | 3 | Electricity | 100% Conditioned | Central AC | None | Electricity Electric Furnace | None | 200000+ | 100% LED | Occupied | 2010s | Electricity | Yes | 67.9925 | 289.8473 | 16.9981 | 278.7106 | 1763.9948 | 0 | 0 | 160.896 | 0 | 6891.8593 | 0 | 0 | 1298.5979 | 26.0833 | 0 | 357.8398 | 16.412 | 1581.4115 | 0 | 0 | 0 | 346.9961 | 480.0504 | 272.8492 | 0 | 0 | 0 | 0 | 0 | 0 | 0 | 0 | 0 | 0 | 0 | 0 | 0 | 0 | 0 | 0 | 0 | 0 | 13850.5388 | 13850.5388 | 13850.5388 | 13850.5388 | 0 | 0 | 0 | 2413.7845 | 0 | 0 | 0 | 5541.7199 | 0 | 0 | 0 | 4836.7779 | 0 | 0 | 0 | 5841.9096 | 0 | 0 | 0 | 2413.7845 | 5541.7199 | 4836.7779 | 5841.9096
126866 | 242.131 | 2176 | 4 | Standard Efficiency | Electric, 120% Usage | EnergyStar, 120% Usage | Gas, 120% Usage | None | 400%+ | None | None | Single-Family Detached | Single-Family Detached | Single-Family Detached | 2000-2499 | 1500-2499 | 1 | Electricity | 100% Conditioned | Central AC | None | Electricity Electric Furnace | None | 200000+ | 100% Incandescent | Occupied | 2000s | Electricity | Yes | 67.9925 | 778.6898 | 45.426 | 812.393 | 3653.424 | 0 | 319.7405 | 48.9429 | 0 | 4211.1382 | 0 | 0 | 7020.8106 | 208.6666 | 99.9372 | 2355.9983 | 21.9803 | 6333.5589 | 0 | 0 | 0 | 44.2537 | 834.0803 | 0 | 0 | 0 | 0 | 0 | 0 | 0 | 0 | 0 | 0 | 0 | 0 | 0 | 1297.1326 | 0 | 0 | 0 | 0 | 0 | 28154.1654 | 28154.1654 | 26857.0329 | 26857.0329 | 0 | 1297.1326 | 0 | 4664.7036 | 0 | 295.7168 | 0 | 10481.7 | 0 | 295.7168 | 0 | 9196.6824 | 0 | 295.7168 | 0 | 11039.7588 | 0 | 295.7168 | 0 | 4960.4204 | 10777.4169 | 9492.3992 | 11335.4756
126875 | 242.131 | 866 | 4 | Standard Efficiency | Electric, 100% Usage | EnergyStar, 100% Usage | Electric, 100% Usage | 318 Rated kWh, 100% Usage | 0-100% | None | 12 | Single-Family Attached | Single-Family Attached | Single-Family Attached | 750-999 | 0-1499 | 1 | Natural Gas | 100% Conditioned | Central AC | None | Natural Gas Fuel Furnace | None | 15000-19999 | 100% CFL | Occupied | 1950s | Natural Gas | Yes | 67.9925 | 450.1572 | 26.3764 | 200.7537 | 1193.6785 | 112.5393 | 0 | 344.3585 | 0 | 0 | 0 | 0 | 0 | 35.7547 | 0 | 393.8875 | 21.9803 | 1866.2766 | 0 | 0 | 0 | 431.9868 | 834.0803 | 0 | 0 | 0 | 0 | 0 | 0 | 0 | 0 | 13812.7326 | 0 | 4175.6766 | 0 | 0 | 0 | 0 | 0 | 0 | 0 | 0 | 23967.9382 | 23967.9382 | 5979.529 | 5979.529 | 0 | 17988.4092 | 0 | 1019.413 | 0 | 4100.9604 | 0 | 2232.6043 | 0 | 4100.9604 | 0 | 1971.5034 | 0 | 4100.9604 | 0 | 2368.5183 | 0 | 4100.9604 | 0 | 5120.3734 | 6333.5647 | 6072.4638 | 6469.4787
126932 | 242.131 | 3301 | 3 | Standard Efficiency, No usage | Electric, 120% Usage | EnergyStar, 120% Usage | Electric, 120% Usage | 290 Rated kWh, 120% Usage | 400%+ | None | None | Single-Family Detached | Single-Family Detached | Single-Family Detached | 3000-3999 | 2500-3999 | 2 | Fuel Oil | 60% Conditioned | Room AC | None | Fuel Oil Fuel Boiler | None | 200000+ | 100% Incandescent | Vacant | 1950s | Electricity | Yes | 0 | 0 | 0 | 0 | 1332.3011 | 0 | 319.7405 | 88.8005 | 0 | 0 | 0 | 0 | 340.8417 | 0 | 0 | 0 | 21.9803 | 0 | 0 | 0 | 0 | 0 | 434.0383 | 0 | 0 | 27932.6037 | 0 | 0 | 0 | 0 | 0 | 0 | 0 | 0 | 0 | 0 | 0 | 0 | 0 | 0 | 0 | 0 | 30470.3061 | 30470.3061 | 2537.7024 | 2537.7024 | 27932.6037 | 0 | 0 | 424.8854 | 8469.1456 | 0 | 0 | 874.1782 | 8469.1456 | 0 | 0 | 783.6493 | 8469.1456 | 0 | 0 | 926.8412 | 8469.1456 | 0 | 0 | 8894.031 | 9343.3238 | 9252.7949 | 9395.9868
126935 | 242.131 | 2176 | 4 | Standard Efficiency | Propane, 100% Usage | EnergyStar, 100% Usage | Electric, 100% Usage | 290 Rated kWh, 100% Usage | 400%+ | None | None | Single-Family Detached | Single-Family Detached | Single-Family Detached | 2000-2499 | 1500-2499 | 1 | Propane | 100% Conditioned | Central AC | None | Propane Fuel Furnace | None | 140000-159999 | 100% Incandescent | Occupied | 1990s | Electricity | Yes | 81.7668 | 24.618 | 16.1189 | 760.8125 | 5908.0197 | 56.5627 | 0 | 315.0514 | 0 | 0 | 0 | 0 | 1162.0268 | 208.6666 | 99.9372 | 2355.9983 | 21.9803 | 2222.3579 | 0 | 0 | 0 | 339.6694 | 434.0383 | 0 | 0 | 0 | 0 | 0 | 0 | 0 | 0 | 0 | 0 | 0 | 0 | 0 | 0 | 327.3604 | 0 | 16588.1156 | 0 | 0 | 30923.394 | 30923.394 | 14007.9179 | 14007.9179 | 0 | 0 | 16915.7691 | 2377.108 | 0 | 0 | 4654.9391 | 5114.3111 | 0 | 0 | 4654.9391 | 4538.2325 | 0 | 0 | 4654.9391 | 5383.0583 | 0 | 0 | 4654.9391 | 7032.047 | 9769.2502 | 9193.1716 | 10037.9973
126980 | 242.131 | 2663 | 4 | Standard Efficiency | Gas, 100% Usage | EnergyStar, 100% Usage | Electric, 100% Usage | 290 Rated kWh, 100% Usage | 400%+ | None | None | Single-Family Detached | Single-Family Detached | Single-Family Detached | 2500-2999 | 2500-3999 | 2 | Natural Gas | None | None | None | Natural Gas Fuel Wall/Floor Furnace | None | 200000+ | 100% CFL | Occupied | 1960s | Natural Gas | Yes | 67.9925 | 46.8914 | 30.7725 | 0 | 0 | 125.7275 | 319.7405 | 0 | 0 | 0 | 0 | 0 | 0 | 58.3211 | 24.911 | 887.4192 | 21.9803 | 3006.9092 | 0 | 0 | 0 | 471.2583 | 960.1008 | 0 | 0 | 0 | 0 | 622.776 | 0 | 0 | 0 | 137150.5201 | 0 | 4719.6165 | 0 | 0 | 0 | 0 | 0 | 0 | 0 | 0 | 148515.2301 | 148515.2301 | 6022.0243 | 6022.0243 | 0 | 142493.2057 | 0 | 1004.1605 | 0 | 32485.4963 | 0 | 2251.5178 | 0 | 32485.4963 | 0 | 1978.6806 | 0 | 32485.4963 | 0 | 2406.4527 | 0 | 32485.4963 | 0 | 33489.6568 | 34737.0141 | 34464.1769 | 34891.949
127061 | 242.131 | 617 | 1 | Standard Efficiency | None | None | Electric, 120% Usage | None | 400%+ | 12 | None | 10 to 19 Unit | Multifamily with 5+ units, 1-3 stories | Multi-Family with 5+ Units | 500-749 | 0-1499 | 3 | Natural Gas | 20% Conditioned | Room AC | Heating Only | Natural Gas Shared Heating | Boiler Baseboards Heating Only, Natural Gas | 50000-59999 | 100% Incandescent | Occupied | 1950s | Natural Gas | Yes | 67.9925 | 0 | 0 | 0 | 420.8501 | 0 | 0 | 93.1966 | 0 | 0 | 0 | 0 | 0 | 130.7097 | 0 | 1017.8358 | 16.412 | 2742.8521 | 0 | 0 | 0 | 416.454 | 480.0504 | 0 | 0 | 0 | 0 | 0 | 0 | 0 | 0 | 4858.8253 | 0 | 3906.0512 | 0 | 0 | 0 | 0 | 0 | 0 | 0 | 0 | 14151.2297 | 14151.2297 | 5386.6463 | 5386.6463 | 0 | 8764.5834 | 0 | 899.6959 | 0 | 1998.1647 | 0 | 2025.4804 | 0 | 1998.1647 | 0 | 1782.9156 | 0 | 1998.1647 | 0 | 2140.3373 | 0 | 1998.1647 | 0 | 2897.8606 | 4023.6451 | 3781.0802 | 4138.5019
127078 | 242.131 | 2663 | 4 | Standard Efficiency | Electric, 80% Usage | EnergyStar, 80% Usage | Electric, 80% Usage | 290 Rated kWh, 80% Usage | 400%+ | None | None | Single-Family Detached | Single-Family Detached | Single-Family Detached | 2500-2999 | 2500-3999 | 2 | Fuel Oil | None | None | None | Fuel Oil Fuel Boiler | None | 160000-179999 | 100% CFL | Occupied | 1960s | Electricity | Yes | 67.9925 | 519.0289 | 30.1863 | 0 | 0 | 128.3651 | 319.7405 | 194.013 | 0 | 0 | 0 | 0 | 2123.886 | 58.3211 | 24.911 | 887.4192 | 21.9803 | 1660.8338 | 0 | 0 | 0 | 429.9353 | 434.0383 | 0 | 0 | 56261.1464 | 0 | 0 | 0 | 0 | 0 | 0 | 0 | 0 | 0 | 0 | 0 | 0 | 0 | 0 | 0 | 0 | 63162.0909 | 63162.0909 | 6900.9445 | 6900.9445 | 56261.1464 | 0 | 0 | 1138.1268 | 17058.3367 | 0 | 0 | 2559.3732 | 17058.3367 | 0 | 0 | 2247.3062 | 17058.3367 | 0 | 0 | 2751.9295 | 17058.3367 | 0 | 0 | 18196.4635 | 19617.7099 | 19305.6429 | 19810.2662
127146 | 242.131 | 1690 | 5 | Standard Efficiency | Electric, 80% Usage | EnergyStar, 80% Usage | Gas, 80% Usage | None | 400%+ | None | None | Single-Family Detached | Single-Family Detached | Single-Family Detached | 1500-1999 | 1500-2499 | 1 | Natural Gas | 20% Conditioned | Room AC | None | Natural Gas Fuel Boiler | None | 60000-69999 | 100% Incandescent | Occupied | 1970s | Natural Gas | Yes | 67.9925 | 220.6825 | 12.8951 | 0 | 566.2133 | 0 | 319.7405 | 108.7294 | 0 | 0 | 0 | 0 | 0 | 184.6348 | 99.9372 | 1938.9582 | 27.2556 | 1033.9547 | 0 | 0 | 0 | 18.4635 | 434.0383 | 0 | 0 | 0 | 0 | 0 | 0 | 0 | 0 | 19309.5736 | 0 | 1924.0116 | 0 | 0 | 543.9399 | 0 | 0 | 0 | 0 | 0 | 26811.0207 | 26811.0207 | 5033.4956 | 5033.4956 | 0 | 21777.5251 | 0 | 846.2909 | 0 | 4964.8044 | 0 | 1894.7569 | 0 | 4964.8044 | 0 | 1669.5928 | 0 | 4964.8044 | 0 | 2000.7656 | 0 | 4964.8044 | 0 | 5811.0952 | 6859.5613 | 6634.3971 | 6965.5699
127194 | 242.131 | 8194 | 4 | Standard Efficiency | Electric, 100% Usage | EnergyStar, 100% Usage | Electric, 100% Usage | 318 Rated kWh, 100% Usage | 400%+ | None | None | Single-Family Detached | Single-Family Detached | Single-Family Detached | 4000+ | 4000+ | 2 | Natural Gas | 100% Conditioned | Central AC | None | Natural Gas Fuel Wall/Floor Furnace | None | 200000+ | 100% Incandescent | Occupied | 2010s | Natural Gas | Yes | 67.9925 | 648.8593 | 37.8062 | 1519.8666 | 5569.2295 | 171.7396 | 319.7405 | 0 | 0 | 0 | 0 | 0 | 0 | 509.6506 | 99.9372 | 7521.669 | 21.9803 | 5080.387 | 0 | 0 | -9091.9438 | 537.1993 | 434.0383 | 0 | 0 | 0 | 0 | 0 | 0 | 0 | 0 | 28211.9004 | 0 | 5780.2407 | 0 | 0 | 0 | 0 | 0 | 0 | 0 | 0 | 47440.8795 | 56532.8233 | 13448.4453 | 22540.3891 | 0 | 33992.4342 | 0 | 3013.4436 | 0 | 7749.5531 | 0 | 6363.9903 | 0 | 7749.5531 | 0 | 5600.867 | 0 | 7749.5531 | 0 | 6512.2941 | 0 | 7749.5531 | 0 | 10762.9967 | 14113.5434 | 13350.42 | 14261.8472
127209 | 242.131 | 1690 | 2 | Standard Efficiency | Electric, 100% Usage | EnergyStar, 100% Usage | Electric, 100% Usage | 318 Rated kWh, 100% Usage | 400%+ | None | None | Single-Family Detached | Single-Family Detached | Single-Family Detached | 1500-1999 | 1500-2499 | 2 | Electricity | 100% Conditioned | Central AC | None | Electricity Electric Furnace | None | 200000+ | 100% CFL | Occupied | 2010s | Natural Gas | Yes | 67.9925 | 648.8593 | 37.8062 | 735.6084 | 3319.616 | 171.7396 | 0 | 78.8361 | 0 | 13637.4761 | 0 | 0 | 0 | 46.0122 | 24.911 | 620.1384 | 16.412 | 3012.1845 | 0 | 0 | 0 | 537.1993 | 434.0383 | 0 | 0 | 0 | 0 | 0 | 2073.1847 | 0 | 0 | 0 | 0 | 5684.4065 | 0 | 0 | 0 | 0 | 0 | 0 | 0 | 0 | 31147.0072 | 31147.0072 | 23389.416 | 23389.416 | 0 | 7757.5912 | 0 | 4025.8187 | 0 | 1768.5548 | 0 | 9366.8253 | 0 | 1768.5548 | 0 | 8165.837 | 0 | 1768.5548 | 0 | 9805.9912 | 0 | 1768.5548 | 0 | 5794.3735 | 11135.3802 | 9934.3918 | 11574.546
127277 | 242.131 | 1220 | 2 | Standard Efficiency | Electric, 120% Usage | EnergyStar, 120% Usage | Electric, 120% Usage | 290 Rated kWh, 120% Usage | 400%+ | None | None | Single-Family Detached | Single-Family Detached | Single-Family Detached | 1000-1499 | 0-1499 | 1 | Natural Gas | 40% Conditioned | Room AC | None | Natural Gas Fuel Wall/Floor Furnace | None | 120000-139999 | 100% LED | Occupied | 1990s | Natural Gas | Yes | 67.9925 | 1077.0362 | 63.0103 | 0 | 1178.1457 | 275.7799 | 0 | 0 | 0 | 0 | 0 | 0 | 0 | 26.9625 | 0 | 375.131 | 16.412 | 6984.4697 | 0 | 3129.706 | 0 | 803.0147 | 434.0383 | 0 | 0 | 0 | 0 | 0 | 0 | 0 | 0 | 13052.5062 | 0 | 14285.7493 | 0 | 0 | 0 | 0 | 0 | 0 | 0 | 0 | 41769.9543 | 41769.9543 | 14431.9918 | 14431.9918 | 0 | 27338.2556 | 0 | 2267.2629 | 0 | 6232.5542 | 0 | 5152.1589 | 0 | 6232.5542 | 0 | 4537.7322 | 0 | 6232.5542 | 0 | 5489.051 | 0 | 6232.5542 | 0 | 8499.8171 | 11384.7131 | 10770.2864 | 11721.6052
127338 | 242.131 | 2176 | 4 | Standard Efficiency | Electric, 120% Usage | EnergyStar, 120% Usage | Electric, 120% Usage | 290 Rated kWh, 120% Usage | 400%+ | None | None | Single-Family Detached | Single-Family Detached | Single-Family Detached | 2000-2499 | 1500-2499 | 1 | Electricity | 100% Conditioned | Heat Pump | None | Electricity ASHP | None | 60000-69999 | 100% Incandescent | Occupied | 1990s | Electricity | Yes | 67.9925 | 330.8772 | 19.3427 | 914.0887 | 2938.6236 | 67.6994 | 319.7405 | 312.1207 | 1139.7534 | 5454.6388 | 0 | 0 | 2057.3589 | 208.6666 | 99.9372 | 2355.9983 | 21.9803 | 4445.0089 | 0 | 0 | 0 | 407.3688 | 434.0383 | 0 | 0 | 0 | 0 | 0 | 0 | 0 | 0 | 0 | 0 | 0 | 0 | 0 | 0 | 0 | 0 | 0 | 0 | 0 | 21595.821 | 21595.821 | 21595.821 | 21595.821 | 0 | 0 | 0 | 3794.6689 | 0 | 0 | 0 | 8542.8535 | 0 | 0 | 0 | 7486.215 | 0 | 0 | 0 | 8999.7915 | 0 | 0 | 0 | 3794.6689 | 8542.8535 | 7486.215 | 8999.7915
127348 | 242.131 | 2663 | 4 | Standard Efficiency | Electric, 120% Usage | Standard, 120% Usage | Electric, 120% Usage | 290 Rated kWh, 120% Usage | 400%+ | None | None | Single-Family Detached | Single-Family Detached | Single-Family Detached | 2500-2999 | 2500-3999 | 2 | Electricity | 60% Conditioned | Central AC | None | Electricity Electric Furnace | None | 180000-199999 | 100% Incandescent | Occupied | 1980s | Electricity | Yes | 67.9925 | 1484.405 | 55.6835 | 171.1535 | 1703.6221 | 192.5477 | 0 | 480.6366 | 0 | 20367.2671 | 1314.4237 | 1298.5979 | 7924.6417 | 233.2846 | 99.9372 | 2774.2107 | 21.9803 | 6643.335 | 0 | 2917.2294 | 0 | 644.7564 | 434.0383 | 0 | 0 | 0 | 0 | 0 | 0 | 0 | 0 | 0 | 0 | 0 | 0 | 0 | 0 | 0 | 0 | 0 | 0 | 0 | 48829.1571 | 48829.1571 | 48829.1571 | 48829.1571 | 0 | 0 | 0 | 8302.8133 | 0 | 0 | 0 | 19146.9495 | 0 | 0 | 0 | 16702.3765 | 0 | 0 | 0 | 20399.177 | 0 | 0 | 0 | 8302.8133 | 19146.9495 | 16702.3765 | 20399.177
127364 | 242.131 | 1202 | 3 | None | Electric, 100% Usage | Standard, 100% Usage | Electric, 100% Usage | 318 Rated kWh, 100% Usage | 400%+ | None | 6 | Single-Family Attached | Single-Family Attached | Single-Family Attached | 1000-1499 | 0-1499 | 1 | Electricity | 100% Conditioned | Central AC | None | Electricity Electric Furnace | None | 140000-159999 | 100% CFL | Occupied | 1990s | Electricity | Yes | 0 | 552.439 | 20.808 | 342.6001 | 2158.7615 | 64.7687 | 0 | 179.9456 | 0 | 9258.7012 | 0 | 0 | 1333.1803 | 40.1507 | 0 | 486.2049 | 21.9803 | 1655.5585 | 0 | 0 | 0 | 346.9961 | 400.042 | 0 | 0 | 0 | 0 | 0 | 0 | 0 | 0 | 0 | 0 | 0 | 0 | 0 | 0 | 0 | 0 | 0 | 0 | 0 | 16861.5509 | 16861.5509 | 16861.5509 | 16861.5509 | 0 | 0 | 0 | 3114.7911 | 0 | 0 | 0 | 7107.0631 | 0 | 0 | 0 | 6191.2428 | 0 | 0 | 0 | 7440.9905 | 0 | 0 | 0 | 3114.7911 | 7107.0631 | 6191.2428 | 7440.9905
127465 | 242.131 | 1138 | 2 | Standard Efficiency | Electric, 100% Usage | Standard, 100% Usage | Gas, 100% Usage | 290 Rated kWh, 100% Usage | 400%+ | 183 | None | 50 or more Unit | Multifamily with 5+ units, 8+ stories | Multi-Family with 5+ Units | 1000-1499 | 0-1499 | 13 | Natural Gas | 20% Conditioned | Room AC | None | Natural Gas Fuel Furnace | None | 80000-99999 | 100% Incandescent | Occupied | 2000s | Electricity | Yes | 67.9925 | 858.1121 | 32.2378 | 0 | 478.292 | 105.2125 | 0 | 20.2219 | 0 | 0 | 0 | 0 | 2583.7146 | 156.793 | 0 | 1465.0623 | 16.412 | 1971.4891 | 0 | 0 | 0 | 29.6002 | 480.0504 | 0 | 0 | 0 | 0 | 0 | 0 | 0 | 0 | 851.9576 | 0 | 0 | 0 | 0 | 867.1973 | 0 | 0 | 0 | 0 | 0 | 9984.3452 | 9984.3452 | 8265.1903 | 8265.1903 | 0 | 1719.1549 | 0 | 1324.5324 | 0 | 391.9233 | 0 | 2994.6309 | 0 | 391.9233 | 0 | 2630.7396 | 0 | 391.9233 | 0 | 3215.9631 | 0 | 391.9233 | 0 | 1716.4557 | 3386.5542 | 3022.6629 | 3607.8864
127496 | 242.131 | 2663 | 4 | None | Electric, 100% Usage | Standard, 100% Usage | Electric, 100% Usage | 318 Rated kWh, 100% Usage | 300-400% | None | None | Single-Family Detached | Single-Family Detached | Single-Family Detached | 2500-2999 | 2500-3999 | 2 | Electricity | 100% Conditioned | Heat Pump | None | Electricity ASHP | None | 70000-79999 | 100% CFL | Occupied | 1990s | Electricity | Yes | 0 | 999.9585 | 37.5131 | 731.2123 | 3201.8014 | 134.8127 | 0 | 396.8182 | 1725.0163 | 8133.3083 | 0 | 0 | 3269.7939 | 58.3211 | 24.911 | 887.4192 | 21.9803 | 3006.9092 | 0 | 0 | 0 | 471.2583 | 434.0383 | 458.6562 | 0 | 0 | 0 | 0 | 0 | 0 | 0 | 0 | 0 | 0 | 0 | 0 | 0 | 0 | 0 | 0 | 0 | 0 | 23993.4354 | 23993.4354 | 23993.4354 | 23993.4354 | 0 | 0 | 0 | 4218.7461 | 0 | 0 | 0 | 9637.6073 | 0 | 0 | 0 | 8424.4318 | 0 | 0 | 0 | 10083.9626 | 0 | 0 | 0 | 4218.7461 | 9637.6073 | 8424.4318 | 10083.9626
127510 | 242.131 | 866 | 1 | None | Gas, 100% Usage | EnergyStar, 100% Usage | Gas, 100% Usage | None | 400%+ | None | 8 | Single-Family Attached | Single-Family Attached | Single-Family Attached | 750-999 | 0-1499 | 1 | Natural Gas | 100% Conditioned | Central AC | Cooling Only | Natural Gas Fuel Boiler | Fan Coil Cooling Only | 80000-99999 | 100% Incandescent | Occupied | 1960s | Natural Gas | Yes | 0 | 25.7903 | 16.9981 | 24.618 | 1930.1661 | 0 | 0 | 32.5309 | 0 | 0 | 0 | 0 | 0 | 143.3118 | 0 | 1231.4846 | 16.412 | 1603.978 | 0 | 0 | 0 | 23.7388 | 480.0504 | 0 | 0 | 0 | 0 | 344.0654 | 0 | 0 | 0 | 3168.6844 | 0 | 2763.074 | 0 | 0 | 694.8715 | 0 | 0 | 0 | 0 | 0 | 12499.7742 | 12499.7742 | 5529.0788 | 5529.0788 | 0 | 6970.4023 | 0 | 921.2579 | 0 | 1589.1368 | 0 | 1982.7711 | 0 | 1589.1368 | 0 | 1758.799 | 0 | 1589.1368 | 0 | 2110.8561 | 0 | 1589.1368 | 0 | 2510.3947 | 3571.9079 | 3347.9358 | 3699.9929
127622 | 242.131 | 1202 | 3 | None | Electric, 100% Usage | EnergyStar, 100% Usage | Gas, 100% Usage | None | 400%+ | None | 36 | Single-Family Attached | Single-Family Attached | Single-Family Attached | 1000-1499 | 0-1499 | 2 | Natural Gas | 20% Conditioned | Room AC | None | Natural Gas Fuel Boiler | None | 70000-79999 | 100% Incandescent | Occupied | 1990s | Natural Gas | Yes | 0 | 369.8557 | 21.6873 | 0 | 379.8201 | 0 | 0 | 42.4953 | 0 | 0 | 0 | 0 | 0 | 160.0168 | 0 | 1519.8666 | 21.9803 | 1786.8543 | 0 | 0 | 0 | 26.6695 | 434.0383 | 0 | 0 | 0 | 0 | 0 | 0 | 0 | 0 | 3699.7292 | 0 | 3569.0195 | 0 | 0 | 781.0344 | 0 | 0 | 0 | 0 | 0 | 12812.7741 | 12812.7741 | 4762.991 | 4762.991 | 0 | 8049.7831 | 0 | 783.2107 | 0 | 1835.1803 | 0 | 1774.3459 | 0 | 1835.1803 | 0 | 1562.3413 | 0 | 1835.1803 | 0 | 1872.0428 | 0 | 1835.1803 | 0 | 2618.391 | 3609.5261 | 3397.5216 | 3707.2231
127662 | 242.131 | 2176 | 1 | Standard Efficiency | Electric, 100% Usage | EnergyStar, 100% Usage | Gas, 100% Usage | 318 Rated kWh, 100% Usage | 400%+ | None | None | Single-Family Detached | Single-Family Detached | Single-Family Detached | 2000-2499 | 1500-2499 | 1 | Natural Gas | 100% Conditioned | Central AC | None | Natural Gas Fuel Furnace | None | 100000-119999 | 100% CFL | Occupied | 1950s | Natural Gas | Yes | 67.9925 | 400.042 | 23.4457 | 1865.3974 | 5917.691 | 97.5927 | 0 | 605.7779 | 0 | 0 | 0 | 0 | 0 | 52.1667 | 0 | 753.7788 | 16.412 | 2537.1163 | 0 | 0 | 0 | 27.8418 | 914.0887 | 0 | 0 | 0 | 0 | 0 | 0 | 0 | 0 | 35107.8627 | 0 | 3930.083 | 506.4268 | 0 | 813.5653 | 0 | 0 | 0 | 0 | 0 | 53637.5742 | 53637.5742 | 13279.6363 | 13279.6363 | 0 | 40357.6448 | 0 | 2277.7427 | 0 | 9200.732 | 0 | 4880.5759 | 0 | 9200.732 | 0 | 4346.0386 | 0 | 9200.732 | 0 | 5060.8503 | 0 | 9200.732 | 0 | 11478.4747 | 14081.3079 | 13546.7706 | 14261.5823
127726 | 242.131 | 333 | 2 | None | Electric, 80% Usage | Standard, 80% Usage | Gas, 80% Usage | None | 0-100% | 12 | None | 10 to 19 Unit | Multifamily with 5+ units, 1-3 stories | Multi-Family with 5+ Units | 0-499 | 0-1499 | 2 | Electricity | 100% Conditioned | Central AC | None | Electricity Electric Furnace | None | <10000 | 100% LED | Vacant | 1990s | Natural Gas | Yes | 0 | 0 | 0 | 115.1769 | 1025.1626 | 0 | 0 | 4.3961 | 0 | 796.2741 | 0 | 0 | 0 | 0 | 0 | 0 | 16.412 | 0 | 0 | 0 | 0 | 0 | 480.0504 | 0 | 0 | 0 | 0 | 0 | 0 | 0 | 0 | 0 | 0 | 895.039 | 0 | 0 | 0 | 0 | 0 | 0 | 0 | 0 | 3332.8042 | 3332.8042 | 2437.7652 | 2437.7652 | 0 | 895.039 | 0 | 434.6186 | 0 | 204.054 | 0 | 969.9211 | 0 | 204.054 | 0 | 852.1862 | 0 | 204.054 | 0 | 999.2259 | 0 | 204.054 | 0 | 638.6726 | 1173.9751 | 1056.2402 | 1203.2799
127745 | 242.131 | 1138 | 2 | None | Electric, 100% Usage | EnergyStar, 100% Usage | Electric, 100% Usage | 318 Rated kWh, 100% Usage | 200-300% | 12 | None | 10 to 19 Unit | Multifamily with 5+ units, 1-3 stories | Multi-Family with 5+ Units | 1000-1499 | 0-1499 | 2 | Electricity | 100% Conditioned | Central AC | None | Electricity Electric Furnace | None | 60000-69999 | 100% Incandescent | Occupied | 1960s | Electricity | Yes | 0 | 530.4586 | 31.0655 | 395.3529 | 2568.4749 | 136.5711 | 0 | 258.7818 | 0 | 11026.2129 | 0 | 0 | 3088.9691 | 156.793 | 0 | 1465.0623 | 16.412 | 2166.6744 | 0 | 0 | 0 | 474.4821 | 434.0383 | 0 | 0 | 0 | 0 | 0 | 0 | 839.6486 | 0 | 0 | 0 | 0 | 0 | 0 | 0 | 0 | 0 | 0 | 0 | 0 | 23588.7043 | 23588.7043 | 22749.0557 | 22749.0557 | 0 | 839.6486 | 0 | 3963.9687 | 0 | 191.3915 | 0 | 9099.9307 | 0 | 191.3915 | 0 | 7936.4812 | 0 | 191.3915 | 0 | 9623.8856 | 0 | 191.3915 | 0 | 4155.3602 | 9291.3222 | 8127.8727 | 9815.2771
127758 | 242.131 | 8194 | 2 | None | Gas, 100% Usage | Standard, 100% Usage | Electric, 100% Usage | 290 Rated kWh, 100% Usage | 400%+ | None | None | Single-Family Detached | Single-Family Detached | Single-Family Detached | 4000+ | 4000+ | 2 | Natural Gas | 100% Conditioned | Central AC | None | Natural Gas Fuel Wall/Floor Furnace | None | 120000-139999 | 100% Incandescent | Occupied | 1980s | Natural Gas | Yes | 0 | 46.8914 | 19.6358 | 2250.4927 | 8849.281 | 56.5627 | 0 | 0 | 0 | 0 | 0 | 0 | 0 | 509.6506 | 99.9372 | 7521.669 | 16.412 | 4136.112 | 0 | 0 | 0 | 339.6694 | 400.042 | 0 | 0 | 0 | 0 | 624.2414 | 0 | 0 | 0 | 41750.0254 | 0 | 2797.6564 | 0 | 0 | 0 | 0 | 0 | 0 | 0 | 0 | 69418.5721 | 69418.5721 | 24246.3558 | 24246.3558 | 0 | 45171.9232 | 0 | 4332.2693 | 0 | 10298.28 | 0 | 9135.5753 | 0 | 10298.28 | 0 | 8108.2031 | 0 | 10298.28 | 0 | 9661.1292 | 0 | 10298.28 | 0 | 14630.5493 | 19433.8553 | 18406.4831 | 19959.4092
127790 | 242.131 | 853 | 2 | Standard Efficiency | Electric, 100% Usage | Standard, 100% Usage | Electric, 100% Usage | 318 Rated kWh, 100% Usage | 100-150% | 116 | None | 50 or more Unit | Multifamily with 5+ units, 8+ stories | Multi-Family with 5+ Units | 750-999 | 0-1499 | 14 | Natural Gas | 100% Conditioned | Central AC | Heating and Cooling | Natural Gas Shared Heating | Fan Coil Heating and Cooling, Natural Gas | 20000-24999 | 100% CFL | Occupied | 1940s | Natural Gas | No | 67.9925 | 705.129 | 26.3764 | 41.9092 | 3144.0664 | 88.5075 | 0 | 190.4962 | 0 | 0 | 0 | 0 | 0 | 35.7547 | 0 | 390.3707 | 16.412 | 1661.713 | 0 | 0 | 0 | 389.4915 | 434.0383 | 0 | 0 | 0 | 0 | 0 | 0 | 0 | 0 | 8232.3664 | 0 | 3879.3818 | 0 | 0 | 0 | 0 | 0 | 0 | 0 | 0 | 19304.0052 | 19304.0052 | 7192.2571 | 7192.2571 | 0 | 12111.7481 | 0 | 1109.7468 | 0 | 2761.2408 | 0 | 2404.1353 | 0 | 2761.2408 | 0 | 2136.6918 | 0 | 2761.2408 | 0 | 2601.7714 | 0 | 2761.2408 | 0 | 3870.9877 | 5165.3761 | 4897.9326 | 5363.0122
127835 | 242.131 | 2663 | 4 | None | Electric, 80% Usage | Standard, 80% Usage | Electric, 80% Usage | None | 400%+ | None | None | Single-Family Detached | Single-Family Detached | Single-Family Detached | 2500-2999 | 2500-3999 | 2 | Other Fuel | 40% Conditioned | Room AC | None | None | None | 160000-179999 | 100% CFL | Occupied | 1960s | Electricity | Yes | 0 | 799.791 | 29.8932 | 0 | 3195.3539 | 0 | 319.7405 | 0 | 0 | 0 | 0 | 0 | 1763.1156 | 58.3211 | 24.911 | 887.4192 | 21.9803 | 1503.4546 | 0 | 0 | 0 | 377.1825 | 434.0383 | 0 | 0 | 0 | 0 | 0 | 0 | 0 | 0 | 0 | 0 | 0 | 616.0354 | 0 | 0 | 0 | 0 | 0 | 0 | 0 | 10031.5297 | 10031.5297 | 9415.4943 | 9415.4943 | 0 | 616.0354 | 0 | 1587.5148 | 0 | 140.4671 | 0 | 3440.7535 | 0 | 140.4671 | 0 | 3048.9749 | 0 | 140.4671 | 0 | 3637.7918 | 0 | 140.4671 | 0 | 1727.9819 | 3581.2206 | 3189.442 | 3778.2589
127904 | 242.131 | 1675 | 3 | Standard Efficiency | Electric, 80% Usage | EnergyStar, 80% Usage | Electric, 80% Usage | 318 Rated kWh, 80% Usage | 300-400% | None | 20 | Single-Family Attached | Single-Family Attached | Single-Family Attached | 1500-1999 | 1500-2499 | 2 | Natural Gas | 40% Conditioned | Room AC | None | Natural Gas Fuel Boiler | None | 40000-44999 | 100% Incandescent | Occupied | 1950s | Natural Gas | Yes | 67.9925 | 231.8192 | 13.4813 | 0 | 1919.0294 | 51.5805 | 0 | 136.5711 | 0 | 0 | 0 | 0 | 0 | 183.7556 | 0 | 1926.0631 | 21.9803 | 864.2666 | 0 | 0 | 0 | 277.5383 | 400.042 | 0 | 0 | 0 | 0 | 0 | 0 | 0 | 0 | 32821.3222 | 0 | 1505.5061 | 0 | 0 | 0 | 0 | 0 | 0 | 0 | 0 | 40420.655 | 40420.655 | 6093.8268 | 6093.8268 | 0 | 34326.8283 | 0 | 998.4235 | 0 | 7825.8283 | 0 | 2198.2932 | 0 | 7825.8283 | 0 | 1947.7016 | 0 | 7825.8283 | 0 | 2320.4611 | 0 | 7825.8283 | 0 | 8824.2517 | 10024.1215 | 9773.5298 | 10146.2893
127935 | 242.131 | 1202 | 3 | None | Gas, 80% Usage | EnergyStar, 80% Usage | Electric, 80% Usage | 318 Rated kWh, 80% Usage | 100-150% | None | 6 | Single-Family Attached | Single-Family Attached | Single-Family Attached | 1000-1499 | 0-1499 | 2 | Natural Gas | 100% Conditioned | Central AC | None | Natural Gas Fuel Boiler | None | 35000-39999 | 100% CFL | Occupied | 1990s | Natural Gas | Yes | 0 | 37.8062 | 24.911 | 539.5438 | 2406.4066 | 109.3155 | 319.7405 | 112.8324 | 0 | 0 | 0 | 0 | 0 | 40.1507 | 0 | 486.2049 | 21.9803 | 1024.5765 | 0 | 0 | 0 | 379.527 | 868.0765 | 0 | 0 | 0 | 0 | 503.7892 | 0 | 0 | 0 | 22048.6158 | 0 | 3377.0579 | 0 | 0 | 0 | 0 | 0 | 0 | 0 | 0 | 32299.9488 | 32299.9488 | 6370.4858 | 6370.4858 | 0 | 25929.4629 | 0 | 1082.6606 | 0 | 5911.3618 | 0 | 2326.5324 | 0 | 5911.3618 | 0 | 2068.242 | 0 | 5911.3618 | 0 | 2432.1237 | 0 | 5911.3618 | 0 | 6994.0224 | 8237.8942 | 7979.6038 | 8343.4856
128124 | 242.131 | 2176 | 4 | None | Electric, 100% Usage | EnergyStar, 100% Usage | Gas, 100% Usage | None | 400%+ | None | None | Single-Family Detached | Single-Family Detached | Single-Family Detached | 2000-2499 | 1500-2499 | 1 | Natural Gas | 20% Conditioned | Room AC | None | Natural Gas Fuel Boiler | None | 100000-119999 | 100% CFL | Occupied | 1960s | Natural Gas | Yes | 0 | 648.8593 | 37.8062 | 0 | 1191.627 | 0 | 0 | 119.8661 | 0 | 0 | 0 | 0 | 0 | 52.1667 | 0 | 753.7788 | 21.9803 | 3166.6329 | 0 | 0 | 0 | 36.927 | 1790.0781 | 0 | 0 | 0 | 0 | 0 | 0 | 0 | 0 | 38219.1052 | 0 | 5067.7849 | 0 | 0 | 1080.8461 | 0 | 0 | 0 | 0 | 0 | 52187.4585 | 52187.4585 | 7819.7223 | 7819.7223 | 0 | 44367.7362 | 0 | 1324.8567 | 0 | 10114.9334 | 0 | 2928.5919 | 0 | 10114.9334 | 0 | 2583.6485 | 0 | 10114.9334 | 0 | 3096.6089 | 0 | 10114.9334 | 0 | 11439.7901 | 13043.5253 | 12698.5819 | 13211.5423
128225 | 242.131 | 1138 | 2 | Standard Efficiency | None | None | Electric, 80% Usage | 290 Rated kWh, 80% Usage | 400%+ | 8 | None | 5 to 9 Unit | Multifamily with 5+ units, 1-3 stories | Multi-Family with 5+ Units | 1000-1499 | 0-1499 | 2 | Electricity | 100% Conditioned | Central AC | None | Electricity Electric Furnace | None | 140000-159999 | 100% CFL | Occupied | 1990s | Electricity | No | 67.9925 | 0 | 0 | 231.8192 | 1526.6072 | 66.2341 | 0 | 5.8614 | 0 | 2053.8421 | 0 | 0 | 1146.201 | 39.2715 | 0 | 468.6206 | 16.412 | 888.2984 | 0 | 0 | 0 | 311.5345 | 400.042 | 0 | 0 | 0 | 0 | 0 | 0 | 0 | 0 | 0 | 0 | 0 | 0 | 0 | 0 | 0 | 0 | 0 | 0 | 0 | 7222.7365 | 7222.7365 | 7222.7365 | 7222.7365 | 0 | 0 | 0 | 1186.0529 | 0 | 0 | 0 | 2705.1714 | 0 | 0 | 0 | 2374.8563 | 0 | 0 | 0 | 2876.4728 | 0 | 0 | 0 | 1186.0529 | 2705.1714 | 2374.8563 | 2876.4728
128264 | 242.131 | 1690 | 3 | None | Electric, 100% Usage | Standard, 100% Usage | Propane, 100% Usage | None | 400%+ | None | None | Single-Family Detached | Single-Family Detached | Single-Family Detached | 1500-1999 | 1500-2499 | 1 | Electricity | 100% Conditioned | Central AC | None | Electricity Electric Furnace | None | 120000-139999 | 100% CFL | Occupied | 1970s | Electricity | Yes | 0 | 1474.1475 | 55.0974 | 667.6159 | 2684.8241 | 0 | 319.7405 | 162.3614 | 0 | 10078.7141 | 0 | 0 | 4720.4957 | 46.0122 | 0 | 620.1384 | 21.9803 | 3326.9428 | 0 | 0 | 0 | 41.323 | 868.0765 | 0 | 0 | 0 | 0 | 0 | 0 | 0 | 0 | 0 | 0 | 0 | 0 | 0 | 0 | 0 | 0 | 0 | 0 | 1214.7796 | 26302.5424 | 26302.5424 | 25087.7628 | 25087.7628 | 0 | 0 | 1214.7796 | 4369.6835 | 0 | 0 | 334.2568 | 9993.421 | 0 | 0 | 334.2568 | 8730.1681 | 0 | 0 | 334.2568 | 10534.6279 | 0 | 0 | 334.2568 | 4703.9402 | 10327.6778 | 9064.4248 | 10868.8847
128277 | 242.131 | 853 | 2 | Standard Efficiency | Electric, 120% Usage | EnergyStar, 120% Usage | Electric, 120% Usage | None | 100-150% | 183 | None | 50 or more Unit | Multifamily with 5+ units, 1-3 stories | Multi-Family with 5+ Units | 750-999 | 0-1499 | 2 | Electricity | 80% Conditioned | Room AC | None | Electricity Baseboard | None | 20000-24999 | 100% Incandescent | Occupied | 1970s | Electricity | No | 67.9925 | 540.13 | 31.6517 | 0 | 1249.0689 | 0 | 0 | 0 | 0 | 595.5204 | 0 | 0 | 4151.0586 | 142.7256 | 0 | 1220.3479 | 16.412 | 3713.5035 | 0 | 0 | 0 | 518.4427 | 434.0383 | 0 | 0 | 0 | 0 | 0 | 0 | 0 | 0 | 0 | 0 | 0 | 0 | 0 | 0 | 0 | 0 | 0 | 0 | 0 | 12681.1852 | 12681.1852 | 12681.1852 | 12681.1852 | 0 | 0 | 0 | 2083.9217 | 0 | 0 | 0 | 4699.8937 | 0 | 0 | 0 | 4126.3248 | 0 | 0 | 0 | 5024.2499 | 0 | 0 | 0 | 2083.9217 | 4699.8937 | 4126.3248 | 5024.2499
128313 | 242.131 | 3301 | 3 | Standard Efficiency | Electric, 100% Usage | Standard, 100% Usage | Electric, 100% Usage | None | 400%+ | None | None | Single-Family Detached | Single-Family Detached | Single-Family Detached | 3000-3999 | 2500-3999 | 1 | Electricity | 80% Conditioned | Central AC | None | Electricity Electric Furnace | None | 200000+ | 100% CFL | Occupied | 1980s | Electricity | Yes | 67.9925 | 999.9585 | 37.5131 | 797.4464 | 3078.4185 | 0 | 0 | 391.2499 | 0 | 18563.7077 | 0 | 0 | 3144.9457 | 66.2341 | 24.911 | 1062.6757 | 21.9803 | 3209.7144 | 0 | 0 | 0 | 471.2583 | 400.042 | 0 | 0 | 0 | 0 | 0 | 0 | 0 | 0 | 0 | 0 | 0 | 0 | 0 | 0 | 0 | 0 | 0 | 0 | 0 | 32338.048 | 32338.048 | 32338.048 | 32338.048 | 0 | 0 | 0 | 5635.829 | 0 | 0 | 0 | 13125.1338 | 0 | 0 | 0 | 11424.6115 | 0 | 0 | 0 | 13794.4489 | 0 | 0 | 0 | 5635.829 | 13125.1338 | 11424.6115 | 13794.4489
128347 | 242.131 | 1675 | 2 | None | Electric, 100% Usage | EnergyStar, 100% Usage | Electric, 100% Usage | None | 400%+ | None | 8 | Single-Family Attached | Single-Family Attached | Single-Family Attached | 1500-1999 | 1500-2499 | 2 | Natural Gas | 100% Conditioned | Central AC | None | Natural Gas Fuel Furnace | None | 60000-69999 | 100% Incandescent | Occupied | 1970s | Natural Gas | Yes | 0 | 289.8473 | 16.9981 | 471.5514 | 2364.4974 | 0 | 0 | 352.5645 | 0 | 0 | 0 | 0 | 0 | 183.7556 | 0 | 1926.0631 | 16.412 | 1728.2401 | 0 | 0 | 0 | 346.9961 | 434.0383 | 300.984 | 0 | 0 | 0 | 0 | 0 | 0 | 0 | 16314.6803 | 0 | 2691.5647 | 0 | 0 | 0 | 0 | 0 | 0 | 0 | 0 | 27438.1928 | 27438.1928 | 8431.9478 | 8431.9478 | 0 | 19006.5381 | 0 | 1488.144 | 0 | 4333.0754 | 0 | 3202.0922 | 0 | 4333.0754 | 0 | 2830.8632 | 0 | 4333.0754 | 0 | 3386.224 | 0 | 4333.0754 | 0 | 5821.2194 | 7535.1676 | 7163.9386 | 7719.2994
128451 | 242.131 | 2176 | 3 | None | Electric, 100% Usage | EnergyStar, 100% Usage | Gas, 100% Usage | 290 Rated kWh, 100% Usage | 400%+ | None | None | Single-Family Detached | Single-Family Detached | Single-Family Detached | 2000-2499 | 1500-2499 | 1 | Natural Gas | 100% Conditioned | Central AC | None | Natural Gas Fuel Furnace | None | 100000-119999 | 100% LED | Vacant | 1990s | Natural Gas | Yes | 0 | 0 | 0 | 230.6469 | 974.4613 | 0 | 0 | 234.4569 | 0 | 0 | 0 | 0 | 0 | 0 | 0 | 0 | 21.9803 | 0 | 0 | 0 | 0 | 0 | 480.0504 | 0 | 0 | 0 | 0 | 0 | 0 | 0 | 0 | 9413.7358 | 0 | 1514.5913 | 0 | 0 | 0 | 0 | 0 | 0 | 0 | 0 | 12869.923 | 12869.923 | 1941.3028 | 1941.3028 | 0 | 10928.6202 | 0 | 337.343 | 0 | 2491.4863 | 0 | 712.8122 | 0 | 2491.4863 | 0 | 671.2469 | 0 | 2491.4863 | 0 | 782.5026 | 0 | 2491.4863 | 0 | 2828.8293 | 3204.2985 | 3162.7331 | 3273.9889
128454 | 242.131 | 3301 | 4 | None | Electric, 100% Usage | EnergyStar, 100% Usage | Electric, 100% Usage | 290 Rated kWh, 100% Usage | 400%+ | None | None | Single-Family Detached | Single-Family Detached | Single-Family Detached | 3000-3999 | 2500-3999 | 2 | Natural Gas | 20% Conditioned | Room AC | None | Natural Gas Fuel Boiler | None | 200000+ | 100% Incandescent | Occupied | 1960s | Natural Gas | Yes | 0 | 648.8593 | 37.8062 | 0 | 786.0166 | 160.6029 | 319.7405 | 85.8698 | 0 | 0 | 0 | 0 | 0 | 264.9362 | 99.9372 | 3321.6675 | 21.9803 | 3524.4727 | 0 | 0 | 0 | 537.1993 | 434.0383 | 0 | 0 | 0 | 0 | 0 | 0 | 0 | 0 | 61266.8003 | 0 | 5727.1948 | 0 | 0 | 0 | 0 | 0 | 0 | 0 | 0 | 77237.4151 | 77237.4151 | 10243.42 | 10243.42 | 0 | 66993.9951 | 0 | 1743.4852 | 0 | 15273.2158 | 0 | 3856.7118 | 0 | 15273.2158 | 0 | 3394.3714 | 0 | 15273.2158 | 0 | 4115.8373 | 0 | 15273.2158 | 0 | 17016.701 | 19129.9275 | 18667.5872 | 19389.0531
128471 | 242.131 | 1690 | 3 | Standard Efficiency | Electric, 120% Usage | EnergyStar, 120% Usage | Gas, 120% Usage | None | 300-400% | None | None | Single-Family Detached | Single-Family Detached | Single-Family Detached | 1500-1999 | 1500-2499 | 2 | Natural Gas | 100% Conditioned | Central AC | None | Natural Gas Fuel Furnace | None | 100000-119999 | 100% CFL | Occupied | 1980s | Natural Gas | Yes | 67.9925 | 1077.0362 | 63.0103 | 669.0813 | 3443.5851 | 0 | 319.7405 | 283.9859 | 0 | 0 | 0 | 0 | 0 | 46.0122 | 24.911 | 620.1384 | 21.9803 | 7283.4022 | 0 | 0 | 0 | 55.0974 | 434.0383 | 0 | 0 | 0 | 0 | 0 | 0 | 0 | 0 | 13171.2 | 0 | 13143.0652 | 0 | 0 | 1618.0454 | 0 | 0 | 0 | 0 | 0 | 42342.6151 | 42342.6151 | 14410.3045 | 14410.3045 | 0 | 27932.3106 | 0 | 2461.7941 | 0 | 6368.0205 | 0 | 5378.8285 | 0 | 6368.0205 | 0 | 4756.2249 | 0 | 6368.0205 | 0 | 5673.7407 | 0 | 6368.0205 | 0 | 8829.8146 | 11746.849 | 11124.2454 | 12041.7611
128551 | 242.131 | 1138 | 1 | Standard Efficiency | None | None | Electric, 120% Usage | 290 Rated kWh, 120% Usage | 400%+ | 67 | None | 50 or more Unit | Multifamily with 5+ units, 1-3 stories | Multi-Family with 5+ Units | 1000-1499 | 0-1499 | 2 | Natural Gas | None | None | None | Natural Gas Fuel Wall/Floor Furnace | None | 70000-79999 | 100% Incandescent | Occupied | 1960s | Natural Gas | Yes | 67.9925 | 0 | 0 | 0 | 0 | 72.3886 | 0 | 0 | 0 | 0 | 0 | 0 | 0 | 156.793 | 0 | 1465.0623 | 16.412 | 3162.5299 | 0 | 0 | 0 | 416.454 | 400.042 | 0 | 0 | 0 | 0 | 0 | 0 | 0 | 0 | 5673.2698 | 0 | 3764.791 | 0 | 0 | 0 | 0 | 0 | 0 | 0 | 0 | 15195.735 | 15195.735 | 5757.6742 | 5757.6742 | 0 | 9438.0607 | 0 | 1005.8969 | 0 | 2151.6689 | 0 | 2220.5859 | 0 | 2151.6689 | 0 | 1950.0358 | 0 | 2151.6689 | 0 | 2376.4217 | 0 | 2151.6689 | 0 | 3157.5658 | 4372.2549 | 4101.7047 | 4528.0906
128603 | 242.131 | 3301 | 3 | None | Gas, 100% Usage | EnergyStar, 100% Usage | Gas, 100% Usage | None | 400%+ | None | None | Single-Family Detached | Single-Family Detached | Single-Family Detached | 3000-3999 | 2500-3999 | 2 | Natural Gas | 100% Conditioned | Central AC | None | Natural Gas Fuel Furnace | None | 80000-99999 | 100% Incandescent | Occupied | 2010s | Natural Gas | Yes | 0 | 35.7547 | 23.4457 | 773.4146 | 3489.8903 | 0 | 319.7405 | 417.6263 | 0 | 0 | 0 | 0 | 0 | 264.9362 | 0 | 3321.6675 | 21.9803 | 2894.956 | 0 | 0 | 0 | 27.8418 | 868.0765 | 0 | 0 | 0 | 0 | 475.0682 | 0 | 0 | 0 | 16759.2691 | 0 | 3810.217 | 0 | 0 | 813.5653 | 0 | 0 | 0 | 0 | 0 | 34317.45 | 34317.45 | 12459.3304 | 12459.3304 | 0 | 21858.1196 | 0 | 2277.2682 | 0 | 4983.2315 | 0 | 4856.1118 | 0 | 4983.2315 | 0 | 4293.67 | 0 | 4983.2315 | 0 | 5136.8247 | 0 | 4983.2315 | 0 | 7260.4998 | 9839.3434 | 9276.9015 | 10120.0563
128623 | 242.131 | 1202 | 2 | Standard Efficiency | Electric, 100% Usage | Standard, 100% Usage | Gas, 100% Usage | 290 Rated kWh, 100% Usage | 100-150% | None | 6 | Single-Family Attached | Single-Family Attached | Single-Family Attached | 1000-1499 | 0-1499 | 2 | Natural Gas | 100% Conditioned | Room AC | None | Natural Gas Fuel Wall/Floor Furnace | None | 20000-24999 | 100% LED | Occupied | 1940s | Natural Gas | Yes | 67.9925 | 858.1121 | 32.2378 | 0 | 3081.3492 | 105.2125 | 319.7405 | 0 | 0 | 0 | 0 | 0 | 0 | 26.6695 | 0 | 371.321 | 16.412 | 1917.8571 | 0 | 0 | 0 | 29.6002 | 434.0383 | 0 | 0 | 0 | 0 | 0 | 0 | 0 | 0 | 26732.7707 | 0 | 4529.4134 | 0 | 0 | 867.1973 | 0 | 0 | 0 | 0 | 0 | 39389.9241 | 39389.9241 | 7260.5427 | 7260.5427 | 0 | 32129.3814 | 0 | 1210.917 | 0 | 7324.8663 | 0 | 2621.4682 | 0 | 7324.8663 | 0 | 2329.7779 | 0 | 7324.8663 | 0 | 2748.7797 | 0 | 7324.8663 | 0 | 8535.7833 | 9946.3345 | 9654.6442 | 10073.6461
128744 | 242.131 | 1202 | 2 | None | Electric, 120% Usage | EnergyStar, 120% Usage | Electric, 120% Usage | 318 Rated kWh, 120% Usage | 0-100% | None | 6 | Single-Family Attached | Single-Family Attached | Single-Family Attached | 1000-1499 | 0-1499 | 2 | Natural Gas | 20% Conditioned | Room AC | None | Natural Gas Fuel Furnace | None | <10000 | 100% LED | Occupied | <1940 | Natural Gas | Yes | 0 | 444.0027 | 25.7903 | 0 | 725.937 | 106.3848 | 0 | 426.4184 | 0 | 0 | 0 | 0 | 0 | 26.6695 | 0 | 371.321 | 16.412 | 3573.4156 | 0 | 0 | 0 | 467.4484 | 890.9361 | 312.7068 | 0 | 0 | 0 | 0 | 0 | 0 | 0 | 19809.2598 | 0 | 5308.3963 | 0 | 0 | 0 | 0 | 0 | 0 | 0 | 0 | 32504.8054 | 32504.8054 | 7387.4425 | 7387.4425 | 0 | 25117.6561 | 0 | 1229.712 | 0 | 5726.2884 | 0 | 2753.3914 | 0 | 5726.2884 | 0 | 2423.5395 | 0 | 5726.2884 | 0 | 2925.5483 | 0 | 5726.2884 | 0 | 6956.0005 | 8479.6798 | 8149.8279 | 8651.8367
128777 | 242.131 | 1138 | 2 | Standard Efficiency, No usage | Electric, 100% Usage | Standard, 100% Usage | Electric, 100% Usage | None | 100-150% | 67 | None | 50 or more Unit | Multifamily with 5+ units, 1-3 stories | Multi-Family with 5+ Units | 1000-1499 | 0-1499 | 2 | Electricity | 20% Conditioned | Room AC | Heating Only | Electricity Shared Heating | Boiler Baseboards Heating Only, Electricity | 20000-24999 | 100% LED | Vacant | 1970s | Electricity | No | 0 | 0 | 0 | 0 | 317.9821 | 0 | 0 | 28.4279 | 0 | 2309.4 | 0 | 0 | 357.8398 | 0 | 0 | 0 | 16.412 | 0 | 0 | 0 | 0 | 0 | 434.0383 | 0 | 0 | 0 | 0 | 0 | 0 | 0 | 0 | 0 | 0 | 0 | 0 | 0 | 0 | 0 | 0 | 0 | 0 | 0 | 3463.807 | 3463.807 | 3463.807 | 3463.807 | 0 | 0 | 0 | 626.7803 | 0 | 0 | 0 | 1484.7344 | 0 | 0 | 0 | 1286.1335 | 0 | 0 | 0 | 1523.7519 | 0 | 0 | 0 | 626.7803 | 1484.7344 | 1286.1335 | 1523.7519
128814 | 242.131 | 1675 | 3 | Standard Efficiency, No usage | Electric, 80% Usage | EnergyStar, 80% Usage | Electric, 80% Usage | 318 Rated kWh, 80% Usage | 0-100% | None | 6 | Single-Family Attached | Single-Family Attached | Single-Family Attached | 1500-1999 | 1500-2499 | 2 | Natural Gas | 100% Conditioned | Central AC | None | Natural Gas Fuel Furnace | None | <10000 | 100% CFL | Vacant | <1940 | Natural Gas | Yes | 0 | 0 | 0 | 515.512 | 2570.5264 | 0 | 0 | 147.1217 | 0 | 0 | 0 | 0 | 0 | 0 | 0 | 0 | 21.9803 | 0 | 0 | 0 | 0 | 0 | 434.0383 | 0 | 0 | 0 | 0 | 0 | 0 | 0 | 0 | 5901.5721 | 0 | 1681.3487 | 0 | 0 | 0 | 0 | 0 | 0 | 0 | 0 | 11272.3926 | 11272.3926 | 3689.4717 | 3689.4717 | 0 | 7583.2139 | 0 | 652.9485 | 0 | 1728.8084 | 0 | 1361.3745 | 0 | 1728.8084 | 0 | 1219.2844 | 0 | 1728.8084 | 0 | 1391.0426 | 0 | 1728.8084 | 0 | 2381.7568 | 3090.1828 | 2948.0928 | 3119.851
128872 | 242.131 | 2176 | 2 | None | Electric, 120% Usage | EnergyStar, 120% Usage | Gas, 120% Usage | None | 400%+ | None | None | Single-Family Detached | Single-Family Detached | Single-Family Detached | 2000-2499 | 1500-2499 | 2 | Natural Gas | 100% Conditioned | Central AC | None | Natural Gas Fuel Furnace | None | 160000-179999 | 100% Incandescent | Occupied | 1990s | Natural Gas | Yes | 0 | 629.5167 | 36.6339 | 438.7274 | 2687.7548 | 0 | 319.7405 | 516.6843 | 0 | 0 | 0 | 0 | 0 | 208.6666 | 99.9372 | 2355.9983 | 16.412 | 5704.0422 | 0 | 0 | 0 | 38.6854 | 400.042 | 0 | 0 | 0 | 0 | 0 | 0 | 952.481 | 0 | 20587.6565 | 0 | 8094.623 | 0 | 0 | 1136.5296 | 0 | 0 | 0 | 0 | 0 | 44224.7175 | 44224.7175 | 13453.4275 | 13453.4275 | 0 | 30771.5831 | 0 | 2408.7234 | 0 | 7015.2773 | 0 | 5216.5971 | 0 | 7015.2773 | 0 | 4790.2629 | 0 | 7015.2773 | 0 | 5740.4877 | 0 | 7015.2773 | 0 | 9424.0006 | 12231.8744 | 11805.5402 | 12755.765
128896 | 242.131 | 2152 | 3 | Standard Efficiency | Electric, 100% Usage | Standard, 100% Usage | Electric, 100% Usage | None | 400%+ | None | 24 | Single-Family Attached | Single-Family Attached | Single-Family Attached | 2000-2499 | 1500-2499 | 1 | Natural Gas | 100% Conditioned | Central AC | None | Natural Gas Fuel Furnace | None | 140000-159999 | 100% CFL | Occupied | 2010s | Natural Gas | Yes | 67.9925 | 1164.0783 | 43.6676 | 560.645 | 3583.9661 | 0 | 0 | 233.5776 | 0 | 0 | 0 | 0 | 0 | 51.8736 | 0 | 747.0382 | 21.9803 | 2325.812 | 0 | 0 | 0 | 516.9774 | 480.0504 | 0 | 0 | 0 | 0 | 0 | 0 | 0 | 0 | 9394.3931 | 0 | 5546.6631 | 0 | 0 | 0 | 0 | 0 | 0 | 0 | 0 | 24738.7152 | 24738.7152 | 9797.6589 | 9797.6589 | 0 | 14941.3493 | 0 | 1660.4443 | 0 | 3406.2936 | 0 | 3610.9944 | 0 | 3406.2936 | 0 | 3201.67 | 0 | 3406.2936 | 0 | 3780.647 | 0 | 3406.2936 | 0 | 5066.7379 | 7017.2881 | 6607.9636 | 7186.9407
128900 | 242.131 | 617 | 2 | None | None | None | Electric, 100% Usage | None | 100-150% | 4 | None | 3 or 4 Unit | Multifamily with 2-4 Units | Multi-Family with 2 - 4 Units | 500-749 | 0-1499 | 2 | Electricity | 60% Conditioned | Room AC | None | Electricity Electric Furnace | None | 35000-39999 | 100% LED | Occupied | 1950s | Natural Gas | No | 0 | 0 | 0 | 0 | 1893.8253 | 0 | 0 | 222.1479 | 0 | 9541.8079 | 0 | 0 | 0 | 21.6873 | 0 | 248.8173 | 16.412 | 1664.9367 | 0 | 0 | 0 | 516.9774 | 480.0504 | 0 | 0 | 0 | 0 | 0 | 0 | 0 | 0 | 0 | 0 | 5117.314 | 0 | 0 | 0 | 0 | 0 | 0 | 0 | 0 | 19723.683 | 19723.683 | 14606.3691 | 14606.3691 | 0 | 5117.314 | 0 | 2583.7393 | 0 | 1166.6178 | 0 | 5989.0187 | 0 | 1166.6178 | 0 | 5214.042 | 0 | 1166.6178 | 0 | 6284.9382 | 0 | 1166.6178 | 0 | 3750.3571 | 7155.6365 | 6380.6598 | 7451.556
128920 | 242.131 | 1690 | 3 | None | Electric, 100% Usage | EnergyStar, 100% Usage | Gas, 100% Usage | None | 100-150% | None | None | Single-Family Detached | Single-Family Detached | Single-Family Detached | 1500-1999 | 1500-2499 | 2 | Electricity | 40% Conditioned | Room AC | None | Electricity Electric Furnace | None | 20000-24999 | 100% Incandescent | Occupied | 1950s | Electricity | Yes | 0 | 400.042 | 23.4457 | 0 | 1901.152 | 0 | 319.7405 | 990.5802 | 0 | 42210.4401 | 0 | 0 | 2048.2737 | 184.6348 | 99.9372 | 1938.9582 | 21.9803 | 2382.6678 | 0 | 0 | 0 | 27.8418 | 434.0383 | 0 | 0 | 0 | 0 | 0 | 0 | 0 | 0 | 0 | 0 | 0 | 0 | 0 | 813.5653 | 0 | 0 | 0 | 0 | 0 | 53797.0048 | 53797.0048 | 52983.4395 | 52983.4395 | 0 | 813.5653 | 0 | 9553.299 | 0 | 185.4562 | 0 | 22273.3472 | 0 | 185.4562 | 0 | 19314.8313 | 0 | 185.4562 | 0 | 23611.6166 | 0 | 185.4562 | 0 | 9738.7552 | 22458.8034 | 19500.2875 | 23797.0728
128964 | 242.131 | 1220 | 3 | Standard Efficiency | Electric, 100% Usage | Standard, 100% Usage | Electric, 100% Usage | 318 Rated kWh, 100% Usage | 400%+ | None | None | Single-Family Detached | Single-Family Detached | Single-Family Detached | 1000-1499 | 0-1499 | 1 | Natural Gas | 100% Conditioned | Central AC | None | Natural Gas Fuel Furnace | None | 100000-119999 | 100% Incandescent | Occupied | 1950s | Natural Gas | Yes | 67.9925 | 762.864 | 28.4279 | 854.5952 | 3351.8538 | 97.5927 | 319.7405 | 532.5101 | 0 | 0 | 0 | 0 | 0 | 160.896 | 0 | 1535.3993 | 21.9803 | 2233.2016 | 0 | 0 | 0 | 405.6104 | 1160.8545 | 0 | 0 | 0 | 0 | 0 | 0 | 0 | 0 | 28257.0334 | 0 | 4073.6879 | 0 | 0 | 0 | 0 | 0 | 0 | 0 | 0 | 43864.5332 | 43864.5332 | 11533.812 | 11533.812 | 0 | 32330.4282 | 0 | 1966.835 | 0 | 7370.6851 | 0 | 4231.6939 | 0 | 7370.6851 | 0 | 3750.4664 | 0 | 7370.6851 | 0 | 4481.9675 | 0 | 7370.6851 | 0 | 9337.5201 | 11602.3789 | 11121.1514 | 11852.6526
129031 | 242.131 | 1220 | 3 | Standard Efficiency | Electric, 120% Usage | EnergyStar, 120% Usage | Electric, 120% Usage | None | 0-100% | None | None | Single-Family Detached | Single-Family Detached | Single-Family Detached | 1000-1499 | 0-1499 | 1 | Fuel Oil | 60% Conditioned | Room AC | None | Fuel Oil Fuel Boiler | None | <10000 | 100% CFL | Occupied | <1940 | Electricity | Yes | 67.9925 | 330.8772 | 19.3427 | 0 | 1800.9217 | 0 | 0 | 248.2312 | 0 | 0 | 0 | 0 | 2018.3805 | 40.1507 | 0 | 491.1871 | 21.9803 | 3836.8864 | 0 | 0 | 0 | 407.3688 | 434.0383 | 270.7977 | 0 | 21177.0224 | 0 | 0 | 0 | 0 | 0 | 0 | 0 | 0 | 0 | 0 | 0 | 0 | 0 | 0 | 0 | 0 | 31165.4707 | 31165.4707 | 9988.4482 | 9988.4482 | 21177.0224 | 0 | 0 | 1775.0798 | 6420.8549 | 0 | 0 | 3897.8553 | 6420.8549 | 0 | 0 | 3562.3163 | 6420.8549 | 0 | 0 | 4292.17 | 6420.8549 | 0 | 0 | 8195.9347 | 10318.7102 | 9983.1712 | 10713.0249
129043 | 242.131 | 3301 | 5 | Standard Efficiency | Gas, 100% Usage | EnergyStar, 100% Usage | Electric, 100% Usage | 290 Rated kWh, 100% Usage | 400%+ | None | None | Single-Family Detached | Single-Family Detached | Single-Family Detached | 3000-3999 | 2500-3999 | 2 | Natural Gas | 100% Conditioned | Central AC | None | Natural Gas Fuel Furnace | None | 200000+ | 100% Incandescent | Occupied | 1990s | Natural Gas | Yes | 67.9925 | 24.618 | 16.1189 | 368.0973 | 3159.0131 | 56.5627 | 0 | 1307.39 | 0 | 0 | 0 | 0 | 0 | 264.9362 | 99.9372 | 3321.6675 | 27.2556 | 2580.1977 | 0 | 0 | -8938.3746 | 339.6694 | 1790.0781 | 0 | 0 | 0 | 0 | 327.3604 | 0 | 0 | 0 | 51566.1478 | 0 | 1931.6314 | 0 | 0 | 0 | 0 | 0 | 0 | 0 | 0 | 58310.2993 | 67248.6739 | 4485.1597 | 13423.5342 | 0 | 53825.1396 | 0 | 1524.1243 | 0 | 12271.0326 | 0 | 3144.2969 | 0 | 12271.0326 | 0 | 2675.6665 | 0 | 12271.0326 | 0 | 3251.2603 | 0 | 12271.0326 | 0 | 13795.1569 | 15415.3294 | 14946.6991 | 15522.2929
129133 | 242.131 | 2176 | 4 | Standard Efficiency | Electric, 120% Usage | EnergyStar, 120% Usage | Electric, 120% Usage | 318 Rated kWh, 120% Usage | 400%+ | None | None | Single-Family Detached | Single-Family Detached | Single-Family Detached | 2000-2499 | 1500-2499 | 2 | Natural Gas | 100% Conditioned | Central AC | None | Natural Gas Fuel Furnace | None | 200000+ | 100% CFL | Occupied | 2000s | Natural Gas | Yes | 67.9925 | 480.0504 | 28.1348 | 761.6917 | 2638.5188 | 117.2284 | 319.7405 | 636.2573 | 0 | 0 | 0 | 0 | 0 | 52.1667 | 24.911 | 753.7788 | 21.9803 | 5074.5256 | 0 | 0 | 0 | 486.498 | 480.0504 | 0 | 0 | 0 | 0 | 0 | 0 | 0 | 0 | 25407.5033 | 0 | 6147.4588 | 0 | 0 | 0 | 0 | 0 | 0 | 0 | 0 | 43498.1944 | 43498.1944 | 11943.2322 | 11943.2322 | 0 | 31554.9621 | 0 | 1999.8724 | 0 | 7193.8702 | 0 | 4403.8625 | 0 | 7193.8702 | 0 | 3892.9996 | 0 | 7193.8702 | 0 | 4648.2803 | 0 | 7193.8702 | 0 | 9193.7426 | 11597.7328 | 11086.8698 | 11842.1506
129147 | 242.131 | 1202 | 3 | Standard Efficiency | None | None | Gas, 100% Usage | None | 0-100% | None | 5 | Single-Family Attached | Single-Family Attached | Single-Family Attached | 1000-1499 | 0-1499 | 2 | Natural Gas | 100% Conditioned | Central AC | None | Natural Gas Fuel Furnace | None | <10000 | 100% LED | Occupied | 1950s | Natural Gas | Yes | 67.9925 | 0 | 0 | 366.6319 | 1861.5874 | 0 | 0 | 545.9914 | 0 | 0 | 0 | 0 | 0 | 26.6695 | 0 | 371.321 | 21.9803 | 1786.8543 | 0 | 0 | 0 | 26.6695 | 434.0383 | 0 | 0 | 0 | 0 | 0 | 0 | 0 | 0 | 21890.6505 | 0 | 2752.8166 | 0 | 0 | 781.0344 | 0 | 0 | 0 | 0 | 0 | 30933.9445 | 30933.9445 | 5509.443 | 5509.443 | 0 | 25424.5015 | 0 | 946.885 | 0 | 5796.2659 | 0 | 2055.1467 | 0 | 5796.2659 | 0 | 1819.7758 | 0 | 5796.2659 | 0 | 2157.3189 | 0 | 5796.2659 | 0 | 6743.1509 | 7851.4127 | 7616.0418 | 7953.5848
129189 | 242.131 | 2152 | 3 | Standard Efficiency | Electric, 100% Usage | EnergyStar, 100% Usage | Electric, 100% Usage | 290 Rated kWh, 100% Usage | 400%+ | None | 7 | Single-Family Attached | Single-Family Attached | Single-Family Attached | 2000-2499 | 1500-2499 | 2 | Natural Gas | 20% Conditioned | Room AC | None | Natural Gas Fuel Furnace | None | 160000-179999 | 100% Incandescent | Occupied | 1980s | Natural Gas | Yes | 67.9925 | 450.1572 | 26.3764 | 0 | 666.7367 | 105.2125 | 0 | 400.3351 | 0 | 0 | 0 | 0 | 0 | 207.4943 | 0 | 2335.4834 | 21.9803 | 2063.8065 | 0 | 0 | 0 | 431.9868 | 1356.0398 | 0 | 0 | 0 | 0 | 0 | 0 | 0 | 0 | 16096.6354 | 0 | 4153.4032 | 0 | 0 | 0 | 0 | 0 | 0 | 0 | 0 | 28383.0539 | 28383.0539 | 8133.3083 | 8133.3083 | 0 | 20250.0387 | 0 | 1358.0406 | 0 | 4616.5779 | 0 | 3017.4802 | 0 | 4616.5779 | 0 | 2653.5095 | 0 | 4616.5779 | 0 | 3241.5294 | 0 | 4616.5779 | 0 | 5974.6185 | 7634.058 | 7270.0873 | 7858.1072
129195 | 242.131 | 1220 | 2 | Standard Efficiency | Electric, 100% Usage | Standard, 100% Usage | Electric, 100% Usage | None | 400%+ | None | None | Single-Family Detached | Single-Family Detached | Single-Family Detached | 1000-1499 | 0-1499 | 1 | Natural Gas | 100% Conditioned | Central AC | None | Natural Gas Fuel Furnace | None | 100000-119999 | 100% Incandescent | Occupied | 1990s | Natural Gas | Yes | 67.9925 | 762.864 | 28.4279 | 828.2188 | 4495.1241 | 0 | 319.7405 | 296.2949 | 0 | 0 | 0 | 0 | 0 | 160.896 | 0 | 1535.3993 | 16.412 | 2233.2016 | 0 | 0 | 0 | 405.6104 | 434.0383 | 0 | 0 | 0 | 0 | 0 | 0 | 0 | 0 | 11937.0778 | 0 | 3905.4651 | 0 | 0 | 0 | 0 | 0 | 0 | 0 | 0 | 27427.0561 | 27427.0561 | 11584.2202 | 11584.2202 | 0 | 15842.5428 | 0 | 1931.077 | 0 | 3611.8014 | 0 | 4177.9332 | 0 | 3611.8014 | 0 | 3708.7717 | 0 | 3611.8014 | 0 | 4408.6765 | 0 | 3611.8014 | 0 | 5542.8783 | 7789.7345 | 7320.5731 | 8020.4779
129257 | 242.131 | 3301 | 3 | Standard Efficiency | Electric, 100% Usage | Standard, 100% Usage | Gas, 100% Usage | 290 Rated kWh, 100% Usage | 400%+ | None | None | Single-Family Detached | Single-Family Detached | Single-Family Detached | 3000-3999 | 2500-3999 | 2 | Natural Gas | None | None | None | Natural Gas Fuel Wall/Floor Furnace | None | 200000+ | 100% LED | Occupied | 1940s | Natural Gas | Yes | 67.9925 | 762.864 | 28.4279 | 0 | 0 | 91.1451 | 0 | 0 | 0 | 0 | 0 | 0 | 0 | 44.2537 | 0 | 811.5138 | 21.9803 | 2894.956 | 0 | 0 | 0 | 27.8418 | 727.1093 | 435.5036 | 0 | 0 | 0 | 0 | 0 | 0 | 0 | 45981.9717 | 0 | 3840.4033 | 0 | 0 | 813.5653 | 0 | 0 | 0 | 0 | 0 | 56549.2352 | 56549.2352 | 5913.5881 | 5913.5881 | 0 | 50635.6472 | 0 | 1006.0044 | 0 | 11543.9013 | 0 | 2248.7549 | 0 | 11543.9013 | 0 | 1974.8954 | 0 | 11543.9013 | 0 | 2401.7008 | 0 | 11543.9013 | 0 | 12549.9057 | 13792.6563 | 13518.7967 | 13945.6022
129278 | 242.131 | 1690 | 3 | Standard Efficiency | Electric, 100% Usage | Standard, 100% Usage | Electric, 100% Usage | 290 Rated kWh, 100% Usage | 400%+ | None | None | Single-Family Detached | Single-Family Detached | Single-Family Detached | 1500-1999 | 1500-2499 | 1 | Electricity | 100% Conditioned | Heat Pump | None | Electricity ASHP | None | 200000+ | 100% CFL | Occupied | 2010s | Electricity | Yes | 67.9925 | 762.864 | 28.4279 | 738.246 | 2239.356 | 91.1451 | 0 | 325.895 | 2118.3177 | 5442.3298 | 0 | 0 | 2525.6865 | 46.0122 | 24.911 | 620.1384 | 21.9803 | 2382.6678 | 0 | 0 | 0 | 405.6104 | 434.0383 | 0 | 0 | 0 | 0 | 0 | 0 | 0 | 0 | 0 | 0 | 0 | 0 | 0 | 0 | 0 | 0 | 0 | 0 | 0 | 18276.205 | 18276.205 | 18276.205 | 18276.205 | 0 | 0 | 0 | 3246.8432 | 0 | 0 | 0 | 7388.4396 | 0 | 0 | 0 | 6454.8113 | 0 | 0 | 0 | 7742.4049 | 0 | 0 | 0 | 3246.8432 | 7388.4396 | 6454.8113 | 7742.4049
129311 | 242.131 | 1202 | 3 | Standard Efficiency, No usage | Electric, 100% Usage | Standard, 100% Usage | Electric, 100% Usage | 318 Rated kWh, 100% Usage | 200-300% | None | 144 | Single-Family Attached | Single-Family Attached | Single-Family Attached | 1000-1499 | 0-1499 | 2 | Natural Gas | 20% Conditioned | Room AC | None | Natural Gas Fuel Boiler | None | 100000-119999 | 100% CFL | Vacant | <1940 | Natural Gas | Yes | 0 | 0 | 0 | 0 | 816.7891 | 0 | 0 | 45.7191 | 0 | 0 | 0 | 0 | 0 | 0 | 0 | 0 | 21.9803 | 0 | 0 | 0 | 0 | 0 | 400.042 | 0 | 0 | 0 | 0 | 0 | 0 | 0 | 0 | 12954.9136 | 0 | 836.7179 | 0 | 0 | 0 | 0 | 0 | 0 | 0 | 0 | 15076.162 | 15076.162 | 1284.5305 | 1284.5305 | 0 | 13791.3384 | 0 | 219.1767 | 0 | 3144.169 | 0 | 450.2358 | 0 | 3144.169 | 0 | 403.4904 | 0 | 3144.169 | 0 | 476.6553 | 0 | 3144.169 | 0 | 3363.3457 | 3594.4047 | 3547.6593 | 3620.8242
129373 | 242.131 | 1202 | 3 | Standard Efficiency | Electric, 80% Usage | EnergyStar, 80% Usage | Electric, 80% Usage | 318 Rated kWh, 80% Usage | 100-150% | None | 7 | Single-Family Attached | Single-Family Attached | Single-Family Attached | 1000-1499 | 0-1499 | 2 | Natural Gas | 20% Conditioned | Room AC | Heating Only | Natural Gas Shared Heating | Boiler Baseboards Heating Only, Natural Gas | 35000-39999 | 100% CFL | Occupied | <1940 | Natural Gas | Yes | 67.9925 | 488.5495 | 28.4279 | 0 | 620.1384 | 128.3651 | 0 | 94.3689 | 0 | 0 | 0 | 0 | 0 | 40.1507 | 0 | 486.2049 | 21.9803 | 1089.9313 | 0 | 0 | 0 | 413.5233 | 400.042 | 0 | 0 | 0 | 0 | 0 | 0 | 0 | 0 | 10077.8349 | 0 | 3712.3312 | 0 | 0 | 0 | 0 | 0 | 0 | 0 | 0 | 17669.841 | 17669.841 | 3879.6748 | 3879.6748 | 0 | 13790.4592 | 0 | 651.4702 | 0 | 3143.9213 | 0 | 1443.8231 | 0 | 3143.9213 | 0 | 1273.559 | 0 | 3143.9213 | 0 | 1533.7455 | 0 | 3143.9213 | 0 | 3795.3915 | 4587.7444 | 4417.4803 | 4677.6668
129564 | 242.131 | 1690 | 2 | Standard Efficiency | Electric, 120% Usage | EnergyStar, 120% Usage | Electric, 120% Usage | None | 300-400% | None | None | Single-Family Detached | Single-Family Detached | Single-Family Detached | 1500-1999 | 1500-2499 | 1 | Fuel Oil | 100% Conditioned | Central AC | None | Fuel Oil Fuel Furnace | None | 50000-59999 | 100% Incandescent | Occupied | 1970s | Electricity | Yes | 67.9925 | 480.0504 | 28.1348 | 1179.9041 | 4134.3536 | 0 | 0 | 414.9886 | 0 | 0 | 0 | 0 | 3888.76 | 184.6348 | 0 | 1938.9582 | 16.412 | 4765.3356 | 0 | 0 | 0 | 486.498 | 914.0887 | 0 | 0 | 17972.2903 | 0 | 0 | 0 | 0 | 0 | 0 | 0 | 0 | 0 | 0 | 0 | 0 | 0 | 0 | 0 | 0 | 36472.4016 | 36472.4016 | 18500.1113 | 18500.1113 | 17972.2903 | 0 | 0 | 3162.6923 | 5449.1639 | 0 | 0 | 6932.5937 | 5449.1639 | 0 | 0 | 6125.7822 | 5449.1639 | 0 | 0 | 7315.0261 | 5449.1639 | 0 | 0 | 8611.8562 | 12381.7576 | 11574.9461 | 12764.19
129588 | 242.131 | 8194 | 3 | Standard Efficiency | Gas, 100% Usage | Standard, 100% Usage | Gas, 100% Usage | None | 400%+ | None | None | Single-Family Detached | Single-Family Detached | Single-Family Detached | 4000+ | 4000+ | 1 | Natural Gas | 100% Conditioned | Central AC | None | Natural Gas Fuel Furnace | None | 200000+ | 100% Incandescent | Occupied | 2010s | Natural Gas | Yes | 67.9925 | 68.2856 | 28.4279 | 809.7554 | 3615.6178 | 0 | 0 | 88.2144 | 0 | 0 | 0 | 0 | 0 | 509.6506 | 99.9372 | 7521.669 | 21.9803 | 4450.8703 | 0 | 0 | 0 | 27.8418 | 400.042 | 0 | 0 | 0 | 0 | 905.8827 | 0 | 0 | 0 | 9401.1338 | 0 | 3776.2207 | 0 | 0 | 813.5653 | 0 | 0 | 0 | 0 | 0 | 32607.0872 | 32607.0872 | 17710.5778 | 17710.5778 | 0 | 14896.5094 | 0 | 3051.1394 | 0 | 3396.1096 | 0 | 6674.5673 | 0 | 3396.1096 | 0 | 5895.7954 | 0 | 3396.1096 | 0 | 7042.5282 | 0 | 3396.1096 | 0 | 6447.249 | 10070.6768 | 9291.905 | 10438.6378
129597 | 242.131 | 1220 | 3 | Standard Efficiency, No usage | Electric, 100% Usage | EnergyStar, 100% Usage | Electric, 100% Usage | 318 Rated kWh, 100% Usage | 200-300% | None | None | Single-Family Detached | Single-Family Detached | Single-Family Detached | 1000-1499 | 0-1499 | 1 | Fuel Oil | 100% Conditioned | Central AC | None | Fuel Oil Fuel Boiler | None | 35000-39999 | 100% Incandescent | Vacant | <1940 | Propane | Yes | 0 | 0 | 0 | 531.0448 | 2402.5966 | 0 | 0 | 65.3548 | 0 | 0 | 0 | 0 | 0 | 0 | 0 | 0 | 21.9803 | 0 | 0 | 0 | 0 | 0 | 480.0504 | 0 | 0 | 8700.987 | 0 | 0 | 0 | 0 | 0 | 0 | 0 | 0 | 0 | 0 | 0 | 0 | 0 | 0 | 1531.0033 | 0 | 13733.0173 | 13733.0173 | 3501.027 | 3501.027 | 8700.987 | 0 | 1531.0033 | 622.8399 | 2638.1227 | 0 | 421.307 | 1253.7456 | 2638.1227 | 0 | 421.307 | 1129.0114 | 2638.1227 | 0 | 421.307 | 1296.1152 | 2638.1227 | 0 | 421.307 | 3682.2697 | 4313.1754 | 4188.4411 | 4355.545
129609 | 242.131 | 1138 | 2 | Standard Efficiency | Electric, 100% Usage | Standard, 100% Usage | Electric, 100% Usage | 318 Rated kWh, 100% Usage | 0-100% | 67 | None | 50 or more Unit | Multifamily with 5+ units, 1-3 stories | Multi-Family with 5+ Units | 1000-1499 | 0-1499 | 2 | Electricity | 100% Conditioned | Heat Pump | None | Electricity ASHP | None | <10000 | 100% CFL | Occupied | 1980s | Electricity | Yes | 67.9925 | 552.439 | 20.808 | 516.3912 | 1812.6446 | 64.7687 | 0 | 122.7968 | 242.3698 | 1141.5118 | 0 | 0 | 1454.2186 | 39.2715 | 0 | 468.6206 | 16.412 | 1581.4115 | 0 | 0 | 0 | 346.9961 | 434.0383 | 0 | 0 | 0 | 0 | 0 | 0 | 0 | 0 | 0 | 0 | 0 | 0 | 0 | 0 | 0 | 0 | 0 | 0 | 0 | 8882.1049 | 8882.1049 | 8882.1049 | 8882.1049 | 0 | 0 | 0 | 1478.1487 | 0 | 0 | 0 | 3309.6295 | 0 | 0 | 0 | 2913.4233 | 0 | 0 | 0 | 3497.9315 | 0 | 0 | 0 | 1478.1487 | 3309.6295 | 2913.4233 | 3497.9315
129680 | 242.131 | 3301 | 4 | Standard Efficiency | Electric, 80% Usage | Standard, 80% Usage | Electric, 80% Usage | 318 Rated kWh, 80% Usage | 400%+ | None | None | Single-Family Detached | Single-Family Detached | Single-Family Detached | 3000-3999 | 2500-3999 | 1 | Natural Gas | None | None | None | Natural Gas Fuel Furnace | None | 180000-199999 | 100% LED | Occupied | <1940 | Natural Gas | Yes | 67.9925 | 989.701 | 36.927 | 0 | 0 | 137.4503 | 0 | 625.7067 | 0 | 0 | 0 | 0 | 0 | 44.2537 | 0 | 811.5138 | 21.9803 | 1762.2363 | 0 | 0 | 0 | 429.9353 | 434.0383 | 0 | 0 | 0 | 0 | 0 | 0 | 0 | 0 | 25155.4622 | 0 | 3798.4941 | 0 | 0 | 0 | 0 | 0 | 0 | 0 | 0 | 34315.3985 | 34315.3985 | 5361.4422 | 5361.4422 | 0 | 28953.9564 | 0 | 915.7835 | 0 | 6600.9107 | 0 | 2050.8217 | 0 | 6600.9107 | 0 | 1797.4351 | 0 | 6600.9107 | 0 | 2204.253 | 0 | 6600.9107 | 0 | 7516.6942 | 8651.7324 | 8398.3457 | 8805.1637
129787 | 242.131 | 1690 | 3 | None | Electric, 80% Usage | EnergyStar, 80% Usage | Propane, 80% Usage | 290 Rated kWh, 80% Usage | 0-100% | None | None | Single-Family Detached | Single-Family Detached | Single-Family Detached | 1500-1999 | 1500-2499 | 2 | Propane | 100% Conditioned | Central AC | None | Propane Fuel Furnace | None | 15000-19999 | 100% LED | Occupied | 1970s | Electricity | Yes | 0 | 320.0336 | 18.7565 | 582.6253 | 3210.3005 | 72.9747 | 0 | 550.0944 | 0 | 0 | 0 | 0 | 1255.5165 | 30.7725 | 16.7051 | 473.6028 | 21.9803 | 1191.3339 | 0 | 1992.0041 | 0 | 22.2734 | 400.042 | 0 | 0 | 0 | 0 | 0 | 0 | 0 | 0 | 0 | 0 | 0 | 0 | 0 | 0 | 0 | 0 | 22170.2403 | 0 | 650.9108 | 32979.5806 | 32979.5806 | 10158.7225 | 10158.7225 | 0 | 0 | 22820.8581 | 1585.3924 | 0 | 0 | 6279.9678 | 3529.6159 | 0 | 0 | 6279.9678 | 3128.813 | 0 | 0 | 6279.9678 | 3732.129 | 0 | 0 | 6279.9678 | 7865.3602 | 9809.5836 | 9408.7808 | 10012.0968
129788 | 242.131 | 1690 | 3 | None | Gas, 120% Usage | EnergyStar, 120% Usage | Electric, 120% Usage | None | 300-400% | None | None | Single-Family Detached | Single-Family Detached | Single-Family Detached | 1500-1999 | 1500-2499 | 2 | Natural Gas | 100% Conditioned | Central AC | None | Natural Gas Fuel Wall/Floor Furnace | None | 60000-69999 | 100% Incandescent | Occupied | 1950s | Natural Gas | Yes | 0 | 56.2696 | 36.6339 | 1127.7375 | 5097.6782 | 0 | 0 | 0 | 0 | 0 | 0 | 0 | 0 | 184.6348 | 0 | 1938.9582 | 21.9803 | 5394.8523 | 0 | 0 | 0 | 565.6272 | 434.0383 | 0 | 0 | 0 | 0 | 747.3312 | 0 | 0 | 0 | 14734.7342 | 0 | 7774.8824 | 0 | 0 | 0 | 0 | 0 | 0 | 0 | 0 | 38115.9442 | 38115.9442 | 14858.7032 | 14858.7032 | 0 | 23257.2409 | 0 | 2589.7711 | 0 | 5302.18 | 0 | 5544.3063 | 0 | 5302.18 | 0 | 4919.9677 | 0 | 5302.18 | 0 | 5824.6359 | 0 | 5302.18 | 0 | 7891.9511 | 10846.4863 | 10222.1477 | 11126.8159
129794 | 242.131 | 1202 | 3 | None | Gas, 100% Usage | EnergyStar, 100% Usage | Electric, 100% Usage | 318 Rated kWh, 100% Usage | 400%+ | None | 90 | Single-Family Attached | Single-Family Attached | Single-Family Attached | 1000-1499 | 0-1499 | 2 | Natural Gas | 100% Conditioned | Central AC | None | Natural Gas Fuel Furnace | None | 100000-119999 | 100% LED | Occupied | 1950s | Natural Gas | No | 0 | 25.7903 | 16.9981 | 422.3154 | 3500.7339 | 64.7687 | 0 | 670.8397 | 0 | 0 | 0 | 0 | 0 | 26.6695 | 0 | 371.321 | 21.9803 | 1655.5585 | 0 | 0 | 0 | 346.9961 | 727.1093 | 0 | 0 | 0 | 0 | 344.0654 | 0 | 0 | 0 | 31035.054 | 0 | 2828.722 | 0 | 0 | 0 | 0 | 0 | 0 | 0 | 0 | 42058.9223 | 42058.9223 | 7851.0809 | 7851.0809 | 0 | 34207.8414 | 0 | 1325.9389 | 0 | 7798.7098 | 0 | 2844.1952 | 0 | 7798.7098 | 0 | 2526.6261 | 0 | 7798.7098 | 0 | 2995.255 | 0 | 7798.7098 | 0 | 9124.6487 | 10642.9049 | 10325.3359 | 10793.9648
129801 | 242.131 | 8194 | 3 | None | Electric, 100% Usage | Standard, 100% Usage | Electric, 100% Usage | None | 400%+ | None | None | Single-Family Detached | Single-Family Detached | Single-Family Detached | 4000+ | 4000+ | 2 | Electricity | 100% Conditioned | Central AC | None | Electricity Electric Furnace | None | 100000-119999 | 100% Incandescent | Vacant | 2000s | Electricity | Yes | 0 | 0 | 0 | 536.9062 | 4114.7178 | 0 | 319.7405 | 195.1853 | 0 | 8386.8148 | 0 | 0 | 354.9091 | 0 | 0 | 0 | 21.9803 | 0 | 0 | 0 | 0 | 0 | 727.1093 | 0 | 0 | 0 | 0 | 0 | 0 | 0 | 0 | 0 | 0 | 0 | 0 | 0 | 0 | 0 | 0 | 0 | 0 | 0 | 14657.0704 | 14657.0704 | 14657.0704 | 14657.0704 | 0 | 0 | 0 | 2770.119 | 0 | 0 | 0 | 6433.6771 | 0 | 0 | 0 | 5599.65 | 0 | 0 | 0 | 6566.1596 | 0 | 0 | 0 | 2770.119 | 6433.6771 | 5599.65 | 6566.1596
129879 | 242.131 | 1138 | 3 | Standard Efficiency | None | None | Electric, 120% Usage | 318 Rated kWh, 120% Usage | 400%+ | 183 | None | 50 or more Unit | Multifamily with 5+ units, 1-3 stories | Multi-Family with 5+ Units | 1000-1499 | 0-1499 | 3 | Electricity | 100% Conditioned | Central AC | None | Electricity Electric Furnace | None | 160000-179999 | 100% Incandescent | Occupied | 2000s | Electricity | Yes | 67.9925 | 0 | 0 | 316.2237 | 1552.3975 | 106.3848 | 0 | 0.87921 | 0 | 225.0786 | 0 | 0 | 3336.028 | 156.793 | 0 | 1465.0623 | 21.9803 | 3552.9006 | 0 | 0 | 0 | 467.4484 | 480.0504 | 0 | 0 | 0 | 0 | 0 | 0 | 0 | 0 | 0 | 0 | 0 | 0 | 0 | 0 | 0 | 0 | 0 | 0 | 0 | 11748.9261 | 11748.9261 | 11748.9261 | 11748.9261 | 0 | 0 | 0 | 2016.9579 | 0 | 0 | 0 | 4499.4263 | 0 | 0 | 0 | 3953.7592 | 0 | 0 | 0 | 4784.9446 | 0 | 0 | 0 | 2016.9579 | 4499.4263 | 3953.7592 | 4784.9446
129914 | 242.131 | 2663 | 4 | Standard Efficiency | Electric, 80% Usage | Standard, 80% Usage | Electric, 80% Usage | 318 Rated kWh, 80% Usage | 0-100% | None | None | Single-Family Detached | Single-Family Detached | Single-Family Detached | 2500-2999 | 2500-3999 | 2 | Fuel Oil | 20% Conditioned | Room AC | None | Fuel Oil Fuel Boiler | None | <10000 | 100% Incandescent | Occupied | <1940 | Fuel Oil | Yes | 67.9925 | 1179.318 | 44.2537 | 0 | 993.2179 | 167.0505 | 0 | 184.9278 | 0 | 0 | 0 | 0 | 0 | 233.2846 | 0 | 2774.2107 | 21.9803 | 1818.2129 | 0 | 0 | 0 | 482.6881 | 1356.0398 | 0 | 0 | 41052.8093 | 4400.4621 | 0 | 0 | 0 | 0 | 0 | 0 | 0 | 0 | 0 | 0 | 0 | 0 | 0 | 0 | 0 | 54775.8622 | 54775.8622 | 9322.5907 | 9322.5907 | 45453.2715 | 0 | 0 | 1535.666 | 13781.4044 | 0 | 0 | 3416.0014 | 13781.4044 | 0 | 0 | 3008.6646 | 13781.4044 | 0 | 0 | 3652.2487 | 13781.4044 | 0 | 0 | 15317.0704 | 17197.4059 | 16790.069 | 17433.6531
129957 | 242.131 | 8194 | 4 | Standard Efficiency | Electric, 120% Usage | Standard, 120% Usage | Electric, 120% Usage | 290 Rated kWh, 120% Usage | 400%+ | None | None | Single-Family Detached | Single-Family Detached | Single-Family Detached | 4000+ | 4000+ | 2 | Electricity | 100% Conditioned | Heat Pump | None | Electricity ASHP | None | 160000-179999 | 100% Incandescent | Occupied | 2000s | Electricity | Yes | 81.7668 | 630.6889 | 23.7388 | 1606.9087 | 5282.0199 | 67.6994 | 319.7405 | 422.9016 | 880.9716 | 7429.6447 | 0 | 0 | 1938.079 | 509.6506 | 99.9372 | 7521.669 | 21.9803 | 8272.5171 | 0 | 0 | 0 | 407.3688 | 727.1093 | 0 | 0 | 0 | 0 | 0 | 0 | 0 | 0 | 0 | 0 | 0 | 0 | 0 | 0 | 0 | 0 | 0 | 0 | 0 | 36244.0992 | 36244.0992 | 36244.0992 | 36244.0992 | 0 | 0 | 0 | 6312.4849 | 0 | 0 | 0 | 14180.0582 | 0 | 0 | 0 | 12433.8754 | 0 | 0 | 0 | 14918.5174 | 0 | 0 | 0 | 6312.4849 | 14180.0582 | 12433.8754 | 14918.5174
129974 | 242.131 | 1690 | 3 | None | Electric, 80% Usage | EnergyStar, 80% Usage | Electric, 80% Usage | 290 Rated kWh, 80% Usage | 400%+ | None | None | Single-Family Detached | Single-Family Detached | Single-Family Detached | 1500-1999 | 1500-2499 | 1 | Electricity | 100% Conditioned | Central AC | None | Electricity Electric Furnace | None | 100000-119999 | 100% CFL | Occupied | 1950s | Electricity | Yes | 0 | 419.6778 | 24.618 | 917.6055 | 6698.4324 | 100.5234 | 0 | 787.775 | 0 | 33699.0701 | 0 | 0 | 1749.9274 | 46.0122 | 24.911 | 620.1384 | 21.9803 | 1348.7131 | 0 | 0 | 0 | 377.1825 | 1370.9865 | 0 | 0 | 0 | 0 | 0 | 0 | 0 | 0 | 0 | 0 | 0 | 0 | 0 | 0 | 0 | 0 | 0 | 0 | 0 | 48207.8464 | 48207.8464 | 48207.8464 | 48207.8464 | 0 | 0 | 0 | 8461.6713 | 0 | 0 | 0 | 19605.511 | 0 | 0 | 0 | 17073.1769 | 0 | 0 | 0 | 20682.1306 | 0 | 0 | 0 | 8461.6713 | 19605.511 | 17073.1769 | 20682.1306
130053 | 242.131 | 885 | 1 | None | Electric, 120% Usage | EnergyStar, 120% Usage | Electric, 120% Usage | 290 Rated kWh, 120% Usage | 400%+ | None | None | Single-Family Detached | Single-Family Detached | Single-Family Detached | 750-999 | 0-1499 | 1 | Fuel Oil | 60% Conditioned | Room AC | None | Fuel Oil Fuel Boiler | None | 100000-119999 | 100% CFL | Occupied | 1960s | Electricity | Yes | 0 | 629.5167 | 36.6339 | 0 | 1411.7233 | 150.9316 | 0 | 147.1217 | 0 | 0 | 0 | 0 | 6014.1114 | 36.0477 | 0 | 399.1628 | 16.412 | 4882.8571 | 0 | 0 | 0 | 565.6272 | 434.0383 | 0 | 0 | 8956.838 | 0 | 0 | 0 | 0 | 0 | 0 | 0 | 0 | 0 | 0 | 0 | 0 | 0 | 0 | 0 | 0 | 23681.3147 | 23681.3147 | 14724.4767 | 14724.4767 | 8956.838 | 0 | 0 | 2443.9407 | 2715.7305 | 0 | 0 | 5455.2234 | 2715.7305 | 0 | 0 | 4799.826 | 2715.7305 | 0 | 0 | 5839.1209 | 2715.7305 | 0 | 0 | 5159.6713 | 8170.954 | 7515.5566 | 8554.8514
130056 | 242.131 | 2176 | 4 | Standard Efficiency | Electric, 120% Usage | EnergyStar, 120% Usage | Gas, 120% Usage | None | 400%+ | None | None | Single-Family Detached | Single-Family Detached | Single-Family Detached | 2000-2499 | 1500-2499 | 1 | Natural Gas | 100% Conditioned | Central AC | None | Natural Gas Fuel Furnace | None | 200000+ | 100% Incandescent | Occupied | 1960s | Natural Gas | Yes | 67.9925 | 480.0504 | 28.1348 | 591.1243 | 4408.9612 | 0 | 319.7405 | 562.1103 | 0 | 0 | 0 | 0 | 0 | 208.6666 | 0 | 2355.9983 | 21.9803 | 5074.5256 | 0 | 0 | 0 | 33.4101 | 434.0383 | 0 | 0 | 0 | 0 | 0 | 0 | 0 | 0 | 22450.1232 | 0 | 6048.6938 | 0 | 0 | 976.2197 | 0 | 0 | 0 | 0 | 0 | 44061.77 | 44061.77 | 14586.7333 | 14586.7333 | 0 | 29475.0367 | 0 | 2605.3039 | 0 | 6719.6956 | 0 | 5629.5403 | 0 | 6719.6956 | 0 | 4977.9331 | 0 | 6719.6956 | 0 | 5903.8744 | 0 | 6719.6956 | 0 | 9324.9996 | 12349.236 | 11697.6288 | 12623.57
130073 | 242.131 | 1675 | 3 | Standard Efficiency | Electric, 100% Usage | EnergyStar, 100% Usage | Electric, 100% Usage | 318 Rated kWh, 100% Usage | 200-300% | None | 5 | Single-Family Attached | Single-Family Attached | Single-Family Attached | 1500-1999 | 1500-2499 | 2 | Electricity | 100% Conditioned | Heat Pump | None | Electricity ASHP | None | 45000-49999 | 100% Incandescent | Occupied | 1980s | Electricity | Yes | 67.9925 | 369.8557 | 21.6873 | 762.5709 | 3127.6545 | 88.5075 | 0 | 451.9156 | 1373.331 | 4594.1821 | 0 | 0 | 2026.0003 | 183.7556 | 0 | 1926.0631 | 21.9803 | 1859.5359 | 0 | 0 | 0 | 389.4915 | 480.0504 | 0 | 0 | 0 | 0 | 0 | 0 | 0 | 0 | 0 | 0 | 0 | 0 | 0 | 0 | 0 | 0 | 0 | 0 | 0 | 17744.5741 | 17744.5741 | 17744.5741 | 17744.5741 | 0 | 0 | 0 | 3159.1575 | 0 | 0 | 0 | 7120.3624 | 0 | 0 | 0 | 6232.2644 | 0 | 0 | 0 | 7461.6843 | 0 | 0 | 0 | 3159.1575 | 7120.3624 | 6232.2644 | 7461.6843
130120 | 242.131 | 617 | 2 | Standard Efficiency, No usage | Electric, 100% Usage | EnergyStar, 100% Usage | Electric, 100% Usage | 318 Rated kWh, 100% Usage | 0-100% | 14 | None | 10 to 19 Unit | Multifamily with 5+ units, 1-3 stories | Multi-Family with 5+ Units | 500-749 | 0-1499 | 2 | Natural Gas | 100% Conditioned | Central AC | None | Natural Gas Fuel Furnace | None | 15000-19999 | 100% CFL | Vacant | 1980s | Natural Gas | Yes | 0 | 0 | 0 | 116.6423 | 1024.2834 | 0 | 0 | 14.3605 | 0 | 0 | 0 | 0 | 0 | 0 | 0 | 0 | 16.412 | 0 | 0 | 0 | 0 | 0 | 434.0383 | 0 | 0 | 0 | 0 | 0 | 0 | 0 | 0 | 1745.5313 | 0 | 1587.8591 | 0 | 0 | 0 | 0 | 0 | 0 | 0 | 0 | 4938.8337 | 4938.8337 | 1605.7364 | 1605.7364 | 0 | 3333.3904 | 0 | 295.3644 | 0 | 759.9323 | 0 | 617.4422 | 0 | 759.9323 | 0 | 550.721 | 0 | 759.9323 | 0 | 633.903 | 0 | 759.9323 | 0 | 1055.2967 | 1377.3745 | 1310.6533 | 1393.8354
130201 | 242.131 | 1220 | 3 | Standard Efficiency, No usage | Electric, 100% Usage | Standard, 100% Usage | Electric, 100% Usage | 318 Rated kWh, 100% Usage | 0-100% | None | None | Single-Family Detached | Single-Family Detached | Single-Family Detached | 1000-1499 | 0-1499 | 1 | Propane | 100% Conditioned | Central AC | None | Propane Fuel Furnace | None | 15000-19999 | 100% CFL | Vacant | 1960s | Electricity | Yes | 0 | 0 | 0 | 679.9249 | 2448.9019 | 0 | 319.7405 | 233.8707 | 0 | 0 | 978.8574 | 966.8415 | 357.2536 | 0 | 0 | 0 | 21.9803 | 0 | 0 | 0 | 0 | 0 | 400.042 | 0 | 0 | 0 | 0 | 0 | 0 | 0 | 0 | 0 | 0 | 0 | 0 | 0 | 0 | 0 | 0 | 9893.7863 | 0 | 0 | 16301.1991 | 16301.1991 | 6407.4128 | 6407.4128 | 0 | 0 | 9893.7863 | 1156.8651 | 0 | 0 | 2722.5952 | 2472.9879 | 0 | 0 | 2722.5952 | 2198.8979 | 0 | 0 | 2722.5952 | 2534.2242 | 0 | 0 | 2722.5952 | 3879.4603 | 5195.5831 | 4921.4931 | 5256.8194
130226 | 242.131 | 1690 | 3 | None | Electric, 100% Usage | EnergyStar, 100% Usage | Electric, 100% Usage | 318 Rated kWh, 100% Usage | 400%+ | None | None | Single-Family Detached | Single-Family Detached | Single-Family Detached | 1500-1999 | 1500-2499 | 2 | Propane | 100% Conditioned | Central AC | None | Propane Fuel Furnace | None | 80000-99999 | 100% LED | Occupied | 2000s | Electricity | Yes | 0 | 275.7799 | 16.1189 | 1282.7721 | 3591.2929 | 60.3726 | 0 | 82.646 | 0 | 0 | 0 | 0 | 1241.4491 | 30.7725 | 0 | 473.6028 | 21.9803 | 2067.9095 | 0 | 0 | 0 | 339.6694 | 434.0383 | 295.4156 | 0 | 0 | 0 | 0 | 0 | 0 | 0 | 0 | 0 | 0 | 0 | 0 | 0 | 0 | 0 | 13899.1886 | 0 | 0 | 24112.7154 | 24112.7154 | 10213.5268 | 10213.5268 | 0 | 0 | 13899.1886 | 1720.387 | 0 | 0 | 3824.8088 | 3718.694 | 0 | 0 | 3824.8088 | 3302.392 | 0 | 0 | 3824.8088 | 3907.4424 | 0 | 0 | 3824.8088 | 5545.1958 | 7543.5028 | 7127.2007 | 7732.2512
130294 | 242.131 | 1138 | 2 | Standard Efficiency | Electric, 100% Usage | EnergyStar, 100% Usage | Electric, 100% Usage | None | 400%+ | 67 | None | 50 or more Unit | Multifamily with 5+ units, 1-3 stories | Multi-Family with 5+ Units | 1000-1499 | 0-1499 | 3 | Natural Gas | 100% Conditioned | Central AC | None | Natural Gas Fuel Furnace | None | 100000-119999 | 100% Incandescent | Occupied | 1970s | Natural Gas | No | 67.9925 | 369.8557 | 21.6873 | 294.5364 | 1416.9986 | 0 | 0 | 82.353 | 0 | 0 | 0 | 0 | 0 | 156.793 | 0 | 1465.0623 | 16.412 | 1776.3038 | 0 | 0 | 0 | 389.4915 | 434.0383 | 309.19 | 0 | 0 | 0 | 0 | 0 | 0 | 0 | 4013.6083 | 0 | 3557.5897 | 0 | 0 | 0 | 0 | 0 | 0 | 0 | 0 | 14372.2053 | 14372.2053 | 6801.0073 | 6801.0073 | 0 | 7571.4911 | 0 | 1154.09 | 0 | 1726.1131 | 0 | 2535.8599 | 0 | 1726.1131 | 0 | 2238.0352 | 0 | 1726.1131 | 0 | 2693.7204 | 0 | 1726.1131 | 0 | 2880.2031 | 4261.973 | 3964.1483 | 4419.8335
130324 | 242.131 | 1690 | 4 | Standard Efficiency | Electric, 100% Usage | Standard, 100% Usage | Propane, 100% Usage | None | 200-300% | None | None | Single-Family Detached | Single-Family Detached | Single-Family Detached | 1500-1999 | 1500-2499 | 1 | Other Fuel | 100% Conditioned | Central AC | None | None | None | 35000-39999 | 100% CFL | Occupied | 2000s | Electricity | Yes | 67.9925 | 762.864 | 28.4279 | 961.2731 | 3988.9903 | 0 | 319.7405 | 0 | 0 | 0 | 0 | 0 | 2236.4253 | 46.0122 | 0 | 620.1384 | 21.9803 | 2382.6678 | 0 | 0 | 0 | 27.8418 | 914.0887 | 0 | 0 | 0 | 0 | 0 | 0 | 0 | 0 | 0 | 0 | 0 | 0 | 0 | 0 | 0 | 0 | 0 | 0 | 813.5653 | 13192.3011 | 13192.3011 | 12378.7359 | 12378.7359 | 0 | 0 | 813.5653 | 2049.465 | 0 | 0 | 223.8565 | 4446.6241 | 0 | 0 | 223.8565 | 3945.7093 | 0 | 0 | 223.8565 | 4697.2239 | 0 | 0 | 223.8565 | 2273.3215 | 4670.4805 | 4169.5658 | 4921.0803
130456 | 242.131 | 885 | 2 | None | Electric, 100% Usage | Standard, 100% Usage | Electric, 100% Usage | None | 0-100% | None | None | Mobile Home | Mobile Home | Mobile Home | 750-999 | 0-1499 | 1 | Fuel Oil | 40% Conditioned | Room AC | None | Fuel Oil Fuel Furnace | None | <10000 | 100% CFL | Vacant | 1960s | Electricity | Yes | 0 | 0 | 0 | 0 | 418.7986 | 0 | 0 | 150.3455 | 0 | 0 | 0 | 0 | 335.8594 | 0 | 0 | 0 | 16.412 | 0 | 0 | 0 | 0 | 0 | 434.0383 | 0 | 0 | 6046.6423 | 0 | 0 | 0 | 0 | 0 | 0 | 0 | 0 | 0 | 0 | 0 | 0 | 0 | 0 | 0 | 0 | 7401.8029 | 7401.8029 | 1355.1606 | 1355.1606 | 6046.6423 | 0 | 0 | 237.5645 | 1833.3247 | 0 | 0 | 513.0302 | 1833.3247 | 0 | 0 | 453.9521 | 1833.3247 | 0 | 0 | 538.9403 | 1833.3247 | 0 | 0 | 2070.8891 | 2346.3549 | 2287.2767 | 2372.265
130500 | 242.131 | 1675 | 3 | Standard Efficiency | Electric, 100% Usage | EnergyStar, 100% Usage | Gas, 100% Usage | 290 Rated kWh, 100% Usage | 400%+ | None | 6 | Single-Family Attached | Single-Family Attached | Single-Family Attached | 1500-1999 | 1500-2499 | 1 | Natural Gas | 100% Conditioned | Central AC | None | Natural Gas Fuel Furnace | None | 200000+ | 100% LED | Occupied | 1990s | Natural Gas | Yes | 67.9925 | 610.7601 | 35.7547 | 278.7106 | 2207.7044 | 149.7593 | 319.7405 | 397.6974 | 0 | 0 | 0 | 0 | 0 | 30.4794 | 0 | 470.6721 | 21.9803 | 2252.5442 | 0 | 0 | 0 | 35.4616 | 914.0887 | 0 | 0 | 0 | 0 | 0 | 0 | 0 | 0 | 18440.6179 | 0 | 5275.2793 | 0 | 0 | 1039.8162 | 0 | 0 | 0 | 0 | 0 | 32549.0592 | 32549.0592 | 7793.3459 | 7793.3459 | 0 | 24755.7133 | 0 | 1320.7435 | 0 | 5643.8131 | 0 | 2897.2627 | 0 | 5643.8131 | 0 | 2566.222 | 0 | 5643.8131 | 0 | 3033.5849 | 0 | 5643.8131 | 0 | 6964.5566 | 8541.0758 | 8210.0351 | 8677.398
130525 | 242.131 | 853 | 2 | None | Electric, 120% Usage | Standard, 120% Usage | Electric, 120% Usage | None | 300-400% | 8 | None | 5 to 9 Unit | Multifamily with 5+ units, 1-3 stories | Multi-Family with 5+ Units | 750-999 | 0-1499 | 2 | Electricity | 100% Conditioned | Heat Pump | None | Electricity ASHP | None | 50000-59999 | 100% Incandescent | Occupied | 1980s | Natural Gas | No | 0 | 846.3893 | 31.6517 | 681.6833 | 2271.3008 | 0 | 0 | 148.8801 | 198.9953 | 2508.6884 | 0 | 0 | 0 | 142.7256 | 0 | 1220.3479 | 16.412 | 3323.1329 | 0 | 0 | 0 | 467.4484 | 434.0383 | 0 | 0 | 0 | 0 | 0 | 0 | 0 | 0 | 0 | 0 | 5471.9299 | 0 | 0 | 0 | 0 | 0 | 0 | 0 | 0 | 17763.3306 | 17763.3306 | 12291.4007 | 12291.4007 | 0 | 5471.9299 | 0 | 2086.6256 | 0 | 1247.5092 | 0 | 4636.9378 | 0 | 1247.5092 | 0 | 4076.5875 | 0 | 1247.5092 | 0 | 4924.5426 | 0 | 1247.5092 | 0 | 3334.1348 | 5884.447 | 5324.0967 | 6172.0518
130556 | 242.131 | 1202 | 3 | Standard Efficiency, No usage | Electric, 100% Usage | Standard, 100% Usage | Electric, 100% Usage | None | 0-100% | None | 5 | Single-Family Attached | Single-Family Attached | Single-Family Attached | 1000-1499 | 0-1499 | 1 | Natural Gas | 80% Conditioned | Central AC | None | Natural Gas Fuel Boiler | None | 15000-19999 | 100% CFL | Vacant | 1970s | Natural Gas | Yes | 0 | 0 | 0 | 157.9653 | 799.791 | 0 | 0 | 37.8062 | 0 | 0 | 0 | 0 | 0 | 0 | 0 | 0 | 21.9803 | 0 | 0 | 0 | 0 | 0 | 834.0803 | 0 | 0 | 0 | 0 | 0 | 0 | 0 | 0 | 5714.5928 | 0 | 1585.8076 | 0 | 0 | 0 | 0 | 0 | 0 | 0 | 0 | 9151.7303 | 9151.7303 | 1851.3299 | 1851.3299 | 0 | 7300.4004 | 0 | 338.9174 | 0 | 1664.3229 | 0 | 722.721 | 0 | 1664.3229 | 0 | 642.3412 | 0 | 1664.3229 | 0 | 745.4101 | 0 | 1664.3229 | 0 | 2003.2404 | 2387.0439 | 2306.6642 | 2409.7331
130565 | 242.131 | 2176 | 3 | Standard Efficiency | Electric, 100% Usage | EnergyStar, 100% Usage | Electric, 100% Usage | None | 400%+ | None | None | Single-Family Detached | Single-Family Detached | Single-Family Detached | 2000-2499 | 1500-2499 | 2 | Electricity | 100% Conditioned | Central AC | None | Electricity Electric Furnace | None | 120000-139999 | 100% CFL | Occupied | 1980s | Electricity | Yes | 81.7668 | 648.8593 | 37.8062 | 648.5663 | 3684.4895 | 0 | 319.7405 | 466.2761 | 0 | 20015.2887 | 0 | 0 | 3465.8585 | 52.1667 | 0 | 753.7788 | 21.9803 | 3166.6329 | 0 | 0 | 0 | 537.1993 | 480.0504 | 0 | 0 | 0 | 0 | 0 | 0 | 0 | 0 | 0 | 0 | 0 | 0 | 0 | 0 | 0 | 0 | 0 | 0 | 0 | 34380.1672 | 34380.1672 | 34380.1672 | 34380.1672 | 0 | 0 | 0 | 6166.4495 | 0 | 0 | 0 | 14243.6219 | 0 | 0 | 0 | 12389.9268 | 0 | 0 | 0 | 14928.6865 | 0 | 0 | 0 | 6166.4495 | 14243.6219 | 12389.9268 | 14928.6865
130569 | 242.131 | 1202 | 2 | Standard Efficiency | Electric, 120% Usage | EnergyStar, 120% Usage | Electric, 120% Usage | None | 400%+ | None | 15 | Single-Family Attached | Single-Family Attached | Single-Family Attached | 1000-1499 | 0-1499 | 2 | Natural Gas | None | None | None | Natural Gas Fuel Furnace | None | 80000-99999 | 100% CFL | Occupied | <1940 | Electricity | Yes | 67.9925 | 540.13 | 31.6517 | 0 | 0 | 0 | 0 | 475.0682 | 0 | 0 | 0 | 0 | 4391.3769 | 40.1507 | 0 | 486.2049 | 16.412 | 3835.7142 | 0 | 0 | 0 | 518.4427 | 434.0383 | 0 | 0 | 0 | 0 | 0 | 0 | 0 | 0 | 20048.6988 | 0 | 0 | 0 | 0 | 0 | 0 | 0 | 0 | 0 | 0 | 30885.8809 | 30885.8809 | 10837.182 | 10837.182 | 0 | 20048.6988 | 0 | 1841.082 | 0 | 4570.6911 | 0 | 4149.4163 | 0 | 4570.6911 | 0 | 3636.1425 | 0 | 4570.6911 | 0 | 4441.1977 | 0 | 4570.6911 | 0 | 6411.7731 | 8720.1074 | 8206.8336 | 9011.8888
130585 | 242.131 | 1690 | 4 | Standard Efficiency | Electric, 100% Usage | EnergyStar, 100% Usage | None | 290 Rated kWh, 100% Usage | 200-300% | None | None | Single-Family Detached | Single-Family Detached | Single-Family Detached | 1500-1999 | 1500-2499 | 1 | Electricity | None | None | None | Electricity Baseboard | None | 70000-79999 | 100% LED | Occupied | 1940s | Electricity | Yes | 67.9925 | 773.1215 | 45.1329 | 0 | 0 | 195.1853 | 0 | 0 | 0 | 14331.4684 | 0 | 0 | 4485.1597 | 30.7725 | 16.7051 | 473.6028 | 21.9803 | 3326.9428 | 0 | 0 | 0 | 0 | 434.0383 | 0 | 0 | 0 | 0 | 0 | 0 | 0 | 0 | 0 | 0 | 0 | 0 | 0 | 0 | 0 | 0 | 0 | 0 | 0 | 24202.3951 | 24202.3951 | 24202.3951 | 24202.3951 | 0 | 0 | 0 | 4179.7652 | 0 | 0 | 0 | 9816.5767 | 0 | 0 | 0 | 8523.1045 | 0 | 0 | 0 | 10386.1435 | 0 | 0 | 0 | 4179.7652 | 9816.5767 | 8523.1045 | 10386.1435
130762 | 242.131 | 2663 | 4 | Standard Efficiency | Electric, 120% Usage | EnergyStar, 120% Usage | Electric, 120% Usage | 290 Rated kWh, 120% Usage | 400%+ | None | None | Single-Family Detached | Single-Family Detached | Single-Family Detached | 2500-2999 | 2500-3999 | 2 | Natural Gas | 40% Conditioned | Room AC | None | Natural Gas Fuel Boiler | None | 200000+ | 100% CFL | Occupied | <1940 | Natural Gas | Yes | 67.9925 | 778.6898 | 45.426 | 0 | 3276.2415 | 192.5477 | 319.7405 | 97.0065 | 0 | 0 | 0 | 0 | 0 | 58.3211 | 24.911 | 887.4192 | 21.9803 | 6643.335 | 0 | 0 | 0 | 644.7564 | 400.042 | 0 | 0 | 0 | 0 | 0 | 0 | 0 | 0 | 41948.1415 | 0 | 9799.4174 | 0 | 0 | 0 | 0 | 0 | 0 | 0 | 0 | 65206.2616 | 65206.2616 | 13458.7027 | 13458.7027 | 0 | 51747.5588 | 0 | 2291.1649 | 0 | 11797.3932 | 0 | 5021.1696 | 0 | 11797.3932 | 0 | 4441.2345 | 0 | 11797.3932 | 0 | 5288.0434 | 0 | 11797.3932 | 0 | 14088.5581 | 16818.5628 | 16238.6277 | 17085.4366
130798 | 242.131 | 8194 | 4 | Standard Efficiency | Electric, 120% Usage | EnergyStar, 120% Usage | Electric, 120% Usage | 318 Rated kWh, 120% Usage | 400%+ | None | None | Single-Family Detached | Single-Family Detached | Single-Family Detached | 4000+ | 4000+ | 2 | Electricity | None | None | None | Electricity Baseboard | None | 160000-179999 | 100% Incandescent | Occupied | 1980s | Natural Gas | Yes | 67.9925 | 629.5167 | 36.6339 | 0 | 0 | 161.7752 | 319.7405 | 0 | 0 | 16584.5988 | 0 | 0 | 0 | 509.6506 | 99.9372 | 7521.9621 | 21.9803 | 9531.5504 | 0 | 0 | 0 | 565.6272 | 434.0383 | 0 | 0 | 0 | 0 | 0 | 0 | 0 | 0 | 0 | 0 | 8246.4338 | 0 | 0 | 0 | 0 | 0 | 0 | 0 | 0 | 44731.4374 | 44731.4374 | 36484.7106 | 36484.7106 | 0 | 8246.4338 | 0 | 6618.7976 | 0 | 1880.0397 | 0 | 15224.969 | 0 | 1880.0397 | 0 | 13246.5941 | 0 | 1880.0397 | 0 | 16075.4696 | 0 | 1880.0397 | 0 | 8498.8373 | 17105.0086 | 15126.6338 | 17955.5093
130879 | 242.131 | 1220 | 2 | Standard Efficiency, No usage | Electric, 100% Usage | EnergyStar, 100% Usage | Electric, 100% Usage | None | 300-400% | None | None | Mobile Home | Mobile Home | Mobile Home | 1000-1499 | 0-1499 | 1 | Electricity | 100% Conditioned | Heat Pump | None | Electricity ASHP | None | 50000-59999 | 100% CFL | Vacant | 2010s | Electricity | Yes | 0 | 0 | 0 | 262.0055 | 870.4211 | 0 | 0 | 72.6816 | 77.0777 | 1196.9022 | 0 | 0 | 334.9802 | 0 | 0 | 0 | 16.412 | 0 | 0 | 0 | 0 | 0 | 434.0383 | 0 | 0 | 0 | 0 | 0 | 0 | 0 | 0 | 0 | 0 | 0 | 0 | 0 | 0 | 0 | 0 | 0 | 0 | 0 | 3264.8117 | 3264.8117 | 3264.8117 | 3264.8117 | 0 | 0 | 0 | 601.1056 | 0 | 0 | 0 | 1331.9581 | 0 | 0 | 0 | 1169.1579 | 0 | 0 | 0 | 1377.2797 | 0 | 0 | 0 | 601.1056 | 1331.9581 | 1169.1579 | 1377.2797
130920 | 242.131 | 1690 | 3 | None | Electric, 100% Usage | EnergyStar, 100% Usage | Electric, 100% Usage | 290 Rated kWh, 100% Usage | 400%+ | None | None | Single-Family Detached | Single-Family Detached | Single-Family Detached | 1500-1999 | 1500-2499 | 2 | Natural Gas | 40% Conditioned | Room AC | None | Natural Gas Fuel Boiler | None | 120000-139999 | 100% Incandescent | Occupied | 1950s | Natural Gas | Yes | 0 | 400.042 | 23.4457 | 0 | 2363.032 | 91.1451 | 0 | 106.3848 | 0 | 0 | 0 | 0 | 0 | 184.6348 | 99.9372 | 1938.9582 | 21.9803 | 2382.6678 | 0 | 0 | -11125.2709 | 405.6104 | 868.0765 | 351.6853 | 0 | 0 | 0 | 0 | 0 | 0 | 0 | 40596.2046 | 0 | 3945.9089 | 0 | 0 | 0 | 0 | 0 | 0 | 0 | 0 | 42653.5635 | 53779.1275 | -1888.55 | 9237.014 | 0 | 44542.1135 | 0 | 536.6465 | 0 | 10154.6749 | 0 | 764.8878 | 0 | 10154.6749 | 0 | 656.2779 | 0 | 10154.6749 | 0 | 651.8812 | 0 | 10154.6749 | 0 | 10691.3214 | 10919.5627 | 10810.9528 | 10806.5561
130948 | 242.131 | 617 | 2 | None | Gas, 100% Usage | Standard, 100% Usage | Gas, 100% Usage | 318 Rated kWh, 100% Usage | 150-200% | None | 12 | Single-Family Attached | Single-Family Attached | Single-Family Attached | 500-749 | 0-1499 | 1 | Natural Gas | 40% Conditioned | Room AC | None | Natural Gas Fuel Boiler | None | 30000-34999 | 100% CFL | Occupied | 1940s | Natural Gas | Yes | 0 | 76.7846 | 32.2378 | 0 | 472.1375 | 112.5393 | 0 | 81.7668 | 0 | 0 | 0 | 0 | 0 | 32.824 | 0 | 325.602 | 16.412 | 1827.8843 | 0 | 0 | 0 | 29.6002 | 434.0383 | 0 | 0 | 0 | 0 | 1019.0081 | 1421.9808 | 0 | 0 | 6376.0542 | 0 | 4431.5276 | 0 | 0 | 867.1973 | 0 | 0 | 0 | 0 | 0 | 17557.5947 | 17557.5947 | 3441.5336 | 3441.5336 | 0 | 14115.7681 | 0 | 582.3768 | 0 | 3218.1249 | 0 | 1283.1003 | 0 | 3218.1249 | 0 | 1131.4399 | 0 | 3218.1249 | 0 | 1366.2792 | 0 | 3218.1249 | 0 | 3800.5017 | 4501.2252 | 4349.5648 | 4584.4041
130976 | 242.131 | 2152 | 3 | Standard Efficiency | Electric, 100% Usage | EnergyStar, 100% Usage | Electric, 100% Usage | 318 Rated kWh, 100% Usage | 400%+ | None | 20 | Single-Family Attached | Single-Family Attached | Single-Family Attached | 2000-2499 | 1500-2499 | 2 | Electricity | 100% Conditioned | Central AC | None | Electricity Electric Furnace | None | 120000-139999 | 100% Incandescent | Occupied | 1960s | Electricity | No | 67.9925 | 530.4586 | 31.0655 | 446.3472 | 2201.8429 | 136.5711 | 0 | 888.8846 | 0 | 38648.4543 | 0 | 0 | 3149.0486 | 207.4943 | 0 | 2335.4834 | 21.9803 | 2194.8092 | 0 | 0 | 0 | 474.4821 | 434.0383 | 0 | 0 | 0 | 0 | 0 | 0 | 0 | 0 | 0 | 0 | 0 | 0 | 0 | 0 | 0 | 0 | 0 | 0 | 0 | 51768.953 | 51768.953 | 51768.953 | 51768.953 | 0 | 0 | 0 | 9677.4916 | 0 | 0 | 0 | 21719.0568 | 0 | 0 | 0 | 19368.5661 | 0 | 0 | 0 | 23892.0187 | 0 | 0 | 0 | 9677.4916 | 21719.0568 | 19368.5661 | 23892.0187
131001 | 242.131 | 1138 | 2 | None | Electric, 100% Usage | Standard, 100% Usage | Electric, 100% Usage | None | 400%+ | 36 | None | 20 to 49 Unit | Multifamily with 5+ units, 1-3 stories | Multi-Family with 5+ Units | 1000-1499 | 0-1499 | 3 | Electricity | 100% Conditioned | Heat Pump | Heating and Cooling | Electricity Shared Heating | Fan Coil Heating and Cooling, Electricity | 160000-179999 | 100% Incandescent | Occupied | 2010s | Electricity | Yes | 0 | 705.129 | 26.3764 | 21.6873 | 1725.3094 | 0 | 0 | 141.2603 | 0 | 2792.0881 | 0 | 0 | 2044.4638 | 156.793 | 0 | 1465.0623 | 16.412 | 1776.3038 | 0 | 0 | 0 | 389.4915 | 434.0383 | 0 | 0 | 0 | 0 | 0 | 0 | 0 | 0 | 0 | 0 | 0 | 0 | 0 | 0 | 0 | 0 | 0 | 0 | 0 | 11694.708 | 11694.708 | 11694.708 | 11694.708 | 0 | 0 | 0 | 2004.9372 | 0 | 0 | 0 | 4515.6195 | 0 | 0 | 0 | 3959.8664 | 0 | 0 | 0 | 4796.6069 | 0 | 0 | 0 | 2004.9372 | 4515.6195 | 3959.8664 | 4796.6069
131030 | 242.131 | 1220 | 3 | Standard Efficiency | Electric, 100% Usage | Standard, 100% Usage | Electric, 100% Usage | None | 300-400% | None | None | Single-Family Detached | Single-Family Detached | Single-Family Detached | 1000-1499 | 0-1499 | 1 | Electricity | 100% Conditioned | Heat Pump | None | Electricity ASHP | None | 40000-44999 | 100% LED | Occupied | 1970s | Natural Gas | Yes | 67.9925 | 525.7695 | 19.6358 | 982.6673 | 3549.6768 | 0 | 0 | 1026.0418 | 2880.5955 | 8735.8625 | 0 | 0 | 0 | 26.9625 | 0 | 375.131 | 21.9803 | 1918.4432 | 0 | 0 | 0 | 339.6694 | 434.0383 | 0 | 0 | 0 | 0 | 0 | 0 | 0 | 0 | 0 | 0 | 2752.8166 | 0 | 0 | 0 | 0 | 0 | 0 | 0 | 0 | 23656.9898 | 23656.9898 | 20904.1733 | 20904.1733 | 0 | 2752.8166 | 0 | 3966.2362 | 0 | 627.5904 | 0 | 8820.2433 | 0 | 627.5904 | 0 | 7926.7349 | 0 | 627.5904 | 0 | 9567.1385 | 0 | 627.5904 | 0 | 4593.8266 | 9447.8337 | 8554.3253 | 10194.7289
131113 | 242.131 | 866 | 1 | Standard Efficiency | Electric, 100% Usage | EnergyStar, 100% Usage | Electric, 100% Usage | 290 Rated kWh, 100% Usage | 200-300% | None | 6 | Single-Family Attached | Single-Family Attached | Single-Family Attached | 750-999 | 0-1499 | 2 | Natural Gas | 40% Conditioned | Room AC | None | Natural Gas Fuel Furnace | None | 35000-39999 | 100% Incandescent | Occupied | 1950s | Natural Gas | Yes | 67.9925 | 289.8473 | 16.9981 | 0 | 827.3396 | 60.3726 | 0 | 201.6329 | 0 | 0 | 0 | 0 | 0 | 143.3118 | 0 | 1231.4846 | 16.412 | 1603.978 | 0 | 0 | 0 | 346.9961 | 480.0504 | 0 | 0 | 0 | 0 | 0 | 0 | 0 | 0 | 8081.4348 | 0 | 2866.5281 | 0 | 0 | 0 | 0 | 0 | 0 | 0 | 0 | 16234.0858 | 16234.0858 | 5286.416 | 5286.416 | 0 | 10947.9629 | 0 | 917.1438 | 0 | 2495.897 | 0 | 2005.5097 | 0 | 2495.897 | 0 | 1766.9859 | 0 | 2495.897 | 0 | 2142.422 | 0 | 2495.897 | 0 | 3413.0408 | 4501.4067 | 4262.8829 | 4638.319
131136 | 242.131 | 1675 | 3 | None | Gas, 100% Usage | Standard, 100% Usage | Electric, 100% Usage | 318 Rated kWh, 100% Usage | 100-150% | None | 8 | Single-Family Attached | Single-Family Attached | Single-Family Attached | 1500-1999 | 1500-2499 | 1 | Natural Gas | None | None | None | Natural Gas Fuel Boiler | None | 25000-29999 | 100% LED | Occupied | 1940s | Natural Gas | Yes | 0 | 90.2659 | 37.8062 | 0 | 0 | 136.5711 | 319.7405 | 112.8324 | 0 | 0 | 0 | 0 | 0 | 30.4794 | 0 | 470.6721 | 21.9803 | 2121.5415 | 0 | 0 | 0 | 474.4821 | 434.0383 | 0 | 0 | 0 | 0 | 1200.7122 | 0 | 0 | 0 | 47775.2735 | 0 | 5251.5405 | 0 | 0 | 0 | 0 | 0 | 0 | 0 | 0 | 58477.6429 | 58477.6429 | 4250.4097 | 4250.4097 | 0 | 54227.2332 | 0 | 722.0837 | 0 | 12362.7235 | 0 | 1612.8742 | 0 | 12362.7235 | 0 | 1417.116 | 0 | 12362.7235 | 0 | 1723.9558 | 0 | 12362.7235 | 0 | 13084.8072 | 13975.5978 | 13779.8396 | 14086.6794
131238 | 242.131 | 3301 | 4 | None | Electric, 80% Usage | Standard, 80% Usage | Electric, 80% Usage | 318 Rated kWh, 80% Usage | 400%+ | None | None | Single-Family Detached | Single-Family Detached | Single-Family Detached | 3000-3999 | 2500-3999 | 2 | Electricity | 100% Conditioned | Heat Pump | None | Electricity ASHP | None | 60000-69999 | 100% CFL | Occupied | 2000s | Natural Gas | Yes | 0 | 420.557 | 15.8258 | 1176.9734 | 5674.149 | 48.3567 | 0 | 948.6711 | 3700.3153 | 17874.9907 | 0 | 0 | 0 | 66.2341 | 24.911 | 1062.6757 | 21.9803 | 1290.0989 | 0 | 0 | 0 | 271.6769 | 480.0504 | 0 | 0 | 0 | 0 | 0 | 1693.3646 | 0 | 0 | 0 | 0 | 2162.2784 | 0 | 0 | 0 | 0 | 0 | 0 | 0 | 0 | 36932.8162 | 36932.8162 | 33077.1732 | 33077.1732 | 0 | 3855.643 | 0 | 5909.9384 | 0 | 879.0008 | 0 | 13592.5 | 0 | 879.0008 | 0 | 11843.0881 | 0 | 879.0008 | 0 | 14205.8948 | 0 | 879.0008 | 0 | 6788.9392 | 14471.5008 | 12722.0889 | 15084.8956
131260 | 242.131 | 1690 | 4 | Standard Efficiency | Electric, 100% Usage | EnergyStar, 100% Usage | Electric, 100% Usage | 290 Rated kWh, 100% Usage | 400%+ | None | None | Single-Family Detached | Single-Family Detached | Single-Family Detached | 1500-1999 | 1500-2499 | 2 | Natural Gas | 100% Conditioned | Central AC | None | Natural Gas Fuel Furnace | None | 100000-119999 | 100% CFL | Occupied | 1950s | Natural Gas | Yes | 67.9925 | 275.7799 | 16.1189 | 903.8312 | 4113.8386 | 56.5627 | 319.7405 | 1081.7253 | 0 | 0 | 0 | 0 | 0 | 46.0122 | 24.911 | 620.1384 | 21.9803 | 2067.9095 | 0 | 0 | 0 | 339.6694 | 834.0803 | 0 | 0 | 0 | 0 | 0 | 0 | 0 | 0 | 44494.0498 | 0 | 1919.0294 | 0 | 0 | 0 | 0 | 0 | 0 | 0 | 0 | 57203.6629 | 57203.6629 | 10790.5837 | 10790.5837 | 0 | 46413.0792 | 0 | 1908.0123 | 0 | 10581.2209 | 0 | 4140.8652 | 0 | 10581.2209 | 0 | 3672.3918 | 0 | 10581.2209 | 0 | 4261.7788 | 0 | 10581.2209 | 0 | 12489.2332 | 14722.0861 | 14253.6127 | 14842.9997
131284 | 242.131 | 2176 | 4 | Standard Efficiency | Electric, 120% Usage | EnergyStar, 120% Usage | Gas, 120% Usage | 318 Rated kWh, 120% Usage | 400%+ | None | None | Single-Family Detached | Single-Family Detached | Single-Family Detached | 2000-2499 | 1500-2499 | 2 | Natural Gas | 100% Conditioned | Central AC | None | Natural Gas Fuel Furnace | None | 140000-159999 | 100% CFL | Occupied | 1990s | Natural Gas | Yes | 67.9925 | 480.0504 | 28.1348 | 448.1057 | 2188.0686 | 117.2284 | 319.7405 | 116.3492 | 0 | 0 | 0 | 0 | 0 | 52.1667 | 24.911 | 753.7788 | 21.9803 | 5074.5256 | 0 | 0 | 0 | 33.4101 | 434.0383 | 376.8894 | 0 | 0 | 0 | 0 | 0 | 828.805 | 0 | 14731.2173 | 0 | 4895.1661 | 0 | 0 | 976.2197 | 0 | 0 | 0 | 0 | 0 | 31968.7785 | 31968.7785 | 10537.3703 | 10537.3703 | 0 | 21431.1151 | 0 | 1823.2386 | 0 | 4885.8684 | 0 | 3956.6568 | 0 | 4885.8684 | 0 | 3497.5528 | 0 | 4885.8684 | 0 | 4183.7446 | 0 | 4885.8684 | 0 | 6709.107 | 8842.5252 | 8383.4212 | 9069.613
131336 | 242.131 | 2663 | 3 | Standard Efficiency | Electric, 100% Usage | EnergyStar, 100% Usage | Electric, 100% Usage | None | 0-100% | None | None | Single-Family Detached | Single-Family Detached | Single-Family Detached | 2500-2999 | 2500-3999 | 1 | Electricity | 100% Conditioned | Central AC | None | Electricity Electric Furnace | None | <10000 | 100% CFL | Occupied | 1980s | Electricity | Yes | 81.7668 | 524.5972 | 30.7725 | 530.4586 | 2161.3991 | 0 | 319.7405 | 44.2537 | 0 | 5724.5572 | 0 | 0 | 2703.8737 | 58.3211 | 24.911 | 887.4192 | 21.9803 | 3006.9092 | 0 | 0 | 0 | 471.2583 | 480.0504 | 0 | 0 | 0 | 0 | 0 | 0 | 0 | 0 | 0 | 0 | 0 | 0 | 0 | 0 | 0 | 0 | 0 | 0 | 0 | 17071.976 | 17071.976 | 17071.976 | 17071.976 | 0 | 0 | 0 | 3009.1585 | 0 | 0 | 0 | 6834.1955 | 0 | 0 | 0 | 5973.6151 | 0 | 0 | 0 | 7196.8966 | 0 | 0 | 0 | 3009.1585 | 6834.1955 | 5973.6151 | 7196.8966
131389 | 242.131 | 1690 | 3 | None | Electric, 80% Usage | EnergyStar, 80% Usage | Electric, 80% Usage | None | 400%+ | None | None | Single-Family Detached | Single-Family Detached | Single-Family Detached | 1500-1999 | 1500-2499 | 2 | Natural Gas | 80% Conditioned | Central AC | None | Natural Gas Fuel Furnace | None | 200000+ | 100% Incandescent | Occupied | 1980s | Natural Gas | Yes | 0 | 419.6778 | 24.618 | 1033.3686 | 3164.5814 | 0 | 0 | 384.8023 | 0 | 0 | 0 | 0 | 0 | 184.6348 | 99.9372 | 1938.9582 | 21.9803 | 1348.7131 | 0 | 0 | 0 | 377.1825 | 434.0383 | 0 | 0 | 0 | 0 | 0 | 0 | 0 | 0 | 16291.8208 | 0 | 2440.6959 | 0 | 0 | 0 | 0 | 0 | 0 | 0 | 0 | 28164.4229 | 28164.4229 | 9432.1993 | 9432.1993 | 0 | 18732.2236 | 0 | 1619.0721 | 0 | 4270.5781 | 0 | 3500.4136 | 0 | 4270.5781 | 0 | 3104.911 | 0 | 4270.5781 | 0 | 3662.6817 | 0 | 4270.5781 | 0 | 5889.6502 | 7770.9917 | 7375.489 | 7933.2598
131454 | 242.131 | 1690 | 4 | None | Electric, 80% Usage | Standard, 80% Usage | Electric, 80% Usage | None | 400%+ | None | None | Single-Family Detached | Single-Family Detached | Single-Family Detached | 1500-1999 | 1500-2499 | 1 | Natural Gas | 60% Conditioned | Central AC | None | Natural Gas Fuel Furnace | None | 100000-119999 | 100% Incandescent | Occupied | 1990s | Natural Gas | Yes | 0 | 610.174 | 22.8595 | 444.8819 | 1581.9976 | 0 | 319.7405 | 197.2368 | 0 | 0 | 0 | 0 | 0 | 184.6348 | 99.9372 | 1938.9582 | 21.9803 | 1191.3339 | 0 | 0 | 0 | 324.4297 | 868.0765 | 0 | 0 | 0 | 0 | 0 | 0 | 0 | 0 | 14460.7127 | 0 | 2766.884 | 0 | 0 | 0 | 0 | 0 | 0 | 0 | 0 | 25033.5447 | 25033.5447 | 7805.9479 | 7805.9479 | 0 | 17227.5967 | 0 | 1338.1093 | 0 | 3927.5543 | 0 | 2906.1699 | 0 | 3927.5543 | 0 | 2568.2232 | 0 | 3927.5543 | 0 | 3087.8223 | 0 | 3927.5543 | 0 | 5265.6636 | 6833.7242 | 6495.7775 | 7015.3766
131491 | 242.131 | 2663 | 3 | Standard Efficiency, No usage | None | None | Electric, 100% Usage | None | 400%+ | None | None | Single-Family Detached | Single-Family Detached | Single-Family Detached | 2500-2999 | 2500-3999 | 1 | Electricity | 100% Conditioned | Heat Pump | None | Electricity ASHP | None | 100000-119999 | 100% LED | Vacant | 1980s | Electricity | Yes | 0 | 0 | 0 | 1421.3947 | 3878.7956 | 0 | 319.7405 | 138.6226 | 268.4531 | 1893.5322 | 0 | 0 | 353.1506 | 0 | 0 | 0 | 21.9803 | 0 | 0 | 0 | 0 | 0 | 434.0383 | 0 | 0 | 0 | 0 | 0 | 0 | 0 | 0 | 0 | 0 | 0 | 0 | 0 | 0 | 0 | 0 | 0 | 0 | 0 | 8729.708 | 8729.708 | 8729.708 | 8729.708 | 0 | 0 | 0 | 1583.8956 | 0 | 0 | 0 | 3453.3674 | 0 | 0 | 0 | 3054.6911 | 0 | 0 | 0 | 3508.1569 | 0 | 0 | 0 | 1583.8956 | 3453.3674 | 3054.6911 | 3508.1569
131503 | 242.131 | 617 | 1 | None | Electric, 120% Usage | EnergyStar, 120% Usage | Gas, 120% Usage | None | 400%+ | None | 36 | Single-Family Attached | Single-Family Attached | Single-Family Attached | 500-749 | 0-1499 | 2 | Natural Gas | 100% Conditioned | Central AC | None | Natural Gas Fuel Wall/Floor Furnace | None | 80000-99999 | 100% CFL | Vacant | 1950s | Electricity | Yes | 0 | 0 | 0 | 413.5233 | 2303.5386 | 0 | 319.7405 | 0 | 0 | 0 | 0 | 0 | 362.2358 | 0 | 0 | 0 | 16.412 | 0 | 0 | 0 | 0 | 0 | 434.0383 | 0 | 0 | 0 | 0 | 0 | 0 | 0 | 0 | 5083.3177 | 0 | 0 | 0 | 0 | 0 | 0 | 0 | 0 | 0 | 0 | 8932.8062 | 8932.8062 | 3849.4885 | 3849.4885 | 0 | 5083.3177 | 0 | 663.842 | 0 | 1158.8677 | 0 | 1400.2015 | 0 | 1158.8677 | 0 | 1251.6278 | 0 | 1158.8677 | 0 | 1445.2247 | 0 | 1158.8677 | 0 | 1822.7097 | 2559.0693 | 2410.4955 | 2604.0924
131516 | 242.131 | 1138 | 2 | None | Electric, 100% Usage | EnergyStar, 100% Usage | Gas, 100% Usage | 318 Rated kWh, 100% Usage | 400%+ | 12 | None | 10 to 19 Unit | Multifamily with 5+ units, 1-3 stories | Multi-Family with 5+ Units | 1000-1499 | 0-1499 | 3 | Electricity | 100% Conditioned | Central AC | None | Electricity Electric Furnace | None | 100000-119999 | 100% Incandescent | Occupied | 1990s | Electricity | Yes | 0 | 450.1572 | 26.3764 | 258.7818 | 1399.4144 | 112.5393 | 0 | 19.6358 | 0 | 2591.9205 | 0 | 0 | 2589.869 | 156.793 | 0 | 1465.0623 | 16.412 | 1971.4891 | 0 | 0 | 0 | 29.6002 | 434.0383 | 0 | 0 | 0 | 0 | 0 | 0 | 0 | 0 | 0 | 0 | 0 | 0 | 0 | 867.1973 | 0 | 0 | 0 | 0 | 0 | 12389.5795 | 12389.5795 | 11522.3822 | 11522.3822 | 0 | 867.1973 | 0 | 2055.5096 | 0 | 197.7232 | 0 | 4542.7516 | 0 | 197.7232 | 0 | 4131.5048 | 0 | 197.7232 | 0 | 5005.649 | 0 | 197.7232 | 0 | 2253.2328 | 4740.4748 | 4329.228 | 5203.3722
131520 | 242.131 | 853 | 1 | Standard Efficiency | None | None | Electric, 100% Usage | None | 0-100% | 67 | None | 50 or more Unit | Multifamily with 5+ units, 1-3 stories | Multi-Family with 5+ Units | 750-999 | 0-1499 | 3 | Natural Gas | 100% Conditioned | Central AC | None | Natural Gas Fuel Furnace | None | <10000 | 100% LED | Occupied | 2000s | Natural Gas | No | 67.9925 | 0 | 0 | 193.4269 | 922.5877 | 0 | 0 | 286.0374 | 0 | 0 | 0 | 0 | 0 | 23.7388 | 0 | 298.0533 | 16.412 | 1661.713 | 0 | 0 | 0 | 389.4915 | 434.0383 | 0 | 0 | 0 | 0 | 0 | 0 | 0 | 0 | 11797.5759 | 0 | 3336.9072 | 0 | 0 | 0 | 0 | 0 | 0 | 0 | 0 | 19428.2674 | 19428.2674 | 4293.7842 | 4293.7842 | 0 | 15134.4831 | 0 | 733.9252 | 0 | 3450.3511 | 0 | 1619.0825 | 0 | 3450.3511 | 0 | 1428.6477 | 0 | 3450.3511 | 0 | 1702.534 | 0 | 3450.3511 | 0 | 4184.2762 | 5069.4336 | 4878.9987 | 5152.8851
131634 | 242.131 | 853 | 2 | Standard Efficiency | Electric, 80% Usage | Standard, 80% Usage | Electric, 80% Usage | None | 100-150% | 8 | None | 5 to 9 Unit | Multifamily with 5+ units, 1-3 stories | Multi-Family with 5+ Units | 750-999 | 0-1499 | 2 | Electricity | 100% Conditioned | Central AC | Cooling Only | Electricity Electric Boiler | Fan Coil Cooling Only | 35000-39999 | 100% Incandescent | Occupied | 1970s | Electricity | Yes | 67.9925 | 808.8762 | 30.1863 | 24.0318 | 1934.2691 | 0 | 0 | 55.3904 | 0 | 3386.4362 | 0 | 0 | 1732.3431 | 142.7256 | 0 | 1220.3479 | 16.412 | 1026.0418 | 0 | 0 | 0 | 379.527 | 434.0383 | 0 | 0 | 0 | 0 | 0 | 0 | 0 | 0 | 0 | 0 | 0 | 0 | 0 | 0 | 0 | 0 | 0 | 0 | 0 | 11258.9113 | 11258.9113 | 11258.9113 | 11258.9113 | 0 | 0 | 0 | 1961.0907 | 0 | 0 | 0 | 4428.6015 | 0 | 0 | 0 | 3879.2444 | 0 | 0 | 0 | 4677.3025 | 0 | 0 | 0 | 1961.0907 | 4428.6015 | 3879.2444 | 4677.3025
131664 | 242.131 | 866 | 2 | Standard Efficiency | Electric, 120% Usage | EnergyStar, 120% Usage | Electric, 120% Usage | None | 150-200% | None | 90 | Single-Family Attached | Single-Family Attached | Single-Family Attached | 750-999 | 0-1499 | 1 | Electricity | 100% Conditioned | Heat Pump | None | Electricity ASHP | None | 25000-29999 | 100% Incandescent | Occupied | 1990s | Electricity | Yes | 67.9925 | 444.0027 | 25.7903 | 353.1506 | 1276.6176 | 0 | 0 | 77.0777 | 177.0149 | 768.7254 | 0 | 0 | 3492.2349 | 143.3118 | 0 | 1231.4846 | 16.412 | 3470.2545 | 0 | 0 | 0 | 467.4484 | 434.0383 | 0 | 0 | 0 | 0 | 0 | 0 | 0 | 0 | 0 | 0 | 0 | 0 | 0 | 0 | 0 | 0 | 0 | 0 | 0 | 12445.5561 | 12445.5561 | 12445.5561 | 12445.5561 | 0 | 0 | 0 | 2100.0819 | 0 | 0 | 0 | 4697.5037 | 0 | 0 | 0 | 4125.3618 | 0 | 0 | 0 | 5003.401 | 0 | 0 | 0 | 2100.0819 | 4697.5037 | 4125.3618 | 5003.401
131759 | 242.131 | 1202 | 2 | Standard Efficiency | Electric, 100% Usage | EnergyStar, 100% Usage | Gas, 100% Usage | None | 0-100% | None | 8 | Single-Family Attached | Single-Family Attached | Single-Family Attached | 1000-1499 | 0-1499 | 2 | Electricity | None | None | None | Electricity Baseboard | None | 15000-19999 | 100% LED | Occupied | <1940 | Electricity | Yes | 67.9925 | 528.7002 | 31.0655 | 0 | 0 | 0 | 0 | 0 | 0 | 28670.2636 | 0 | 0 | 2929.2453 | 26.6695 | 0 | 371.321 | 16.412 | 2048.8599 | 0 | 0 | 0 | 32.5309 | 434.0383 | 0 | 0 | 0 | 0 | 0 | 0 | 0 | 0 | 0 | 0 | 0 | 517.5635 | 0 | 953.6533 | 0 | 0 | 0 | 0 | 0 | 36628.3154 | 36628.3154 | 35157.3917 | 35157.3917 | 0 | 1470.9237 | 0 | 6247.7686 | 0 | 335.3681 | 0 | 14741.4295 | 0 | 335.3681 | 0 | 12762.9934 | 0 | 335.3681 | 0 | 15597.7239 | 0 | 335.3681 | 0 | 6583.1367 | 15076.7976 | 13098.3615 | 15933.092
131767 | 242.131 | 1690 | 3 | None | Electric, 80% Usage | Standard, 80% Usage | Electric, 80% Usage | None | 200-300% | None | None | Single-Family Detached | Single-Family Detached | Single-Family Detached | 1500-1999 | 1500-2499 | 1 | Electricity | 60% Conditioned | Central AC | None | Electricity Electric Furnace | None | 45000-49999 | 100% Incandescent | Occupied | 1960s | Electricity | Yes | 0 | 610.174 | 22.8595 | 416.7471 | 3747.4998 | 0 | 0 | 332.0495 | 0 | 14209.8439 | 0 | 0 | 1387.3984 | 184.6348 | 0 | 1938.9582 | 21.9803 | 1191.3339 | 0 | 0 | 0 | 324.4297 | 434.0383 | 0 | 0 | 0 | 0 | 0 | 1570.2748 | 0 | 0 | 0 | 0 | 0 | 0 | 0 | 0 | 0 | 0 | 0 | 0 | 0 | 26391.636 | 26391.636 | 24821.6543 | 24821.6543 | 0 | 1570.2748 | 0 | 4497.8795 | 0 | 357.971 | 0 | 10353.1669 | 0 | 357.971 | 0 | 9021.2292 | 0 | 357.971 | 0 | 10822.7897 | 0 | 357.971 | 0 | 4855.8506 | 10711.1379 | 9379.2002 | 11180.7607
131780 | 242.131 | 13414 | 4 | Standard Efficiency | Electric, 100% Usage | EnergyStar, 100% Usage | Electric, 100% Usage | 290 Rated kWh, 100% Usage | 400%+ | None | 6 | Single-Family Attached | Single-Family Attached | Single-Family Attached | 4000+ | 4000+ | 2 | Natural Gas | 80% Conditioned | Central AC | Heating and Cooling | Natural Gas Shared Heating | Fan Coil Heating and Cooling, Natural Gas | 160000-179999 | 100% LED | Occupied | 2000s | Electricity | Yes | 67.9925 | 610.7601 | 35.7547 | 131.0028 | 9343.6919 | 149.7593 | 0 | 231.5261 | 0 | 0 | 0 | 0 | 3643.1665 | 128.3651 | 0 | 2932.7622 | 21.9803 | 4055.8105 | 0 | 0 | 0 | 516.9774 | 914.0887 | 0 | 0 | 0 | 0 | 0 | 0 | 0 | 0 | 37601.8975 | 0 | 0 | 0 | 0 | 0 | 0 | 0 | 0 | 0 | 0 | 60384.9494 | 60384.9494 | 22783.0519 | 22783.0519 | 0 | 37601.8975 | 0 | 3965.3952 | 0 | 8572.4735 | 0 | 8431.3024 | 0 | 8572.4735 | 0 | 7484.0704 | 0 | 8572.4735 | 0 | 8926.7083 | 0 | 8572.4735 | 0 | 12537.8687 | 17003.7759 | 16056.5439 | 17499.1818
131801 | 242.131 | 1675 | 4 | Standard Efficiency | Gas, 120% Usage | Standard, 120% Usage | Electric, 120% Usage | None | 400%+ | None | 10 | Single-Family Attached | Single-Family Attached | Single-Family Attached | 1500-1999 | 1500-2499 | 2 | Natural Gas | 100% Conditioned | Central AC | None | Natural Gas Fuel Furnace | None | 50000-59999 | 100% Incandescent | Occupied | 1990s | Electricity | Yes | 67.9925 | 59.2004 | 24.911 | 240.9044 | 1087.2937 | 0 | 319.7405 | 140.088 | 0 | 0 | 0 | 0 | 2408.165 | 183.7556 | 0 | 1926.0631 | 21.9803 | 3456.7733 | 0 | 0 | 0 | 416.454 | 480.0504 | 0 | 0 | 0 | 0 | 787.1889 | 0 | 0 | 0 | 8000.5471 | 0 | 0 | 0 | 0 | 0 | 0 | 0 | 0 | 0 | 0 | 19620.2289 | 19620.2289 | 10832.786 | 10832.786 | 0 | 8787.443 | 0 | 1841.424 | 0 | 2003.3728 | 0 | 4095.4932 | 0 | 2003.3728 | 0 | 3605.4506 | 0 | 2003.3728 | 0 | 4348.9334 | 0 | 2003.3728 | 0 | 3844.7968 | 6098.866 | 5608.8234 | 6352.3062
131841 | 242.131 | 2176 | 4 | Standard Efficiency | Electric, 100% Usage | EnergyStar, 100% Usage | Electric, 100% Usage | None | 400%+ | None | None | Single-Family Detached | Single-Family Detached | Single-Family Detached | 2000-2499 | 1500-2499 | 1 | Other Fuel | 100% Conditioned | Central AC | None | None | None | 120000-139999 | 100% LED | Occupied | 1990s | Electricity | Yes | 81.7668 | 524.5972 | 30.7725 | 676.9942 | 2704.7529 | 0 | 0 | 0 | 0 | 0 | 0 | 0 | 2639.9842 | 34.8755 | 0 | 575.5916 | 21.9803 | 2851.8746 | 0 | 0 | 0 | 471.2583 | 434.0383 | 0 | 0 | 0 | 0 | 0 | 0 | 0 | 0 | 0 | 0 | 0 | 0 | 0 | 0 | 0 | 0 | 0 | 0 | 0 | 11048.4863 | 11048.4863 | 11048.4863 | 11048.4863 | 0 | 0 | 0 | 1858.2341 | 0 | 0 | 0 | 4052.0409 | 0 | 0 | 0 | 3585.9012 | 0 | 0 | 0 | 4284.7837 | 0 | 0 | 0 | 1858.2341 | 4052.0409 | 3585.9012 | 4284.7837
131853 | 242.131 | 1690 | 3 | Standard Efficiency | Gas, 100% Usage | EnergyStar, 100% Usage | Electric, 100% Usage | 318 Rated kWh, 100% Usage | 400%+ | None | None | Single-Family Detached | Single-Family Detached | Single-Family Detached | 1500-1999 | 1500-2499 | 1 | Natural Gas | 20% Conditioned | Room AC | None | Natural Gas Fuel Wall/Floor Furnace | None | 80000-99999 | 100% Incandescent | Occupied | 2000s | Natural Gas | Yes | 67.9925 | 46.8914 | 30.7725 | 0 | 597.865 | 134.8127 | 0 | 0 | 0 | 0 | 0 | 0 | 0 | 184.6348 | 99.9372 | 1938.9582 | 21.9803 | 2697.4261 | 0 | 0 | 0 | 471.2583 | 434.0383 | 0 | 0 | 0 | 0 | 622.776 | 0 | 0 | 0 | 16928.9573 | 0 | 4985.432 | 0 | 0 | 0 | 0 | 0 | 0 | 0 | 0 | 29263.4394 | 29263.4394 | 6726.2741 | 6726.2741 | 0 | 22537.1653 | 0 | 1161.4659 | 0 | 5138.019 | 0 | 2557.7489 | 0 | 5138.019 | 0 | 2251.1576 | 0 | 5138.019 | 0 | 2729.3311 | 0 | 5138.019 | 0 | 6299.4849 | 7695.7679 | 7389.1767 | 7867.3501
131907 | 242.131 | 2176 | 3 | Standard Efficiency | Electric, 120% Usage | Standard, 120% Usage | Electric, 120% Usage | 290 Rated kWh, 120% Usage | 400%+ | None | None | Single-Family Detached | Single-Family Detached | Single-Family Detached | 2000-2499 | 1500-2499 | 1 | Electricity | 100% Conditioned | Central AC | None | Electricity Electric Furnace | None | 120000-139999 | 100% Incandescent | Occupied | 2000s | Electricity | Yes | 67.9925 | 915.261 | 34.2893 | 342.6001 | 2973.206 | 109.3155 | 0 | 350.8061 | 0 | 14869.2538 | 0 | 0 | 4485.7458 | 208.6666 | 99.9372 | 2355.9983 | 21.9803 | 5074.5256 | 0 | 0 | 0 | 486.498 | 1356.0398 | 0 | 0 | 0 | 0 | 0 | 0 | 0 | 0 | 0 | 0 | 0 | 0 | 0 | 0 | 0 | 0 | 0 | 0 | 0 | 33752.7021 | 33752.7021 | 33752.7021 | 33752.7021 | 0 | 0 | 0 | 5684.8069 | 0 | 0 | 0 | 13143.3991 | 0 | 0 | 0 | 11463.5901 | 0 | 0 | 0 | 13952.0491 | 0 | 0 | 0 | 5684.8069 | 13143.3991 | 11463.5901 | 13952.0491
132040 | 242.131 | 866 | 2 | None | Electric, 100% Usage | EnergyStar, 100% Usage | Gas, 100% Usage | 290 Rated kWh, 100% Usage | 0-100% | None | 6 | Single-Family Attached | Single-Family Attached | Single-Family Attached | 750-999 | 0-1499 | 1 | Natural Gas | 100% Conditioned | Central AC | None | Natural Gas Fuel Furnace | None | 15000-19999 | 100% Incandescent | Occupied | 1970s | Natural Gas | Yes | 0 | 369.8557 | 21.6873 | 338.4971 | 2358.0498 | 82.646 | 319.7405 | 268.4531 | 0 | 0 | 0 | 0 | 0 | 143.3118 | 0 | 1231.4846 | 16.412 | 1735.2738 | 0 | 0 | 0 | 26.6695 | 914.0887 | 0 | 0 | 0 | 0 | 0 | 0 | 0 | 0 | 12367.8922 | 0 | 3555.5382 | 0 | 0 | 781.0344 | 0 | 0 | 0 | 0 | 0 | 24530.6347 | 24530.6347 | 7826.1699 | 7826.1699 | 0 | 16704.4648 | 0 | 1346.0313 | 0 | 3808.2695 | 0 | 2929.1344 | 0 | 3808.2695 | 0 | 2592.3062 | 0 | 3808.2695 | 0 | 3082.098 | 0 | 3808.2695 | 0 | 5154.3007 | 6737.4039 | 6400.5757 | 6890.3675
132046 | 242.131 | 885 | 3 | Standard Efficiency | Electric, 120% Usage | Standard, 120% Usage | Electric, 120% Usage | 318 Rated kWh, 120% Usage | 300-400% | None | None | Single-Family Detached | Single-Family Detached | Single-Family Detached | 750-999 | 0-1499 | 2 | Fuel Oil | 100% Conditioned | Central AC | None | Fuel Oil Fuel Furnace | None | 60000-69999 | 100% LED | Occupied | 1970s | Electricity | Yes | 67.9925 | 1199.833 | 44.8399 | 443.4165 | 3149.9279 | 161.7752 | 0 | 275.7799 | 0 | 0 | 0 | 0 | 5894.8315 | 24.0318 | 0 | 304.7939 | 21.9803 | 4882.8571 | 0 | 0 | 0 | 565.6272 | 434.0383 | 0 | 0 | 14496.4674 | 0 | 0 | 0 | 0 | 0 | 0 | 0 | 0 | 0 | 0 | 0 | 0 | 0 | 0 | 0 | 0 | 31968.4854 | 31968.4854 | 17472.018 | 17472.018 | 14496.4674 | 0 | 0 | 2847.1934 | 4395.2969 | 0 | 0 | 6309.8092 | 4395.2969 | 0 | 0 | 5570.3461 | 4395.2969 | 0 | 0 | 6737.4184 | 4395.2969 | 0 | 0 | 7242.4903 | 10705.1061 | 9965.643 | 11132.7153
132050 | 242.131 | 2176 | 3 | None | Electric, 80% Usage | Standard, 80% Usage | Electric, 80% Usage | None | 400%+ | None | None | Single-Family Detached | Single-Family Detached | Single-Family Detached | 2000-2499 | 1500-2499 | 1 | Natural Gas | None | None | None | Natural Gas Fuel Furnace | None | 200000+ | 100% Incandescent | Occupied | 1970s | Electricity | Yes | 0 | 420.557 | 15.8258 | 0 | 0 | 0 | 0 | 264.057 | 0 | 0 | 0 | 0 | 772.2423 | 208.6666 | 99.9372 | 2355.9983 | 21.9803 | 1111.3255 | 0 | 1816.4545 | 0 | 271.6769 | 434.0383 | 0 | 0 | 0 | 0 | 0 | 0 | 0 | 0 | 12235.4241 | 0 | 0 | 0 | 0 | 0 | 0 | 0 | 0 | 0 | 0 | 20027.8908 | 20027.8908 | 7792.7598 | 7792.7598 | 0 | 12235.4241 | 0 | 1168.0475 | 0 | 2789.4157 | 0 | 2732.5543 | 0 | 2789.4157 | 0 | 2399.1226 | 0 | 2789.4157 | 0 | 2926.0337 | 0 | 2789.4157 | 0 | 3957.4632 | 5521.97 | 5188.5383 | 5715.4494
132093 | 242.131 | 328 | 2 | Standard Efficiency | Gas, 120% Usage | EnergyStar, 120% Usage | Electric, 120% Usage | 318 Rated kWh, 120% Usage | 0-100% | None | None | Single-Family Detached | Single-Family Detached | Single-Family Detached | 0-499 | 0-1499 | 1 | Natural Gas | 100% Conditioned | Central AC | None | Natural Gas Fuel Furnace | None | <10000 | 100% CFL | Occupied | 1960s | Electricity | Yes | 67.9925 | 29.6002 | 19.3427 | 450.4502 | 1434.5829 | 72.6816 | 319.7405 | 52.4597 | 0 | 0 | 0 | 0 | 2076.1155 | 29.014 | 0 | 246.1797 | 16.412 | 3269.7939 | 0 | 0 | 0 | 407.3688 | 960.1008 | 0 | 0 | 0 | 0 | 393.0083 | 0 | 0 | 0 | 5963.4101 | 0 | 0 | 0 | 0 | 0 | 0 | 0 | 0 | 0 | 0 | 15807.9604 | 15807.9604 | 9451.542 | 9451.542 | 0 | 6356.1254 | 0 | 1599.8303 | 0 | 1449.0911 | 0 | 3537.3129 | 0 | 1449.0911 | 0 | 3120.7922 | 0 | 1449.0911 | 0 | 3746.5514 | 0 | 1449.0911 | 0 | 3048.9214 | 4986.404 | 4569.8833 | 5195.6425
132148 | 242.131 | 617 | 1 | Standard Efficiency | Electric, 100% Usage | Standard, 100% Usage | Electric, 100% Usage | None | 300-400% | 24 | None | 20 to 49 Unit | Multifamily with 5+ units, 1-3 stories | Multi-Family with 5+ Units | 500-749 | 0-1499 | 3 | Natural Gas | 100% Conditioned | Central AC | None | Natural Gas Fuel Furnace | None | 40000-44999 | 100% Incandescent | Occupied | 1960s | Natural Gas | No | 67.9925 | 552.439 | 20.808 | 307.7246 | 1327.0258 | 0 | 0 | 21.3942 | 0 | 0 | 0 | 0 | 0 | 130.7097 | 0 | 1017.8358 | 16.412 | 1371.2795 | 0 | 0 | 0 | 346.9961 | 400.042 | 0 | 0 | 0 | 0 | 0 | 0 | 0 | 0 | 1304.4593 | 0 | 2957.6732 | 0 | 0 | 0 | 0 | 0 | 0 | 0 | 0 | 9843.085 | 9843.085 | 5580.9524 | 5580.9524 | 0 | 4262.1326 | 0 | 929.9573 | 0 | 971.6838 | 0 | 2081.9908 | 0 | 971.6838 | 0 | 1837.1208 | 0 | 971.6838 | 0 | 2185.1205 | 0 | 971.6838 | 0 | 1901.6411 | 3053.6746 | 2808.8045 | 3156.8042
132194 | 242.131 | 2663 | 4 | Standard Efficiency | Gas, 80% Usage | EnergyStar, 80% Usage | Electric, 80% Usage | 290 Rated kWh, 80% Usage | 400%+ | None | None | Single-Family Detached | Single-Family Detached | Single-Family Detached | 2500-2999 | 2500-3999 | 2 | Natural Gas | 100% Conditioned | Central AC | None | Natural Gas Fuel Furnace | None | 100000-119999 | 100% Incandescent | Occupied | 1980s | Natural Gas | Yes | 67.9925 | 28.721 | 18.7565 | 1158.2169 | 3650.7863 | 72.9747 | 319.7405 | 251.455 | 0 | 0 | 0 | 0 | 0 | 233.2846 | 99.9372 | 2774.2107 | 21.9803 | 1346.0754 | 0 | 0 | 0 | 324.4297 | 1790.0781 | 0 | 0 | 0 | 0 | 380.1132 | 0 | 0 | 0 | 15307.3951 | 0 | 2773.0385 | 0 | 0 | 0 | 0 | 0 | 0 | 0 | 0 | 30618.6 | 30618.6 | 12157.7603 | 12157.7603 | 0 | 18460.8398 | 0 | 2195.9232 | 0 | 4208.6609 | 0 | 4730.4908 | 0 | 4208.6609 | 0 | 4189.9588 | 0 | 4208.6609 | 0 | 4928.5487 | 0 | 4208.6609 | 0 | 6404.5841 | 8939.1517 | 8398.6197 | 9137.2096
132220 | 242.131 | 1220 | 2 | Standard Efficiency | Gas, 120% Usage | EnergyStar, 120% Usage | Electric, 120% Usage | None | 400%+ | None | None | Single-Family Detached | Single-Family Detached | Single-Family Detached | 1000-1499 | 0-1499 | 1 | Natural Gas | 100% Conditioned | Central AC | None | Natural Gas Fuel Furnace | None | 50000-59999 | 100% CFL | Occupied | 1970s | Natural Gas | Yes | 67.9925 | 29.6002 | 19.3427 | 933.4314 | 3022.4419 | 0 | 0 | 114.0046 | 0 | 0 | 691.3547 | 682.8556 | 0 | 40.1507 | 24.911 | 491.1871 | 16.412 | 3836.8864 | 0 | 0 | 0 | 407.3688 | 434.0383 | 0 | 0 | 0 | 0 | 393.0083 | 0 | 0 | 0 | 6930.8377 | 0 | 3738.1215 | 0 | 0 | 0 | 0 | 0 | 0 | 0 | 0 | 21874.2385 | 21874.2385 | 10812.271 | 10812.271 | 0 | 11061.9675 | 0 | 1885.8411 | 0 | 2521.8747 | 0 | 4087.5572 | 0 | 2521.8747 | 0 | 3621.55 | 0 | 2521.8747 | 0 | 4272.8433 | 0 | 2521.8747 | 0 | 4407.7158 | 6609.4319 | 6143.4247 | 6794.718
132269 | 242.131 | 1138 | 2 | Standard Efficiency | None | None | Electric, 120% Usage | 318 Rated kWh, 120% Usage | 100-150% | 67 | None | 50 or more Unit | Multifamily with 5+ units, 1-3 stories | Multi-Family with 5+ Units | 1000-1499 | 0-1499 | 3 | Electricity | 100% Conditioned | Central AC | None | Electricity Electric Furnace | None | 20000-24999 | 100% Incandescent | Occupied | 2000s | Electricity | Yes | 67.9925 | 0 | 0 | 344.6516 | 1627.7167 | 106.3848 | 0 | 1.4654 | 0 | 218.631 | 0 | 0 | 3542.35 | 156.793 | 0 | 1465.0623 | 16.412 | 3552.9006 | 0 | 0 | 0 | 467.4484 | 868.0765 | 0 | 0 | 0 | 0 | 0 | 0 | 0 | 0 | 0 | 0 | 0 | 0 | 0 | 0 | 0 | 0 | 0 | 0 | 0 | 12435.8847 | 12435.8847 | 12435.8847 | 12435.8847 | 0 | 0 | 0 | 2124.3101 | 0 | 0 | 0 | 4725.0291 | 0 | 0 | 0 | 4151.9845 | 0 | 0 | 0 | 5041.4778 | 0 | 0 | 0 | 2124.3101 | 4725.0291 | 4151.9845 | 5041.4778
132293 | 242.131 | 8194 | 5 | Standard Efficiency | Electric, 120% Usage | EnergyStar, 120% Usage | Electric, 120% Usage | 290 Rated kWh, 120% Usage | 400%+ | None | None | Single-Family Detached | Single-Family Detached | Single-Family Detached | 4000+ | 4000+ | 2 | Natural Gas | 100% Conditioned | Central AC | None | Natural Gas Fuel Furnace | None | 180000-199999 | 100% Incandescent | Occupied | 2010s | Natural Gas | Yes | 67.9925 | 927.863 | 54.2181 | 993.5109 | 3358.3014 | 234.1638 | 0 | 109.3155 | 0 | 0 | 2193.3439 | 2166.6744 | 0 | 509.6506 | 99.9372 | 7521.669 | 27.2556 | 10790.5837 | 0 | 0 | 0 | 723.8855 | 880.0924 | 0 | 0 | 0 | 0 | 0 | 0 | 1889.1361 | 0 | 9436.8885 | 0 | 12456.9858 | 0 | 0 | 0 | 0 | 0 | 0 | 0 | 0 | 54441.7612 | 54441.7612 | 30658.7508 | 30658.7508 | 0 | 23783.0104 | 0 | 5340.5562 | 0 | 5422.0327 | 0 | 11662.19 | 0 | 5422.0327 | 0 | 10720.8439 | 0 | 5422.0327 | 0 | 12915.5329 | 0 | 5422.0327 | 0 | 10762.5889 | 17084.2228 | 16142.8766 | 18337.5656
132547 | 242.131 | 2176 | 3 | Standard Efficiency | Electric, 80% Usage | EnergyStar, 80% Usage | Electric, 80% Usage | None | 400%+ | None | None | Single-Family Detached | Single-Family Detached | Single-Family Detached | 2000-2499 | 1500-2499 | 1 | Natural Gas | 20% Conditioned | Room AC | None | Natural Gas Fuel Furnace | None | 50000-59999 | 100% CFL | Occupied | <1940 | Natural Gas | Yes | 67.9925 | 220.6825 | 12.8951 | 0 | 615.4492 | 0 | 319.7405 | 970.6514 | 0 | 0 | 0 | 0 | 0 | 52.1667 | 0 | 753.7788 | 21.9803 | 1111.3255 | 0 | 0 | 0 | 271.6769 | 434.0383 | 0 | 0 | 0 | 0 | 0 | 0 | 0 | 0 | 40970.4564 | 0 | 1843.124 | 0 | 0 | 0 | 0 | 0 | 0 | 0 | 0 | 47665.958 | 47665.958 | 4852.3777 | 4852.3777 | 0 | 42813.5803 | 0 | 820.4293 | 0 | 9760.6374 | 0 | 1823.0331 | 0 | 9760.6374 | 0 | 1602.6004 | 0 | 9760.6374 | 0 | 1947.1895 | 0 | 9760.6374 | 0 | 10581.0667 | 11583.6705 | 11363.2377 | 11707.8269
132568 | 242.131 | 1690 | 4 | Standard Efficiency | Electric, 80% Usage | Standard, 80% Usage | Electric, 80% Usage | None | 400%+ | None | None | Single-Family Detached | Single-Family Detached | Single-Family Detached | 1500-1999 | 1500-2499 | 1 | Natural Gas | 60% Conditioned | Room AC | None | Natural Gas Fuel Furnace | None | 200000+ | 100% CFL | Occupied | 1950s | Natural Gas | Yes | 67.9925 | 1179.318 | 44.2537 | 0 | 1466.5276 | 0 | 0 | 546.8706 | 0 | 0 | 0 | 0 | 0 | 46.0122 | 24.911 | 620.1384 | 21.9803 | 1663.4714 | 0 | 0 | 0 | 482.6881 | 868.0765 | 0 | 0 | 0 | 0 | 0 | 0 | 0 | 0 | 22002.6037 | 0 | 4107.9772 | 0 | 0 | 0 | 0 | 0 | 0 | 0 | 0 | 33142.8212 | 33142.8212 | 7032.2403 | 7032.2403 | 0 | 26110.5808 | 0 | 1193.3752 | 0 | 5952.6619 | 0 | 2629.7308 | 0 | 5952.6619 | 0 | 2322.4651 | 0 | 5952.6619 | 0 | 2765.3907 | 0 | 5952.6619 | 0 | 7146.0371 | 8582.3927 | 8275.1269 | 8718.0526
132594 | 242.131 | 853 | 1 | Standard Efficiency, No usage | None | None | Electric, 100% Usage | 318 Rated kWh, 100% Usage | 400%+ | 10 | None | 10 to 19 Unit | Multifamily with 5+ units, 1-3 stories | Multi-Family with 5+ Units | 750-999 | 0-1499 | 2 | Electricity | 100% Conditioned | Central AC | None | Electricity Electric Furnace | None | 70000-79999 | 100% Incandescent | Vacant | 1990s | Electricity | Yes | 0 | 0 | 0 | 248.8173 | 1247.8966 | 0 | 0 | 26.3764 | 0 | 3727.2779 | 0 | 0 | 349.0476 | 0 | 0 | 0 | 16.412 | 0 | 0 | 0 | 0 | 0 | 434.0383 | 0 | 0 | 0 | 0 | 0 | 0 | 0 | 0 | 0 | 0 | 0 | 0 | 0 | 0 | 0 | 0 | 0 | 0 | 0 | 6050.1592 | 6050.1592 | 6050.1592 | 6050.1592 | 0 | 0 | 0 | 1138.1553 | 0 | 0 | 0 | 2611.3231 | 0 | 0 | 0 | 2274.4428 | 0 | 0 | 0 | 2692.9126 | 0 | 0 | 0 | 1138.1553 | 2611.3231 | 2274.4428 | 2692.9126
132625 | 242.131 | 1220 | 2 | Standard Efficiency | Electric, 100% Usage | EnergyStar, 100% Usage | Electric, 100% Usage | 290 Rated kWh, 100% Usage | 400%+ | None | None | Single-Family Detached | Single-Family Detached | Single-Family Detached | 1000-1499 | 0-1499 | 1 | Fuel Oil | 100% Conditioned | Central AC | None | Fuel Oil Fuel Furnace | None | 80000-99999 | 100% LED | Occupied | 1950s | Electricity | Yes | 67.9925 | 400.042 | 23.4457 | 599.6234 | 1900.2728 | 91.1451 | 319.7405 | 569.4371 | 0 | 0 | 0 | 0 | 2187.4825 | 26.9625 | 0 | 375.131 | 16.412 | 2233.2016 | 0 | 0 | 0 | 405.6104 | 914.0887 | 0 | 0 | 30885.2947 | 0 | 0 | 0 | 0 | 0 | 0 | 0 | 0 | 0 | 0 | 0 | 0 | 0 | 0 | 0 | 0 | 41015.8824 | 41015.8824 | 10130.5877 | 10130.5877 | 30885.2947 | 0 | 0 | 1697.0909 | 9364.3986 | 0 | 0 | 3733.6118 | 9364.3986 | 0 | 0 | 3297.0432 | 9364.3986 | 0 | 0 | 3960.8652 | 9364.3986 | 0 | 0 | 11061.4895 | 13098.0104 | 12661.4418 | 13325.2638
132648 | 242.131 | 1220 | 4 | Standard Efficiency | Propane, 100% Usage | EnergyStar, 100% Usage | Electric, 100% Usage | None | 300-400% | None | None | Single-Family Detached | Single-Family Detached | Single-Family Detached | 1000-1499 | 0-1499 | 1 | Electricity | 100% Conditioned | Heat Pump | None | Electricity ASHP | None | 60000-69999 | 100% LED | Occupied | 1990s | Electricity | Yes | 67.9925 | 35.7547 | 23.4457 | 883.6093 | 2729.3709 | 0 | 0 | 249.6966 | 1256.3957 | 4256.5642 | 0 | 0 | 2106.3018 | 26.9625 | 0 | 375.131 | 21.9803 | 2233.2016 | 0 | 0 | 0 | 405.6104 | 1836.0903 | 0 | 0 | 0 | 0 | 0 | 0 | 0 | 0 | 0 | 0 | 0 | 0 | 0 | 0 | 475.0682 | 0 | 0 | 0 | 0 | 16982.8824 | 16982.8824 | 16507.8142 | 16507.8142 | 0 | 0 | 475.0682 | 2921.3285 | 0 | 0 | 130.7544 | 6577.5779 | 0 | 0 | 130.7544 | 5764.7172 | 0 | 0 | 130.7544 | 6895.3271 | 0 | 0 | 130.7544 | 3052.0829 | 6708.3322 | 5895.4716 | 7026.0814
132757 | 242.131 | 1690 | 4 | Standard Efficiency | Gas, 120% Usage | EnergyStar, 120% Usage | Electric, 120% Usage | 290 Rated kWh, 120% Usage | 200-300% | None | None | Single-Family Detached | Single-Family Detached | Single-Family Detached | 1500-1999 | 1500-2499 | 1 | Natural Gas | 100% Conditioned | Central AC | None | Natural Gas Fuel Furnace | None | 40000-44999 | 100% LED | Occupied | 1970s | Natural Gas | Yes | 67.9925 | 42.7884 | 28.1348 | 700.4399 | 2493.4487 | 109.3155 | 0 | 648.5663 | 0 | 0 | 0 | 0 | 0 | 30.7725 | 0 | 473.6028 | 21.9803 | 4765.3356 | 0 | 0 | 0 | 486.498 | 1160.8545 | 0 | 0 | 0 | 0 | 570.3163 | 0 | 0 | 0 | 31694.4639 | 0 | 6264.6872 | 0 | 0 | 0 | 0 | 0 | 0 | 0 | 0 | 49559.4902 | 49559.4902 | 11030.3159 | 11030.3159 | 0 | 38529.4674 | 0 | 1849.326 | 0 | 8783.8938 | 0 | 4001.322 | 0 | 8783.8938 | 0 | 3541.5499 | 0 | 8783.8938 | 0 | 4264.3471 | 0 | 8783.8938 | 0 | 10633.2198 | 12785.2158 | 12325.4437 | 13048.2409
132790 | 242.131 | 1690 | 3 | Standard Efficiency | Electric, 100% Usage | EnergyStar, 100% Usage | Gas, 100% Usage | 290 Rated kWh, 100% Usage | 300-400% | None | None | Single-Family Detached | Single-Family Detached | Single-Family Detached | 1500-1999 | 1500-2499 | 1 | Natural Gas | 100% Conditioned | Central AC | None | Natural Gas Fuel Furnace | None | 50000-59999 | 100% LED | Occupied | 1990s | Natural Gas | Yes | 67.9925 | 400.042 | 23.4457 | 288.675 | 1430.4799 | 91.1451 | 319.7405 | 411.4718 | 0 | 0 | 0 | 0 | 0 | 30.7725 | 16.7051 | 473.6028 | 21.9803 | 2382.6678 | 0 | 0 | 0 | 27.8418 | 480.0504 | 0 | 0 | 0 | 0 | 0 | 0 | 0 | 0 | 16446.8554 | 0 | 3815.1992 | 0 | 0 | 813.5653 | 0 | 0 | 0 | 0 | 0 | 27541.9399 | 27541.9399 | 6466.6132 | 6466.6132 | 0 | 21075.3268 | 0 | 1112.5469 | 0 | 4804.7493 | 0 | 2445.326 | 0 | 4804.7493 | 0 | 2158.8302 | 0 | 4804.7493 | 0 | 2572.6593 | 0 | 4804.7493 | 0 | 5917.2962 | 7250.0753 | 6963.5795 | 7377.4086
132849 | 242.131 | 1220 | 3 | Standard Efficiency | Electric, 100% Usage | EnergyStar, 100% Usage | Electric, 100% Usage | None | 400%+ | None | None | Single-Family Detached | Single-Family Detached | Single-Family Detached | 1000-1499 | 0-1499 | 1 | Natural Gas | 100% Conditioned | Central AC | None | Natural Gas Fuel Furnace | None | 200000+ | 100% LED | Occupied | 1950s | Natural Gas | Yes | 67.9925 | 897.6767 | 52.4597 | 1023.9903 | 3609.4633 | 0 | 319.7405 | 102.8679 | 0 | 0 | 0 | 0 | 0 | 26.9625 | 0 | 375.131 | 21.9803 | 3492.2349 | 0 | 0 | 0 | 669.0813 | 480.0504 | 0 | 0 | 0 | 0 | 0 | 0 | 0 | 0 | 17695.9243 | 0 | 7288.9706 | 0 | 0 | 0 | 0 | 0 | 0 | 0 | 0 | 36124.2332 | 36124.2332 | 11139.6314 | 11139.6314 | 0 | 24984.6018 | 0 | 1828.9738 | 0 | 5696.0025 | 0 | 3942.6208 | 0 | 5696.0025 | 0 | 3504.8588 | 0 | 5696.0025 | 0 | 4168.1678 | 0 | 5696.0025 | 0 | 7524.9763 | 9638.6233 | 9200.8613 | 9864.1703
132852 | 242.131 | 2152 | 3 | None | Electric, 100% Usage | EnergyStar, 100% Usage | Electric, 100% Usage | None | 400%+ | None | 5 | Single-Family Attached | Single-Family Attached | Single-Family Attached | 2000-2499 | 1500-2499 | 2 | Electricity | 100% Conditioned | Heat Pump | None | Electricity ASHP | None | 200000+ | 100% Incandescent | Occupied | 1980s | Electricity | Yes | 0 | 369.8557 | 21.6873 | 479.7573 | 2035.0855 | 0 | 0 | 487.3772 | 2300.901 | 4846.5163 | 0 | 0 | 1906.1342 | 207.4943 | 0 | 2335.1903 | 21.9803 | 1932.8037 | 0 | 0 | 0 | 389.4915 | 834.0803 | 0 | 0 | 0 | 0 | 0 | 0 | 0 | 0 | 0 | 0 | 0 | 0 | 0 | 0 | 0 | 0 | 0 | 0 | 0 | 18168.0618 | 18168.0618 | 18168.0618 | 18168.0618 | 0 | 0 | 0 | 3171.9365 | 0 | 0 | 0 | 7300.9987 | 0 | 0 | 0 | 6373.7407 | 0 | 0 | 0 | 7631.5542 | 0 | 0 | 0 | 3171.9365 | 7300.9987 | 6373.7407 | 7631.5542
132866 | 242.131 | 1690 | 3 | Standard Efficiency | Electric, 120% Usage | EnergyStar, 120% Usage | Electric, 120% Usage | None | 0-100% | None | None | Mobile Home | Mobile Home | Mobile Home | 1500-1999 | 1500-2499 | 1 | Electricity | 100% Conditioned | Heat Pump | None | Electricity ASHP | None | 20000-24999 | 100% CFL | Occupied | 1990s | Electricity | Yes | 67.9925 | 778.6898 | 45.426 | 807.1177 | 2995.7725 | 0 | 319.7405 | 273.1422 | 433.4521 | 3474.0645 | 0 | 0 | 6824.4529 | 46.0122 | 0 | 620.1384 | 21.9803 | 6251.7921 | 0 | 0 | 0 | 644.7564 | 480.0504 | 0 | 0 | 0 | 0 | 0 | 0 | 0 | 0 | 0 | 0 | 0 | 0 | 0 | 0 | 0 | 0 | 0 | 0 | 0 | 24084.5805 | 24084.5805 | 24084.5805 | 24084.5805 | 0 | 0 | 0 | 4178.0652 | 0 | 0 | 0 | 9308.7097 | 0 | 0 | 0 | 8170.8038 | 0 | 0 | 0 | 9876.6173 | 0 | 0 | 0 | 4178.0652 | 9308.7097 | 8170.8038 | 9876.6173
132924 | 242.131 | 1690 | 4 | Standard Efficiency | Electric, 120% Usage | EnergyStar, 120% Usage | Electric, 120% Usage | None | 400%+ | None | None | Single-Family Detached | Single-Family Detached | Single-Family Detached | 1500-1999 | 1500-2499 | 1 | Electricity | 100% Conditioned | Central AC | None | Electricity Electric Furnace | None | 100000-119999 | 100% Incandescent | Occupied | 1990s | Electricity | Yes | 67.9925 | 480.0504 | 28.1348 | 283.9859 | 1846.6408 | 0 | 319.7405 | 143.6048 | 0 | 6119.0309 | 0 | 0 | 3821.3537 | 184.6348 | 99.9372 | 1938.9582 | 21.9803 | 4765.3356 | 0 | 0 | 0 | 486.498 | 1356.0398 | 0 | 0 | 0 | 0 | 0 | 0 | 0 | 0 | 0 | 0 | 0 | 0 | 0 | 0 | 0 | 0 | 0 | 0 | 0 | 21963.6252 | 21963.6252 | 21963.6252 | 21963.6252 | 0 | 0 | 0 | 3757.3573 | 0 | 0 | 0 | 8563.3799 | 0 | 0 | 0 | 7491.1152 | 0 | 0 | 0 | 9059.6961 | 0 | 0 | 0 | 3757.3573 | 8563.3799 | 7491.1152 | 9059.6961
132951 | 242.131 | 1690 | 3 | Standard Efficiency | Electric, 100% Usage | EnergyStar, 100% Usage | Electric, 100% Usage | None | 200-300% | None | None | Single-Family Detached | Single-Family Detached | Single-Family Detached | 1500-1999 | 1500-2499 | 1 | Natural Gas | 100% Conditioned | Central AC | None | Natural Gas Fuel Furnace | None | 50000-59999 | 100% LED | Occupied | 2000s | Natural Gas | Yes | 81.7668 | 524.5972 | 30.7725 | 936.3621 | 3947.9604 | 0 | 0 | 230.3539 | 0 | 0 | 0 | 0 | 0 | 30.7725 | 16.7051 | 473.6028 | 21.9803 | 2697.4261 | 0 | 0 | 0 | 471.2583 | 1756.0819 | 407.9549 | 0 | 0 | 0 | 0 | 0 | 0 | 0 | 13297.2206 | 0 | 4558.4274 | 0 | 0 | 0 | 0 | 0 | 0 | 0 | 0 | 29482.9496 | 29482.9496 | 11627.3016 | 11627.3016 | 0 | 17855.648 | 0 | 2110.9196 | 0 | 4070.7176 | 0 | 4509.3078 | 0 | 4070.7176 | 0 | 3994.2659 | 0 | 4070.7176 | 0 | 4714.6536 | 0 | 4070.7176 | 0 | 6181.6371 | 8580.0254 | 8064.9835 | 8785.3712
132967 | 242.131 | 2176 | 2 | None | Propane, 100% Usage | EnergyStar, 100% Usage | Electric, 100% Usage | None | 400%+ | None | None | Single-Family Detached | Single-Family Detached | Single-Family Detached | 2000-2499 | 1500-2499 | 2 | Propane | 20% Conditioned | Room AC | None | Propane Fuel Boiler | None | 120000-139999 | 100% Incandescent | Occupied | 2000s | Electricity | Yes | 0 | 35.7547 | 23.4457 | 0 | 1010.8021 | 0 | 0 | 104.6264 | 0 | 0 | 0 | 0 | 1869.5004 | 208.6666 | 99.9372 | 2355.9983 | 16.412 | 2537.1163 | 0 | 0 | 0 | 405.6104 | 434.0383 | 0 | 0 | 0 | 0 | 0 | 0 | 0 | 0 | 0 | 0 | 0 | 0 | 0 | 0 | 475.0682 | 0 | 31661.3469 | 0 | 0 | 41238.3233 | 41238.3233 | 9101.9082 | 9101.9082 | 0 | 0 | 32136.4151 | 1546.403 | 0 | 0 | 8843.4686 | 3418.9688 | 0 | 0 | 8843.4686 | 3008.0354 | 0 | 0 | 8843.4686 | 3659.8953 | 0 | 0 | 8843.4686 | 10389.8716 | 12262.4374 | 11851.5041 | 12503.3639
133004 | 242.131 | 617 | 1 | Standard Efficiency | None | None | Electric, 100% Usage | None | 300-400% | 20 | None | 20 to 49 Unit | Multifamily with 5+ units, 1-3 stories | Multi-Family with 5+ Units | 500-749 | 0-1499 | 3 | Electricity | 100% Conditioned | Central AC | None | Electricity Baseboard | None | 80000-99999 | 100% Incandescent | Occupied | 1960s | Electricity | No | 67.9925 | 0 | 0 | 256.7303 | 1428.1353 | 0 | 0 | 0 | 0 | 2004.313 | 0 | 0 | 2148.2109 | 130.7097 | 0 | 1017.8358 | 16.412 | 1761.6502 | 0 | 0 | 0 | 431.9868 | 434.0383 | 318.5683 | 0 | 0 | 0 | 0 | 0 | 0 | 0 | 0 | 0 | 0 | 0 | 0 | 0 | 0 | 0 | 0 | 0 | 0 | 10016.583 | 10016.583 | 10016.583 | 10016.583 | 0 | 0 | 0 | 1747.1371 | 0 | 0 | 0 | 3941.8896 | 0 | 0 | 0 | 3454.1404 | 0 | 0 | 0 | 4154.0094 | 0 | 0 | 0 | 1747.1371 | 3941.8896 | 3454.1404 | 4154.0094
133069 | 242.131 | 853 | 1 | Standard Efficiency, No usage | Electric, 80% Usage | EnergyStar, 80% Usage | Electric, 80% Usage | None | 150-200% | 67 | None | 50 or more Unit | Multifamily with 5+ units, 1-3 stories | Multi-Family with 5+ Units | 750-999 | 0-1499 | 2 | Electricity | 100% Conditioned | Central AC | Heating and Cooling | Electricity Shared Heating | Fan Coil Heating and Cooling, Electricity | 20000-24999 | 100% Incandescent | Vacant | 1960s | Electricity | Yes | 0 | 0 | 0 | 7.9129 | 705.129 | 0 | 0 | 49.529 | 0 | 1579.9461 | 0 | 0 | 336.4456 | 0 | 0 | 0 | 16.412 | 0 | 0 | 0 | 0 | 0 | 434.0383 | 0 | 0 | 0 | 0 | 0 | 0 | 0 | 0 | 0 | 0 | 0 | 0 | 0 | 0 | 0 | 0 | 0 | 0 | 0 | 3129.4129 | 3129.4129 | 3129.4129 | 3129.4129 | 0 | 0 | 0 | 560.5526 | 0 | 0 | 0 | 1285.5438 | 0 | 0 | 0 | 1122.4193 | 0 | 0 | 0 | 1335.1605 | 0 | 0 | 0 | 560.5526 | 1285.5438 | 1122.4193 | 1335.1605
133086 | 242.131 | 853 | 2 | Standard Efficiency | None | None | Electric, 100% Usage | 290 Rated kWh, 100% Usage | 200-300% | 10 | None | 10 to 19 Unit | Multifamily with 5+ units, 1-3 stories | Multi-Family with 5+ Units | 750-999 | 0-1499 | 2 | Electricity | 100% Conditioned | Central AC | None | Electricity Electric Furnace | None | 50000-59999 | 100% Incandescent | Occupied | 1970s | Electricity | No | 67.9925 | 0 | 0 | 317.689 | 2789.4504 | 105.2125 | 0 | 74.4401 | 0 | 3193.3024 | 0 | 0 | 2368.8935 | 142.7256 | 0 | 1220.3479 | 16.412 | 1856.8983 | 0 | 0 | 0 | 431.9868 | 480.0504 | 0 | 0 | 0 | 0 | 0 | 0 | 0 | 0 | 0 | 0 | 0 | 0 | 0 | 0 | 0 | 0 | 0 | 0 | 0 | 13064.8152 | 13064.8152 | 13064.8152 | 13064.8152 | 0 | 0 | 0 | 2285.4447 | 0 | 0 | 0 | 5148.4911 | 0 | 0 | 0 | 4513.5099 | 0 | 0 | 0 | 5408.2503 | 0 | 0 | 0 | 2285.4447 | 5148.4911 | 4513.5099 | 5408.2503
133105 | 242.131 | 1623 | 1 | Standard Efficiency | Electric, 100% Usage | EnergyStar, 100% Usage | Electric, 100% Usage | None | 150-200% | 12 | None | 10 to 19 Unit | Multifamily with 5+ units, 1-3 stories | Multi-Family with 5+ Units | 1500-1999 | 1500-2499 | 3 | Electricity | 100% Conditioned | Heat Pump | None | Electricity ASHP | None | 20000-24999 | 100% Incandescent | Occupied | 1970s | Electricity | Yes | 67.9925 | 289.8473 | 16.9981 | 570.3163 | 2013.3983 | 0 | 0 | 280.7621 | 790.9988 | 3789.1159 | 0 | 0 | 1290.3919 | 181.1179 | 0 | 1881.2232 | 16.412 | 1776.5968 | 0 | 0 | 0 | 346.9961 | 434.0383 | 0 | 0 | 0 | 0 | 0 | 0 | 0 | 0 | 0 | 0 | 0 | 0 | 0 | 0 | 0 | 0 | 0 | 0 | 0 | 13746.4985 | 13746.4985 | 13746.4985 | 13746.4985 | 0 | 0 | 0 | 2427.342 | 0 | 0 | 0 | 5529.3649 | 0 | 0 | 0 | 4836.3089 | 0 | 0 | 0 | 5771.3628 | 0 | 0 | 0 | 2427.342 | 5529.3649 | 4836.3089 | 5771.3628
133130 | 242.131 | 1690 | 3 | Standard Efficiency | Propane, 100% Usage | EnergyStar, 100% Usage | Electric, 100% Usage | 318 Rated kWh, 100% Usage | 400%+ | None | None | Single-Family Detached | Single-Family Detached | Single-Family Detached | 1500-1999 | 1500-2499 | 1 | Electricity | 100% Conditioned | Central AC | None | Electricity Baseboard | None | 140000-159999 | 100% CFL | Occupied | 1950s | Electricity | Yes | 67.9925 | 46.8914 | 30.7725 | 572.9539 | 2969.6892 | 134.8127 | 319.7405 | 0 | 0 | 21482.4025 | 0 | 0 | 3093.9513 | 46.0122 | 24.911 | 620.1384 | 21.9803 | 2697.4261 | 0 | 0 | -11161.3186 | 471.2583 | 434.0383 | 0 | 0 | 0 | 0 | 0 | 0 | 0 | 0 | 0 | 0 | 0 | 0 | 0 | 0 | 622.776 | 0 | 0 | 0 | 0 | 22496.7215 | 33658.0401 | 21873.9455 | 33035.2641 | 0 | 0 | 622.776 | 5068.3949 | 0 | 0 | 171.398 | 11467.1041 | 0 | 0 | 171.398 | 9903.0822 | 0 | 0 | 171.398 | 11830.5749 | 0 | 0 | 171.398 | 5239.7929 | 11638.5021 | 10074.4802 | 12001.9729
133165 | 242.131 | 633 | 2 | Standard Efficiency | Electric, 100% Usage | EnergyStar, 100% Usage | Electric, 100% Usage | None | 300-400% | None | None | Single-Family Detached | Single-Family Detached | Single-Family Detached | 500-749 | 0-1499 | 1 | Fuel Oil | 100% Conditioned | Central AC | None | Fuel Oil Fuel Furnace | None | 50000-59999 | 100% Incandescent | Occupied | 1950s | Electricity | Yes | 67.9925 | 400.042 | 23.4457 | 905.8827 | 3827.8012 | 0 | 0 | 282.2274 | 0 | 0 | 0 | 0 | 2046.8084 | 131.5889 | 0 | 1031.6102 | 16.412 | 2046.5153 | 0 | 1680.1764 | 0 | 405.6104 | 834.0803 | 0 | 0 | 14937.8324 | 0 | 0 | 0 | 0 | 0 | 0 | 0 | 0 | 0 | 0 | 0 | 0 | 0 | 0 | 0 | 0 | 28638.0257 | 28638.0257 | 13700.1933 | 13700.1933 | 14937.8324 | 0 | 0 | 2188.3945 | 4529.1244 | 0 | 0 | 4860.0653 | 4529.1244 | 0 | 0 | 4304.1888 | 4529.1244 | 0 | 0 | 5141.1434 | 4529.1244 | 0 | 0 | 6717.5188 | 9389.1897 | 8833.3132 | 9670.2677
133202 | 242.131 | 1690 | 3 | Standard Efficiency | Electric, 100% Usage | Standard, 100% Usage | Electric, 100% Usage | 290 Rated kWh, 100% Usage | 400%+ | None | None | Single-Family Detached | Single-Family Detached | Single-Family Detached | 1500-1999 | 1500-2499 | 1 | Electricity | 20% Conditioned | Room AC | None | Electricity Baseboard | None | 50000-59999 | 100% CFL | Occupied | 1970s | Natural Gas | Yes | 67.9925 | 525.7695 | 19.6358 | 0 | 293.9503 | 56.5627 | 0 | 0 | 0 | 16684.2429 | 0 | 0 | 0 | 46.0122 | 24.911 | 620.1384 | 21.9803 | 2067.9095 | 0 | 0 | 0 | 339.6694 | 480.0504 | 0 | 0 | 0 | 0 | 0 | 0 | 0 | 0 | 0 | 0 | 2636.4673 | 0 | 0 | 0 | 0 | 0 | 0 | 0 | 0 | 23885.2922 | 23885.2922 | 21248.8249 | 21248.8249 | 0 | 2636.4673 | 0 | 3741.3972 | 0 | 601.0634 | 0 | 8856.5398 | 0 | 601.0634 | 0 | 7672.9545 | 0 | 601.0634 | 0 | 9334.7709 | 0 | 601.0634 | 0 | 4342.4607 | 9457.6032 | 8274.0179 | 9935.8343
133213 | 242.131 | 2663 | 4 | Standard Efficiency | Gas, 100% Usage | Standard, 100% Usage | Gas, 100% Usage | 290 Rated kWh, 100% Usage | 400%+ | None | None | Single-Family Detached | Single-Family Detached | Single-Family Detached | 2500-2999 | 2500-3999 | 1 | Natural Gas | 20% Conditioned | Room AC | None | Natural Gas Fuel Boiler | None | 120000-139999 | 100% CFL | Occupied | 1950s | Natural Gas | Yes | 67.9925 | 68.2856 | 28.4279 | 0 | 868.6627 | 91.1451 | 0 | 81.4738 | 0 | 0 | 0 | 0 | 0 | 58.3211 | 24.911 | 887.4192 | 21.9803 | 2692.1508 | 0 | 0 | 0 | 27.8418 | 868.0765 | 0 | 0 | 0 | 0 | 905.8827 | 0 | 0 | 0 | 26199.3814 | 0 | 3940.9267 | 0 | 0 | 813.5653 | 0 | 0 | 0 | 0 | 0 | 37646.1512 | 37646.1512 | 5786.6883 | 5786.6883 | 0 | 31859.756 | 0 | 1001.0271 | 0 | 7263.3451 | 0 | 2198.0306 | 0 | 7263.3451 | 0 | 1938.1875 | 0 | 7263.3451 | 0 | 2326.2752 | 0 | 7263.3451 | 0 | 8264.3722 | 9461.3757 | 9201.5326 | 9589.6204
133214 | 242.131 | 333 | 1 | Standard Efficiency | Electric, 80% Usage | EnergyStar, 80% Usage | Electric, 80% Usage | None | 0-100% | 116 | None | 50 or more Unit | Multifamily with 5+ units, 4-7 stories | Multi-Family with 5+ Units | 0-499 | 0-1499 | 6 | Electricity | 100% Conditioned | Room AC | Heating Only | Electricity Shared Heating | Boiler Baseboards Heating Only, Electricity | <10000 | 100% CFL | Occupied | <1940 | Electricity | No | 67.9925 | 231.8192 | 13.4813 | 0 | 823.2366 | 0 | 0 | 100.5234 | 0 | 1732.3431 | 0 | 0 | 828.2188 | 29.3071 | 0 | 247.6451 | 16.412 | 628.6374 | 0 | 0 | 0 | 277.5383 | 480.0504 | 0 | 0 | 0 | 0 | 0 | 0 | 0 | 0 | 0 | 0 | 0 | 0 | 0 | 0 | 0 | 0 | 0 | 0 | 0 | 5476.9122 | 5476.9122 | 5476.9122 | 5476.9122 | 0 | 0 | 0 | 920.0609 | 0 | 0 | 0 | 2119.531 | 0 | 0 | 0 | 1856.8035 | 0 | 0 | 0 | 2230.3631 | 0 | 0 | 0 | 920.0609 | 2119.531 | 1856.8035 | 2230.3631
133288 | 242.131 | 617 | 1 | Standard Efficiency | Electric, 120% Usage | EnergyStar, 120% Usage | Electric, 120% Usage | 290 Rated kWh, 120% Usage | 0-100% | None | 6 | Single-Family Attached | Single-Family Attached | Single-Family Attached | 500-749 | 0-1499 | 2 | Natural Gas | 40% Conditioned | Room AC | None | Natural Gas Fuel Furnace | None | <10000 | 100% CFL | Occupied | <1940 | Natural Gas | Yes | 67.9925 | 444.0027 | 25.7903 | 0 | 908.2272 | 99.3511 | 319.7405 | 206.322 | 0 | 0 | 0 | 0 | 0 | 32.824 | 0 | 325.602 | 16.412 | 3393.763 | 0 | 0 | 0 | 467.4484 | 1790.0781 | 0 | 0 | 0 | 0 | 0 | 0 | 0 | 0 | 9566.1328 | 0 | 4477.8329 | 0 | 0 | 0 | 0 | 0 | 0 | 0 | 0 | 22141.5193 | 22141.5193 | 8097.2606 | 8097.2606 | 0 | 14044.2587 | 0 | 1359.5433 | 0 | 3201.7761 | 0 | 3022.1762 | 0 | 3201.7761 | 0 | 2663.1583 | 0 | 3201.7761 | 0 | 3207.1067 | 0 | 3201.7761 | 0 | 4561.3194 | 6223.9523 | 5864.9344 | 6408.8828
133303 | 242.131 | 1138 | 2 | Standard Efficiency | Gas, 100% Usage | EnergyStar, 100% Usage | Gas, 100% Usage | 318 Rated kWh, 100% Usage | 400%+ | 8 | None | 5 to 9 Unit | Multifamily with 5+ units, 1-3 stories | Multi-Family with 5+ Units | 1000-1499 | 0-1499 | 2 | Natural Gas | 100% Conditioned | Central AC | None | Natural Gas Fuel Furnace | None | 60000-69999 | 100% CFL | Occupied | 1990s | Electricity | Yes | 67.9925 | 25.7903 | 16.9981 | 511.9952 | 1770.7354 | 64.7687 | 0 | 4.6891 | 0 | 0 | 0 | 0 | 1313.5445 | 39.2715 | 0 | 468.6206 | 16.412 | 1581.4115 | 0 | 0 | 0 | 23.7388 | 1356.0398 | 0 | 0 | 0 | 0 | 344.0654 | 0 | 0 | 0 | 1568.5164 | 0 | 0 | 0 | 0 | 694.8715 | 0 | 0 | 0 | 0 | 0 | 9869.1683 | 9869.1683 | 7262.008 | 7262.008 | 0 | 2607.1602 | 0 | 1217.4895 | 0 | 594.3983 | 0 | 2667.4293 | 0 | 594.3983 | 0 | 2359.4646 | 0 | 594.3983 | 0 | 2826.4062 | 0 | 594.3983 | 0 | 1811.8879 | 3261.8276 | 2953.8629 | 3420.8045
133595 | 242.131 | 1675 | 3 | Standard Efficiency | None | EnergyStar, 120% Usage | Electric, 120% Usage | None | 300-400% | None | 8 | Single-Family Attached | Single-Family Attached | Single-Family Attached | 1500-1999 | 1500-2499 | 2 | Fuel Oil | 60% Conditioned | Room AC | None | Fuel Oil Fuel Boiler | None | 40000-44999 | 100% LED | Occupied | <1940 | Electricity | Yes | 67.9925 | 0 | 20.2219 | 0 | 1928.1146 | 0 | 319.7405 | 177.0149 | 0 | 0 | 0 | 0 | 2311.7446 | 30.4794 | 0 | 470.6721 | 21.9803 | 3456.7733 | 0 | 0 | 0 | 416.454 | 868.0765 | 0 | 0 | 19139.5924 | 0 | 0 | 0 | 0 | 0 | 0 | 0 | 0 | 0 | 0 | 0 | 0 | 0 | 0 | 0 | 0 | 29228.564 | 29228.564 | 10088.9716 | 10088.9716 | 19139.5924 | 0 | 0 | 1764.6104 | 5803.1274 | 0 | 0 | 3906.1692 | 5803.1274 | 0 | 0 | 3577.0426 | 5803.1274 | 0 | 0 | 4272.191 | 5803.1274 | 0 | 0 | 7567.7378 | 9709.2966 | 9380.17 | 10075.3185
133619 | 242.131 | 1202 | 2 | None | Electric, 80% Usage | Standard, 80% Usage | Gas, 80% Usage | 290 Rated kWh, 80% Usage | 400%+ | None | 30 | Single-Family Attached | Single-Family Attached | Single-Family Attached | 1000-1499 | 0-1499 | 1 | Natural Gas | 100% Conditioned | Central AC | None | Natural Gas Fuel Furnace | None | 200000+ | 100% LED | Occupied | 1990s | Natural Gas | Yes | 0 | 564.1618 | 21.1011 | 218.0449 | 1485.5773 | 66.2341 | 0 | 209.8389 | 0 | 0 | 0 | 0 | 0 | 26.6695 | 0 | 371.321 | 16.412 | 893.2806 | 0 | 0 | 0 | 21.3942 | 1126.8583 | 0 | 0 | 0 | 0 | 0 | 0 | 0 | 0 | 9729.6665 | 0 | 2607.7464 | 0 | 0 | 624.8275 | 0 | 0 | 0 | 0 | 0 | 17983.427 | 17983.427 | 5020.8936 | 5020.8936 | 0 | 12962.2404 | 0 | 851.5748 | 0 | 2955.1557 | 0 | 1857.3433 | 0 | 2955.1557 | 0 | 1644.3336 | 0 | 2955.1557 | 0 | 1958.5347 | 0 | 2955.1557 | 0 | 3806.7304 | 4812.4989 | 4599.4892 | 4913.6904
133623 | 242.131 | 3301 | 3 | None | Electric, 100% Usage | Standard, 100% Usage | Electric, 100% Usage | 318 Rated kWh, 100% Usage | 400%+ | None | None | Single-Family Detached | Single-Family Detached | Single-Family Detached | 3000-3999 | 2500-3999 | 2 | Electricity | 100% Conditioned | Heat Pump | None | Electricity ASHP | None | 200000+ | 100% CFL | Occupied | 2000s | Electricity | Yes | 0 | 762.864 | 28.4279 | 565.3341 | 2320.2437 | 97.5927 | 319.7405 | 504.9615 | 2679.5488 | 5988.0281 | 0 | 0 | 2247.8551 | 66.2341 | 24.911 | 1062.6757 | 21.9803 | 2894.956 | 0 | 2467.3653 | 0 | 405.6104 | 434.0383 | 0 | 0 | 0 | 0 | 0 | 0 | 0 | 0 | 0 | 0 | 0 | 0 | 0 | 0 | 0 | 0 | 0 | 0 | 0 | 22892.3674 | 22892.3674 | 22892.3674 | 22892.3674 | 0 | 0 | 0 | 3920.9395 | 0 | 0 | 0 | 9033.1038 | 0 | 0 | 0 | 7881.5249 | 0 | 0 | 0 | 9475.7324 | 0 | 0 | 0 | 3920.9395 | 9033.1038 | 7881.5249 | 9475.7324
133652 | 242.131 | 2152 | 4 | Standard Efficiency | Electric, 100% Usage | EnergyStar, 100% Usage | Electric, 100% Usage | 290 Rated kWh, 100% Usage | 400%+ | None | 30 | Single-Family Attached | Single-Family Attached | Single-Family Attached | 2000-2499 | 1500-2499 | 2 | Electricity | 100% Conditioned | Central AC | None | Electricity Electric Furnace | None | 160000-179999 | 100% LED | Occupied | 1970s | Electricity | No | 67.9925 | 450.1572 | 26.3764 | 479.1712 | 2094.872 | 105.2125 | 0 | 237.9737 | 0 | 31210.8967 | 0 | 0 | 2559.0966 | 34.5824 | 0 | 570.6094 | 21.9803 | 2063.8065 | 0 | 0 | 0 | 431.9868 | 480.0504 | 0 | 0 | 0 | 0 | 0 | 0 | 0 | 0 | 0 | 0 | 0 | 0 | 0 | 0 | 0 | 0 | 0 | 0 | 0 | 40834.7645 | 40834.7645 | 40834.7645 | 40834.7645 | 0 | 0 | 0 | 7369.9725 | 0 | 0 | 0 | 17166.8832 | 0 | 0 | 0 | 14895.8986 | 0 | 0 | 0 | 18125.7929 | 0 | 0 | 0 | 7369.9725 | 17166.8832 | 14895.8986 | 18125.7929
133682 | 242.131 | 853 | 2 | None | Gas, 120% Usage | EnergyStar, 120% Usage | Electric, 120% Usage | 318 Rated kWh, 120% Usage | 400%+ | 116 | None | 50 or more Unit | Multifamily with 5+ units, 8+ stories | Multi-Family with 5+ Units | 750-999 | 0-1499 | 21 | Natural Gas | None | None | Heating Only | Natural Gas Shared Heating | Boiler Baseboards Heating Only, Natural Gas | 140000-159999 | 100% Incandescent | Occupied | <1940 | Electricity | No | 0 | 39.5646 | 25.7903 | 0 | 0 | 106.3848 | 0 | 32.5309 | 0 | 0 | 0 | 0 | 3525.938 | 142.7256 | 0 | 1220.3479 | 16.412 | 3323.1329 | 0 | 0 | 0 | 467.4484 | 434.0383 | 0 | 0 | 0 | 0 | 527.2349 | 0 | 0 | 0 | 640.0672 | 0 | 0 | 0 | 0 | 0 | 0 | 0 | 0 | 0 | 0 | 10501.6157 | 10501.6157 | 9334.6067 | 9334.6067 | 0 | 1167.3021 | 0 | 1546.9491 | 0 | 266.0991 | 0 | 3484.0947 | 0 | 266.0991 | 0 | 3057.2847 | 0 | 266.0991 | 0 | 3748.8316 | 0 | 266.0991 | 0 | 1813.0482 | 3750.1938 | 3323.3838 | 4014.9307
133690 | 242.131 | 1220 | 3 | Standard Efficiency | Electric, 100% Usage | Standard, 100% Usage | Electric, 100% Usage | 318 Rated kWh, 100% Usage | 300-400% | None | None | Single-Family Detached | Single-Family Detached | Single-Family Detached | 1000-1499 | 0-1499 | 2 | Propane | 100% Conditioned | Central AC | None | Propane Fuel Furnace | None | 70000-79999 | 100% Incandescent | Occupied | 1990s | Electricity | Yes | 67.9925 | 1237.053 | 46.3052 | 261.7125 | 1635.3366 | 171.7396 | 319.7405 | 379.8201 | 0 | 0 | 0 | 0 | 4136.4051 | 160.896 | 99.9372 | 1535.3993 | 21.9803 | 2862.7182 | 0 | 0 | 0 | 537.1993 | 434.0383 | 0 | 0 | 0 | 0 | 0 | 0 | 0 | 0 | 0 | 0 | 0 | 0 | 0 | 0 | 0 | 0 | 15224.1629 | 0 | 0 | 29132.4366 | 29132.4366 | 13908.2738 | 13908.2738 | 0 | 0 | 15224.1629 | 2237.4587 | 0 | 0 | 4189.4576 | 5035.8188 | 0 | 0 | 4189.4576 | 4430.9538 | 0 | 0 | 4189.4576 | 5389.3437 | 0 | 0 | 4189.4576 | 6426.9163 | 9225.2764 | 8620.4114 | 9578.8013
133829 | 242.131 | 1690 | 3 | Standard Efficiency | Electric, 80% Usage | EnergyStar, 80% Usage | Electric, 80% Usage | None | 400%+ | None | None | Single-Family Detached | Single-Family Detached | Single-Family Detached | 1500-1999 | 1500-2499 | 1 | Natural Gas | 100% Conditioned | Central AC | None | Natural Gas Fuel Furnace | None | 80000-99999 | 100% Incandescent | Occupied | 1990s | Natural Gas | Yes | 67.9925 | 320.0336 | 18.7565 | 1176.9734 | 3937.4098 | 0 | 0 | 175.8426 | 0 | 0 | 0 | 0 | 0 | 184.6348 | 99.9372 | 1938.9582 | 21.9803 | 1191.3339 | 0 | 0 | 0 | 324.4297 | 960.1008 | 0 | 0 | 0 | 0 | 0 | 0 | 0 | 0 | 19752.697 | 0 | 1976.7644 | 0 | 0 | 0 | 0 | 0 | 0 | 0 | 0 | 32147.5518 | 32147.5518 | 10418.0904 | 10418.0904 | 0 | 21729.4614 | 0 | 1806.0061 | 0 | 4953.8859 | 0 | 3808.4459 | 0 | 4953.8859 | 0 | 3385.6044 | 0 | 4953.8859 | 0 | 4044.2459 | 0 | 4953.8859 | 0 | 6759.8921 | 8762.3318 | 8339.4903 | 8998.1318
133903 | 242.131 | 1690 | 4 | Standard Efficiency | Electric, 100% Usage | EnergyStar, 100% Usage | Electric, 100% Usage | 318 Rated kWh, 100% Usage | 200-300% | None | None | Single-Family Detached | Single-Family Detached | Single-Family Detached | 1500-1999 | 1500-2499 | 1 | Electricity | None | None | None | Electricity Electric Furnace | None | 60000-69999 | 100% Incandescent | Occupied | 1950s | Electricity | Yes | 81.7668 | 524.5972 | 30.7725 | 0 | 0 | 134.8127 | 319.7405 | 398.8697 | 0 | 17114.4713 | 0 | 0 | 2811.4308 | 184.6348 | 0 | 1938.9582 | 21.9803 | 2697.4261 | 0 | 0 | 0 | 471.2583 | 400.042 | 0 | 0 | 0 | 0 | 0 | 0 | 0 | 0 | 0 | 0 | 0 | 0 | 0 | 0 | 0 | 0 | 0 | 0 | 0 | 27129.882 | 27129.882 | 27129.882 | 27129.882 | 0 | 0 | 0 | 4759.2345 | 0 | 0 | 0 | 11197.9324 | 0 | 0 | 0 | 9703.2412 | 0 | 0 | 0 | 11843.9155 | 0 | 0 | 0 | 4759.2345 | 11197.9324 | 9703.2412 | 11843.9155
133910 | 242.131 | 1138 | 2 | Standard Efficiency | Electric, 80% Usage | EnergyStar, 80% Usage | Electric, 80% Usage | None | 400%+ | 12 | None | 10 to 19 Unit | Multifamily with 5+ units, 1-3 stories | Multi-Family with 5+ Units | 1000-1499 | 0-1499 | 2 | Natural Gas | 60% Conditioned | Room AC | None | Natural Gas Fuel Wall/Floor Furnace | None | 80000-99999 | 100% CFL | Occupied | 1960s | Natural Gas | No | 67.9925 | 360.1843 | 21.1011 | 0 | 912.9164 | 0 | 0 | 0 | 0 | 0 | 0 | 0 | 0 | 39.2715 | 0 | 468.6206 | 16.412 | 985.8911 | 0 | 0 | 0 | 345.5308 | 434.0383 | 0 | 0 | 0 | 0 | 0 | 0 | 0 | 0 | 5392.5077 | 0 | 2887.9223 | 0 | 0 | 0 | 0 | 0 | 0 | 0 | 0 | 11932.3886 | 11932.3886 | 3651.9586 | 3651.9586 | 0 | 8280.43 | 0 | 624.203 | 0 | 1887.7417 | 0 | 1368.3081 | 0 | 1887.7417 | 0 | 1209.3362 | 0 | 1887.7417 | 0 | 1444.9072 | 0 | 1887.7417 | 0 | 2511.9446 | 3256.0498 | 3097.0779 | 3332.6488
133938 | 242.131 | 333 | 1 | Standard Efficiency, No usage | Electric, 100% Usage | Standard, 100% Usage | Electric, 100% Usage | None | 100-150% | 67 | None | 50 or more Unit | Multifamily with 5+ units, 4-7 stories | Multi-Family with 5+ Units | 0-499 | 0-1499 | 5 | Electricity | 100% Conditioned | Central AC | None | Electricity Electric Furnace | None | 10000-14999 | 100% CFL | Vacant | 1990s | Electricity | Yes | 0 | 0 | 0 | 75.3193 | 475.9474 | 0 | 0 | 3.2238 | 0 | 1204.8152 | 0 | 0 | 200.7537 | 0 | 0 | 0 | 16.412 | 0 | 0 | 0 | 0 | 0 | 434.0383 | 0 | 0 | 0 | 0 | 0 | 0 | 0 | 0 | 0 | 0 | 0 | 0 | 0 | 0 | 0 | 0 | 0 | 0 | 0 | 2410.5096 | 2410.5096 | 2410.5096 | 2410.5096 | 0 | 0 | 0 | 452.2892 | 0 | 0 | 0 | 1032.735 | 0 | 0 | 0 | 899.4846 | 0 | 0 | 0 | 1068.5357 | 0 | 0 | 0 | 452.2892 | 1032.735 | 899.4846 | 1068.5357
133983 | 242.131 | 853 | 1 | None | Electric, 120% Usage | EnergyStar, 120% Usage | Electric, 120% Usage | None | 200-300% | 6 | None | 5 to 9 Unit | Multifamily with 5+ units, 1-3 stories | Multi-Family with 5+ Units | 750-999 | 0-1499 | 2 | Electricity | 20% Conditioned | Room AC | None | Electricity Baseboard | None | 30000-34999 | 100% CFL | Occupied | 1970s | Electricity | Yes | 0 | 347.5823 | 20.2219 | 0 | 417.3332 | 0 | 319.7405 | 0 | 0 | 7840.5303 | 0 | 0 | 2307.0555 | 35.7547 | 0 | 390.3707 | 16.412 | 2933.0553 | 0 | 0 | 0 | 416.454 | 727.1093 | 0 | 0 | 0 | 0 | 0 | 0 | 0 | 0 | 0 | 0 | 0 | 0 | 0 | 0 | 0 | 0 | 0 | 0 | 0 | 15771.6196 | 15771.6196 | 15771.6196 | 15771.6196 | 0 | 0 | 0 | 2832.1727 | 0 | 0 | 0 | 6366.031 | 0 | 0 | 0 | 5728.1926 | 0 | 0 | 0 | 6998.2531 | 0 | 0 | 0 | 2832.1727 | 6366.031 | 5728.1926 | 6998.2531
134272 | 242.131 | 853 | 3 | None | None | None | Electric, 120% Usage | None | 150-200% | 10 | None | 10 to 19 Unit | Multifamily with 5+ units, 1-3 stories | Multi-Family with 5+ Units | 750-999 | 0-1499 | 1 | Electricity | 100% Conditioned | Central AC | None | Electricity Electric Furnace | None | 45000-49999 | 100% CFL | Vacant | 1990s | Electricity | Yes | 0 | 0 | 0 | 286.3304 | 1560.0173 | 0 | 0 | 28.721 | 0 | 2116.5593 | 0 | 0 | 358.719 | 0 | 0 | 0 | 21.9803 | 0 | 0 | 0 | 0 | 0 | 480.0504 | 0 | 0 | 0 | 0 | 0 | 0 | 0 | 0 | 0 | 0 | 0 | 0 | 0 | 0 | 0 | 0 | 0 | 0 | 0 | 4852.3777 | 4852.3777 | 4852.3777 | 4852.3777 | 0 | 0 | 0 | 837.7593 | 0 | 0 | 0 | 1914.0342 | 0 | 0 | 0 | 1676.4007 | 0 | 0 | 0 | 1995.4064 | 0 | 0 | 0 | 837.7593 | 1914.0342 | 1676.4007 | 1995.4064
134290 | 242.131 | 1690 | 3 | Standard Efficiency | Electric, 80% Usage | EnergyStar, 80% Usage | Electric, 80% Usage | None | 400%+ | None | None | Single-Family Detached | Single-Family Detached | Single-Family Detached | 1500-1999 | 1500-2499 | 2 | Electricity | None | None | None | Electricity Baseboard | None | 180000-199999 | 100% CFL | Occupied | <1940 | Electricity | Yes | 81.7668 | 419.6778 | 24.618 | 0 | 0 | 0 | 319.7405 | 0 | 0 | 29007.5884 | 0 | 0 | 1491.7317 | 46.0122 | 0 | 620.1384 | 21.9803 | 1348.7131 | 0 | 0 | 0 | 377.1825 | 480.0504 | 0 | 0 | 0 | 0 | 0 | 0 | 0 | 0 | 0 | 0 | 0 | 0 | 0 | 0 | 0 | 0 | 0 | 0 | 0 | 34238.907 | 34238.907 | 34238.907 | 34238.907 | 0 | 0 | 0 | 6100.4767 | 0 | 0 | 0 | 14366.8616 | 0 | 0 | 0 | 12433.4046 | 0 | 0 | 0 | 15229.064 | 0 | 0 | 0 | 6100.4767 | 14366.8616 | 12433.4046 | 15229.064
134304 | 242.131 | 1623 | 3 | None | Electric, 100% Usage | EnergyStar, 100% Usage | Electric, 100% Usage | None | 300-400% | 8 | None | 5 to 9 Unit | Multifamily with 5+ units, 1-3 stories | Multi-Family with 5+ Units | 1500-1999 | 1500-2499 | 2 | Electricity | 100% Conditioned | Heat Pump | None | Electricity ASHP | None | 60000-69999 | 100% Incandescent | Occupied | 1980s | Electricity | Yes | 0 | 450.1572 | 26.3764 | 283.9859 | 1252.2927 | 0 | 0 | 364.5804 | 870.128 | 3722.0026 | 0 | 0 | 2286.2474 | 181.1179 | 0 | 1881.5163 | 21.9803 | 2166.9675 | 0 | 0 | 0 | 431.9868 | 434.0383 | 0 | 0 | 0 | 0 | 0 | 0 | 0 | 0 | 0 | 0 | 0 | 0 | 0 | 0 | 0 | 0 | 0 | 0 | 0 | 14372.7914 | 14372.7914 | 14372.7914 | 14372.7914 | 0 | 0 | 0 | 2573.4658 | 0 | 0 | 0 | 5813.0842 | 0 | 0 | 0 | 5074.4245 | 0 | 0 | 0 | 6123.9361 | 0 | 0 | 0 | 2573.4658 | 5813.0842 | 5074.4245 | 6123.9361
134369 | 242.131 | 1138 | 2 | Standard Efficiency | Electric, 80% Usage | EnergyStar, 80% Usage | Electric, 80% Usage | 318 Rated kWh, 80% Usage | 400%+ | 323 | None | 50 or more Unit | Multifamily with 5+ units, 1-3 stories | Multi-Family with 5+ Units | 1000-1499 | 0-1499 | 3 | Natural Gas | 100% Conditioned | Central AC | None | Natural Gas Fuel Furnace | None | 80000-99999 | 100% LED | Occupied | 2000s | Natural Gas | Yes | 67.9925 | 296.0018 | 17.2912 | 410.0064 | 2026.5864 | 70.9232 | 0 | 387.44 | 0 | 0 | 0 | 0 | 0 | 26.0833 | 0 | 357.8398 | 16.412 | 888.2984 | 0 | 0 | 0 | 311.5345 | 434.0383 | 0 | 0 | 0 | 0 | 0 | 0 | 0 | 0 | 22021.9463 | 0 | 2433.9552 | 0 | 0 | 0 | 0 | 0 | 0 | 0 | 0 | 29766.6424 | 29766.6424 | 5310.7409 | 5310.7409 | 0 | 24455.9016 | 0 | 914.9022 | 0 | 5575.4554 | 0 | 1956.5172 | 0 | 5575.4554 | 0 | 1736.6623 | 0 | 5575.4554 | 0 | 2064.7475 | 0 | 5575.4554 | 0 | 6490.3575 | 7531.9725 | 7312.1177 | 7640.2028
134374 | 242.131 | 1220 | 4 | None | Electric, 120% Usage | EnergyStar, 120% Usage | Electric, 120% Usage | 318 Rated kWh, 120% Usage | 400%+ | None | None | Single-Family Detached | Single-Family Detached | Single-Family Detached | 1000-1499 | 0-1499 | 1 | Electricity | 100% Conditioned | Central AC | None | Electricity Baseboard | None | 120000-139999 | 100% LED | Occupied | 1960s | Electricity | Yes | 0 | 480.0504 | 28.1348 | 1603.978 | 6138.9597 | 117.2284 | 0 | 0 | 0 | 8490.2689 | 0 | 0 | 4073.6879 | 26.9625 | 0 | 375.131 | 21.9803 | 4466.4031 | 0 | 0 | 0 | 486.498 | 868.0765 | 0 | 0 | 0 | 0 | 0 | 0 | 0 | 0 | 0 | 0 | 0 | 0 | 0 | 0 | 0 | 0 | 0 | 0 | 0 | 27177.0665 | 27177.0665 | 27177.0665 | 27177.0665 | 0 | 0 | 0 | 4732.5102 | 0 | 0 | 0 | 10625.2466 | 0 | 0 | 0 | 9323.2337 | 0 | 0 | 0 | 11166.2253 | 0 | 0 | 0 | 4732.5102 | 10625.2466 | 9323.2337 | 11166.2253
134589 | 242.131 | 853 | 2 | Standard Efficiency | None | None | Electric, 120% Usage | 318 Rated kWh, 120% Usage | 400%+ | 18 | None | 10 to 19 Unit | Multifamily with 5+ units, 1-3 stories | Multi-Family with 5+ Units | 750-999 | 0-1499 | 2 | Electricity | None | None | None | Electricity Electric Furnace | None | 160000-179999 | 100% CFL | Occupied | 1970s | Electricity | No | 67.9925 | 0 | 0 | 0 | 0 | 163.8267 | 319.7405 | 109.0224 | 0 | 4668.9152 | 0 | 0 | 5275.2793 | 35.7547 | 0 | 390.3707 | 16.412 | 4103.8742 | 0 | 0 | 0 | 569.4371 | 914.0887 | 0 | 0 | 0 | 0 | 0 | 0 | 806.8247 | 0 | 0 | 0 | 0 | 0 | 0 | 0 | 0 | 0 | 0 | 0 | 0 | 17441.2455 | 17441.2455 | 16634.4209 | 16634.4209 | 0 | 806.8247 | 0 | 2782.9688 | 0 | 183.953 | 0 | 6435.2415 | 0 | 183.953 | 0 | 5620.3302 | 0 | 183.953 | 0 | 6820.4226 | 0 | 183.953 | 0 | 2966.9218 | 6619.1945 | 5804.2832 | 7004.3756
134613 | 242.131 | 617 | 1 | Standard Efficiency | Electric, 80% Usage | EnergyStar, 80% Usage | Gas, 80% Usage | None | 400%+ | 6 | None | 5 to 9 Unit | Multifamily with 5+ units, 1-3 stories | Multi-Family with 5+ Units | 500-749 | 0-1499 | 2 | Electricity | 100% Conditioned | Heat Pump | None | Electricity ASHP | None | 80000-99999 | 100% Incandescent | Occupied | 1990s | Electricity | Yes | 67.9925 | 296.0018 | 17.2912 | 287.5027 | 1138.8742 | 0 | 0 | 58.6142 | 104.0402 | 706.5943 | 0 | 0 | 1013.7328 | 130.7097 | 0 | 1017.8358 | 16.412 | 783.379 | 0 | 0 | 0 | 21.3942 | 434.0383 | 0 | 0 | 0 | 0 | 0 | 1259.6195 | 0 | 0 | 0 | 0 | 0 | 0 | 0 | 624.8275 | 0 | 0 | 0 | 0 | 0 | 7978.8599 | 7978.8599 | 6094.4129 | 6094.4129 | 0 | 1884.447 | 0 | 1070.6145 | 0 | 429.6241 | 0 | 2365.7527 | 0 | 429.6241 | 0 | 2162.3882 | 0 | 429.6241 | 0 | 2600.1616 | 0 | 429.6241 | 0 | 1500.2386 | 2795.3768 | 2592.0123 | 3029.7857
134644 | 242.131 | 1690 | 3 | Standard Efficiency | Electric, 120% Usage | EnergyStar, 120% Usage | Electric, 120% Usage | 290 Rated kWh, 120% Usage | 400%+ | None | None | Single-Family Detached | Single-Family Detached | Single-Family Detached | 1500-1999 | 1500-2499 | 1 | Natural Gas | 100% Conditioned | Central AC | None | Natural Gas Fuel Furnace | None | 80000-99999 | 100% Incandescent | Occupied | 1960s | Natural Gas | Yes | 67.9925 | 629.5167 | 36.6339 | 1157.0446 | 4667.1568 | 150.9316 | 0 | 131.882 | 0 | 0 | 0 | 0 | 0 | 184.6348 | 99.9372 | 1938.9582 | 21.9803 | 5394.8523 | 0 | 2311.1585 | 0 | 565.9202 | 400.042 | 0 | 0 | 0 | 0 | 0 | 0 | 0 | 0 | 10661.3394 | 0 | 8422.5695 | 0 | 0 | 0 | 0 | 0 | 0 | 0 | 0 | 36842.2573 | 36842.2573 | 17758.3484 | 17758.3484 | 0 | 19083.6158 | 0 | 2927.0257 | 0 | 4350.6925 | 0 | 6475.31 | 0 | 4350.6925 | 0 | 5728.3291 | 0 | 4350.6925 | 0 | 6813.787 | 0 | 4350.6925 | 0 | 7277.7181 | 10826.0025 | 10079.0216 | 11164.4795
134747 | 242.131 | 853 | 1 | Standard Efficiency | None | None | Electric, 100% Usage | None | 150-200% | 16 | None | 10 to 19 Unit | Multifamily with 5+ units, 4-7 stories | Multi-Family with 5+ Units | 750-999 | 0-1499 | 4 | Electricity | None | None | None | Electricity Baseboard | None | 20000-24999 | 100% LED | Occupied | <1940 | Electricity | No | 67.9925 | 0 | 0 | 0 | 0 | 0 | 0 | 0 | 0 | 9705.9277 | 0 | 0 | 1213.9004 | 23.7388 | 0 | 298.0533 | 16.412 | 1466.5276 | 0 | 0 | 0 | 346.9961 | 434.0383 | 0 | 0 | 0 | 0 | 0 | 0 | 0 | 0 | 0 | 0 | 0 | 0 | 0 | 0 | 0 | 0 | 0 | 0 | 0 | 13573.8797 | 13573.8797 | 13573.8797 | 13573.8797 | 0 | 0 | 0 | 2382.2045 | 0 | 0 | 0 | 5581.7322 | 0 | 0 | 0 | 4843.9624 | 0 | 0 | 0 | 5924.3822 | 0 | 0 | 0 | 2382.2045 | 5581.7322 | 4843.9624 | 5924.3822
134762 | 242.131 | 2176 | 3 | Standard Efficiency | Electric, 80% Usage | EnergyStar, 80% Usage | Electric, 80% Usage | 290 Rated kWh, 80% Usage | 400%+ | None | None | Single-Family Detached | Single-Family Detached | Single-Family Detached | 2000-2499 | 1500-2499 | 2 | Electricity | 100% Conditioned | Central AC | None | Electricity Electric Furnace | None | 140000-159999 | 100% LED | Occupied | 1980s | Natural Gas | Yes | 67.9925 | 419.6778 | 24.618 | 1285.4097 | 8924.6002 | 100.8164 | 0 | 519.3219 | 0 | 22315.3105 | 0 | 0 | 0 | 34.8755 | 16.7051 | 575.5916 | 21.9803 | 1426.0838 | 0 | 0 | 0 | 377.1825 | 434.0383 | 0 | 0 | 0 | 0 | 0 | 0 | 0 | 0 | 0 | 0 | 3334.2696 | 0 | 0 | 0 | 0 | 0 | 0 | 0 | 0 | 39877.8874 | 39877.8874 | 36543.6179 | 36543.6179 | 0 | 3334.2696 | 0 | 6559.4473 | 0 | 760.1165 | 0 | 14912.7636 | 0 | 760.1165 | 0 | 13015.1989 | 0 | 760.1165 | 0 | 15649.9056 | 0 | 760.1165 | 0 | 7319.5638 | 15672.8801 | 13775.3154 | 16410.0221
134779 | 242.131 | 1675 | 2 | Standard Efficiency | Gas, 100% Usage | Standard, 100% Usage | Gas, 100% Usage | 290 Rated kWh, 100% Usage | 400%+ | None | 6 | Single-Family Attached | Single-Family Attached | Single-Family Attached | 1500-1999 | 1500-2499 | 1 | Natural Gas | 100% Conditioned | Central AC | None | Natural Gas Fuel Furnace | None | 160000-179999 | 100% LED | Occupied | 2000s | Natural Gas | Yes | 67.9925 | 63.0103 | 26.3764 | 350.8061 | 1613.3562 | 82.646 | 0 | 215.9934 | 0 | 0 | 0 | 0 | 0 | 30.4794 | 0 | 470.6721 | 16.412 | 1859.5359 | 0 | 0 | 0 | 26.6695 | 480.0504 | 0 | 0 | 0 | 0 | 837.5971 | 0 | 0 | 0 | 13695.5042 | 0 | 3686.8341 | 0 | 0 | 781.0344 | 0 | 0 | 0 | 0 | 0 | 24304.6769 | 24304.6769 | 5304.0002 | 5304.0002 | 0 | 19000.6767 | 0 | 895.4743 | 0 | 4331.7659 | 0 | 1940.0096 | 0 | 4331.7659 | 0 | 1718.099 | 0 | 4331.7659 | 0 | 2060.7944 | 0 | 4331.7659 | 0 | 5227.2402 | 6271.7754 | 6049.8649 | 6392.5603
134801 | 242.131 | 1220 | 4 | Standard Efficiency | Electric, 80% Usage | EnergyStar, 80% Usage | Electric, 80% Usage | None | 200-300% | None | None | Single-Family Detached | Single-Family Detached | Single-Family Detached | 1000-1499 | 0-1499 | 2 | Electricity | None | None | None | Electricity Baseboard | None | 25000-29999 | 100% CFL | Occupied | <1940 | Electricity | Yes | 81.7668 | 220.6825 | 12.8951 | 0 | 0 | 0 | 0 | 0 | 0 | 21144.1985 | 0 | 0 | 667.909 | 40.1507 | 0 | 491.1871 | 21.9803 | 959.2216 | 0 | 0 | 0 | 271.6769 | 1790.0781 | 0 | 0 | 0 | 0 | 0 | 0 | 0 | 0 | 0 | 0 | 0 | 0 | 0 | 0 | 0 | 0 | 0 | 0 | 0 | 25701.7467 | 25701.7467 | 25701.7467 | 25701.7467 | 0 | 0 | 0 | 4544.4549 | 0 | 0 | 0 | 10766.1274 | 0 | 0 | 0 | 9319.6798 | 0 | 0 | 0 | 11356.8875 | 0 | 0 | 0 | 4544.4549 | 10766.1274 | 9319.6798 | 11356.8875
134830 | 242.131 | 617 | 1 | Standard Efficiency | Electric, 100% Usage | EnergyStar, 100% Usage | Electric, 100% Usage | 318 Rated kWh, 100% Usage | 200-300% | 2 | None | 2 Unit | Multifamily with 2-4 Units | Multi-Family with 2 - 4 Units | 500-749 | 0-1499 | 1 | Electricity | None | None | Heating Only | Electricity Shared Heating | Boiler Baseboards Heating Only, Electricity | 25000-29999 | 100% CFL | Occupied | <1940 | Electricity | No | 67.9925 | 289.8473 | 16.9981 | 0 | 0 | 64.7687 | 0 | 104.6264 | 0 | 10171.6176 | 0 | 0 | 1358.3844 | 32.824 | 0 | 325.602 | 16.412 | 1060.9173 | 0 | 0 | 0 | 346.9961 | 434.0383 | 0 | 0 | 0 | 0 | 0 | 0 | 0 | 0 | 0 | 0 | 0 | 0 | 0 | 0 | 0 | 0 | 0 | 0 | 0 | 14290.7315 | 14290.7315 | 14290.7315 | 14290.7315 | 0 | 0 | 0 | 2646.677 | 0 | 0 | 0 | 5967.1904 | 0 | 0 | 0 | 5320.8689 | 0 | 0 | 0 | 6556.7308 | 0 | 0 | 0 | 2646.677 | 5967.1904 | 5320.8689 | 6556.7308
134939 | 242.131 | 8194 | 5 | Standard Efficiency | Electric, 120% Usage | EnergyStar, 120% Usage | Electric, 120% Usage | 290 Rated kWh, 120% Usage | 400%+ | None | None | Single-Family Detached | Single-Family Detached | Single-Family Detached | 4000+ | 4000+ | 2 | Electricity | 100% Conditioned | Heat Pump | None | Electricity ASHP | None | 200000+ | 100% LED | Occupied | 1980s | Electricity | Yes | 67.9925 | 629.5167 | 36.6339 | 1419.9293 | 5941.1367 | 150.9316 | 319.7405 | 1549.1737 | 16368.3123 | 16264.5652 | 0 | 0 | 5589.1584 | 84.9906 | 16.7051 | 1837.8487 | 27.2556 | 9531.5504 | 0 | 0 | 0 | 565.6272 | 434.0383 | 746.7451 | 0 | 0 | 0 | 0 | 0 | 0 | 0 | 0 | 0 | 0 | 0 | 0 | 0 | 0 | 0 | 0 | 0 | 0 | 61582.1447 | 61582.1447 | 61582.1447 | 61582.1447 | 0 | 0 | 0 | 11036.3582 | 0 | 0 | 0 | 25431.2028 | 0 | 0 | 0 | 22142.7683 | 0 | 0 | 0 | 26638.5986 | 0 | 0 | 0 | 11036.3582 | 25431.2028 | 22142.7683 | 26638.5986
134976 | 242.131 | 853 | 2 | Standard Efficiency, No usage | None | None | Propane, 100% Usage | 290 Rated kWh, 100% Usage | 400%+ | 10 | None | 10 to 19 Unit | Multifamily with 5+ units, 1-3 stories | Multi-Family with 5+ Units | 750-999 | 0-1499 | 2 | Electricity | 100% Conditioned | Heat Pump | None | Electricity ASHP | None | 80000-99999 | 100% CFL | Vacant | 1990s | Electricity | Yes | 0 | 0 | 0 | 375.424 | 1546.243 | 0 | 0 | 84.1114 | 83.8183 | 882.437 | 0 | 0 | 371.6141 | 0 | 0 | 0 | 16.412 | 0 | 0 | 0 | 0 | 0 | 434.0383 | 0 | 0 | 0 | 0 | 0 | 0 | 0 | 0 | 0 | 0 | 0 | 0 | 0 | 0 | 0 | 0 | 0 | 0 | 0 | 3793.805 | 3793.805 | 3793.805 | 3793.805 | 0 | 0 | 0 | 655.856 | 0 | 0 | 0 | 1452.1084 | 0 | 0 | 0 | 1282.1392 | 0 | 0 | 0 | 1503.6782 | 0 | 0 | 0 | 655.856 | 1452.1084 | 1282.1392 | 1503.6782
135002 | 242.131 | 1138 | 4 | None | None | None | None | None | 300-400% | 116 | None | 50 or more Unit | Multifamily with 5+ units, 4-7 stories | Multi-Family with 5+ Units | 1000-1499 | 0-1499 | 5 | Natural Gas | 100% Conditioned | Central AC | None | Natural Gas Fuel Furnace | None | 80000-99999 | 100% Incandescent | Occupied | 1960s | Natural Gas | Yes | 0 | 0 | 0 | 277.8314 | 1770.7354 | 0 | 0 | 101.4026 | 0 | 0 | 0 | 0 | 0 | 156.793 | 0 | 1465.0623 | 21.9803 | 1083.4837 | 0 | 0 | 0 | 0 | 434.0383 | 0 | 0 | 0 | 0 | 0 | 0 | 0 | 0 | 7220.9781 | 0 | 2333.7249 | 0 | 0 | 0 | 0 | 0 | 0 | 0 | 0 | 14866.3231 | 14866.3231 | 5311.327 | 5311.327 | 0 | 9554.9961 | 0 | 940.1196 | 0 | 2178.3193 | 0 | 2073.8062 | 0 | 2178.3193 | 0 | 1833.3097 | 0 | 2178.3193 | 0 | 2140.2924 | 0 | 2178.3193 | 0 | 3118.4389 | 4252.1255 | 4011.629 | 4318.6117
135007 | 242.131 | 853 | 1 | Standard Efficiency | None | None | Gas, 120% Usage | None | 400%+ | 67 | None | 50 or more Unit | Multifamily with 5+ units, 1-3 stories | Multi-Family with 5+ Units | 750-999 | 0-1499 | 2 | Natural Gas | 100% Conditioned | Central AC | None | Natural Gas Fuel Furnace | None | 70000-79999 | 100% CFL | Occupied | 1990s | Natural Gas | Yes | 67.9925 | 0 | 0 | 465.1038 | 1805.3178 | 0 | 0 | 41.323 | 0 | 0 | 0 | 0 | 0 | 35.7547 | 0 | 390.3707 | 16.412 | 3323.1329 | 0 | 0 | 0 | 31.9447 | 434.0383 | 0 | 0 | 0 | 0 | 0 | 0 | 0 | 0 | 1665.2298 | 0 | 5191.754 | 0 | 0 | 937.2413 | 0 | 0 | 0 | 0 | 0 | 14405.9084 | 14405.9084 | 6611.6833 | 6611.6833 | 0 | 7793.932 | 0 | 1117.9002 | 0 | 1776.8837 | 0 | 2466.1531 | 0 | 1776.8837 | 0 | 2179.9155 | 0 | 1776.8837 | 0 | 2589.9444 | 0 | 1776.8837 | 0 | 2894.7839 | 4243.0368 | 3956.7992 | 4366.8281
135032 | 242.131 | 853 | 2 | Standard Efficiency | Electric, 100% Usage | Standard, 100% Usage | Electric, 100% Usage | 318 Rated kWh, 100% Usage | 400%+ | 12 | None | 10 to 19 Unit | Multifamily with 5+ units, 1-3 stories | Multi-Family with 5+ Units | 750-999 | 0-1499 | 2 | Natural Gas | None | None | Heating Only | Natural Gas Shared Heating | Boiler Baseboards Heating Only, Natural Gas | 80000-99999 | 100% CFL | Occupied | 1960s | Natural Gas | No | 67.9925 | 705.129 | 26.3764 | 0 | 0 | 88.5075 | 0 | 104.3333 | 0 | 0 | 0 | 0 | 0 | 35.7547 | 0 | 390.3707 | 16.412 | 1661.713 | 0 | 0 | 0 | 389.4915 | 480.0504 | 0 | 0 | 0 | 0 | 0 | 0 | 0 | 0 | 7048.0662 | 0 | 3632.3228 | 0 | 0 | 0 | 0 | 0 | 0 | 0 | 0 | 14646.5198 | 14646.5198 | 3966.1308 | 3966.1308 | 0 | 10680.389 | 0 | 668.9803 | 0 | 2434.8997 | 0 | 1503.4378 | 0 | 2434.8997 | 0 | 1320.0382 | 0 | 2434.8997 | 0 | 1602.0488 | 0 | 2434.8997 | 0 | 3103.88 | 3938.3375 | 3754.9379 | 4036.9485
135060 | 242.131 | 2176 | 4 | Standard Efficiency | Electric, 100% Usage | Standard, 100% Usage | Electric, 100% Usage | 318 Rated kWh, 100% Usage | 200-300% | None | None | Single-Family Detached | Single-Family Detached | Single-Family Detached | 2000-2499 | 1500-2499 | 1 | Electricity | 80% Conditioned | Central AC | None | Electricity Electric Furnace | None | 70000-79999 | 100% CFL | Occupied | 1970s | Natural Gas | Yes | 67.9925 | 1237.053 | 46.3052 | 206.029 | 4889.0116 | 171.7396 | 0 | 513.7536 | 0 | 21982.9679 | 0 | 0 | 0 | 52.1667 | 0 | 753.7788 | 21.9803 | 3166.6329 | 0 | 0 | 0 | 537.1993 | 868.0765 | 0 | 0 | 0 | 0 | 0 | 0 | 0 | 0 | 0 | 0 | 6357.5907 | 0 | 0 | 0 | 0 | 0 | 0 | 0 | 0 | 40872.2776 | 40872.2776 | 34514.6868 | 34514.6868 | 0 | 6357.5907 | 0 | 6106.0908 | 0 | 1449.3701 | 0 | 14133.2084 | 0 | 1449.3701 | 0 | 12307.0324 | 0 | 1449.3701 | 0 | 14837.6995 | 0 | 1449.3701 | 0 | 7555.4609 | 15582.5785 | 13756.4024 | 16287.0696
135094 | 242.131 | 1202 | 3 | Standard Efficiency | Electric, 120% Usage | EnergyStar, 120% Usage | Electric, 120% Usage | None | 300-400% | None | 5 | Single-Family Attached | Single-Family Attached | Single-Family Attached | 1000-1499 | 0-1499 | 1 | Electricity | 100% Conditioned | Central AC | None | Electricity Electric Furnace | None | 50000-59999 | 100% CFL | Occupied | 1980s | Electricity | Yes | 67.9925 | 444.0027 | 25.7903 | 454.8463 | 3596.5682 | 0 | 319.7405 | 247.6451 | 0 | 10618.551 | 0 | 0 | 3279.4653 | 40.1507 | 0 | 486.2049 | 21.9803 | 3573.7086 | 0 | 0 | 0 | 467.4484 | 480.0504 | 0 | 0 | 0 | 0 | 0 | 0 | 0 | 0 | 0 | 0 | 0 | 0 | 0 | 0 | 0 | 0 | 0 | 0 | 0 | 24124.1451 | 24124.1451 | 24124.1451 | 24124.1451 | 0 | 0 | 0 | 4200.7416 | 0 | 0 | 0 | 9592.5134 | 0 | 0 | 0 | 8382.5281 | 0 | 0 | 0 | 10117.7938 | 0 | 0 | 0 | 4200.7416 | 9592.5134 | 8382.5281 | 10117.7938
135118 | 242.131 | 853 | 1 | Standard Efficiency | Electric, 100% Usage | EnergyStar, 100% Usage | Gas, 100% Usage | 318 Rated kWh, 100% Usage | 0-100% | 10 | None | 10 to 19 Unit | Multifamily with 5+ units, 1-3 stories | Multi-Family with 5+ Units | 750-999 | 0-1499 | 2 | Natural Gas | 40% Conditioned | Room AC | Heating Only | Natural Gas Shared Heating | Boiler Baseboards Heating Only, Natural Gas | <10000 | 100% Incandescent | Occupied | 1960s | Natural Gas | No | 67.9925 | 289.8473 | 16.9981 | 0 | 776.9314 | 64.7687 | 0 | 133.0543 | 0 | 0 | 0 | 0 | 0 | 142.7256 | 0 | 1220.3479 | 16.412 | 1466.5276 | 0 | 0 | 0 | 23.7388 | 434.0383 | 0 | 0 | 0 | 0 | 0 | 0 | 0 | 0 | 12494.792 | 0 | 2597.1958 | 0 | 0 | 694.8715 | 0 | 0 | 0 | 0 | 0 | 20439.6556 | 20439.6556 | 4653.0894 | 4653.0894 | 0 | 15786.5663 | 0 | 765.9774 | 0 | 3599.0377 | 0 | 1716.6385 | 0 | 3599.0377 | 0 | 1515.8041 | 0 | 3599.0377 | 0 | 1807.2558 | 0 | 3599.0377 | 0 | 4365.0151 | 5315.6762 | 5114.8418 | 5406.2935
135127 | 242.131 | 2663 | 4 | Standard Efficiency | Electric, 120% Usage | EnergyStar, 120% Usage | Electric, 120% Usage | None | 400%+ | None | None | Single-Family Detached | Single-Family Detached | Single-Family Detached | 2500-2999 | 2500-3999 | 2 | Electricity | 100% Conditioned | Heat Pump | None | Electricity ASHP | None | 120000-139999 | 100% Incandescent | Occupied | 1980s | Electricity | Yes | 67.9925 | 927.863 | 54.2181 | 1327.3189 | 4383.1709 | 0 | 319.7405 | 810.9277 | 3569.8987 | 13810.388 | 0 | 0 | 8496.4234 | 233.2846 | 99.9372 | 2774.2107 | 21.9803 | 7272.8517 | 0 | 0 | 0 | 723.8855 | 480.0504 | 0 | 0 | 0 | 0 | 0 | 0 | 0 | 0 | 0 | 0 | 0 | 0 | 0 | 0 | 0 | 0 | 0 | 0 | 0 | 45373.5561 | 45373.5561 | 45373.5561 | 45373.5561 | 0 | 0 | 0 | 7989.9421 | 0 | 0 | 0 | 18187.0424 | 0 | 0 | 0 | 15882.98 | 0 | 0 | 0 | 19170.3594 | 0 | 0 | 0 | 7989.9421 | 18187.0424 | 15882.98 | 19170.3594
135160 | 242.131 | 1202 | 4 | None | Electric, 120% Usage | EnergyStar, 120% Usage | Electric, 120% Usage | None | 0-100% | None | 30 | Single-Family Attached | Single-Family Attached | Single-Family Attached | 1000-1499 | 0-1499 | 1 | Natural Gas | None | None | None | Natural Gas Fuel Wall/Floor Furnace | None | <10000 | 100% LED | Occupied | 1940s | Natural Gas | Yes | 0 | 347.5823 | 20.2219 | 0 | 0 | 0 | 0 | 0 | 0 | 0 | 0 | 0 | 0 | 26.6695 | 0 | 371.321 | 21.9803 | 3311.41 | 0 | 0 | 0 | 416.454 | 480.0504 | 0 | 0 | 0 | 0 | 0 | 0 | 0 | 0 | 42215.4223 | 0 | 3789.9951 | 0 | 0 | 0 | 0 | 0 | 0 | 0 | 0 | 51001.1068 | 51001.1068 | 4995.6895 | 4995.6895 | 0 | 46005.4174 | 0 | 823.2992 | 0 | 10488.2744 | 0 | 1856.545 | 0 | 10488.2744 | 0 | 1631.4511 | 0 | 10488.2744 | 0 | 1979.9919 | 0 | 10488.2744 | 0 | 11311.5736 | 12344.8193 | 12119.7255 | 12468.2663
135236 | 242.131 | 866 | 2 | Standard Efficiency, No usage | Electric, 80% Usage | EnergyStar, 80% Usage | Electric, 80% Usage | 290 Rated kWh, 80% Usage | 0-100% | None | 5 | Single-Family Attached | Single-Family Attached | Single-Family Attached | 750-999 | 0-1499 | 1 | Electricity | 80% Conditioned | Central AC | None | Electricity Baseboard | None | 10000-14999 | 100% CFL | Vacant | 1940s | Natural Gas | Yes | 0 | 0 | 0 | 950.4295 | 3560.8135 | 0 | 0 | 0 | 0 | 2829.6012 | 0 | 0 | 0 | 0 | 0 | 0 | 16.412 | 0 | 0 | 0 | 0 | 0 | 434.0383 | 0 | 0 | 0 | 0 | 0 | 0 | 0 | 0 | 0 | 0 | 1766.0463 | 0 | 0 | 0 | 0 | 0 | 0 | 0 | 0 | 9557.3407 | 9557.3407 | 7791.2944 | 7791.2944 | 0 | 1766.0463 | 0 | 1409.6667 | 0 | 402.605 | 0 | 3118.5523 | 0 | 402.605 | 0 | 2748.2504 | 0 | 402.605 | 0 | 3192.7106 | 0 | 402.605 | 0 | 1812.2716 | 3521.1573 | 3150.8554 | 3595.3156
135246 | 242.131 | 1220 | 3 | Standard Efficiency | Electric, 100% Usage | Standard, 100% Usage | Electric, 100% Usage | 318 Rated kWh, 100% Usage | 300-400% | None | None | Single-Family Detached | Single-Family Detached | Single-Family Detached | 1000-1499 | 0-1499 | 2 | Fuel Oil | 20% Conditioned | Room AC | None | Fuel Oil Fuel Boiler | None | 60000-69999 | 100% Incandescent | Occupied | <1940 | Electricity | Yes | 67.9925 | 999.9585 | 37.5131 | 0 | 403.5589 | 134.8127 | 0 | 180.8249 | 0 | 0 | 0 | 0 | 3278.5861 | 160.896 | 0 | 1535.3993 | 21.9803 | 2547.9599 | 0 | 0 | 0 | 471.2583 | 400.042 | 0 | 0 | 19403.3563 | 0 | 0 | 0 | 843.1655 | 0 | 0 | 0 | 0 | 0 | 0 | 0 | 0 | 0 | 0 | 0 | 0 | 30487.0111 | 30487.0111 | 10240.4893 | 10240.4893 | 19403.3563 | 843.1655 | 0 | 1691.3158 | 5883.0985 | 192.1953 | 0 | 3789.7484 | 5883.0985 | 192.1953 | 0 | 3327.574 | 5883.0985 | 192.1953 | 0 | 4077.8181 | 5883.0985 | 192.1953 | 0 | 7766.6095 | 9865.0421 | 9402.8678 | 10153.1118
135357 | 242.131 | 866 | 1 | Standard Efficiency | Electric, 80% Usage | EnergyStar, 80% Usage | Electric, 80% Usage | None | 400%+ | None | 6 | Single-Family Attached | Single-Family Attached | Single-Family Attached | 750-999 | 0-1499 | 1 | Fuel Oil | 100% Conditioned | Central AC | None | Fuel Oil Fuel Furnace | None | 50000-59999 | 100% CFL | Occupied | 1970s | Electricity | Yes | 67.9925 | 231.8192 | 13.4813 | 455.4324 | 2498.4309 | 0 | 319.7405 | 317.689 | 0 | 0 | 0 | 0 | 828.805 | 35.7547 | 0 | 393.8875 | 16.412 | 802.1355 | 0 | 0 | 0 | 277.5383 | 480.0504 | 0 | 0 | 12677.9614 | 0 | 0 | 1155.2862 | 0 | 0 | 0 | 0 | 0 | 0 | 0 | 0 | 0 | 0 | 0 | 0 | 0 | 20572.4168 | 20572.4168 | 6739.1693 | 6739.1693 | 12677.9614 | 1155.2862 | 0 | 1180.1829 | 3843.9236 | 263.3943 | 0 | 2536.1783 | 3843.9236 | 263.3943 | 0 | 2247.8854 | 3843.9236 | 263.3943 | 0 | 2666.2014 | 3843.9236 | 263.3943 | 0 | 5287.5009 | 6643.4962 | 6355.2033 | 6773.5194
135410 | 242.131 | 853 | 2 | None | None | None | Electric, 100% Usage | None | 0-100% | 116 | None | 50 or more Unit | Multifamily with 5+ units, 8+ stories | Multi-Family with 5+ Units | 750-999 | 0-1499 | 15 | Electricity | 100% Conditioned | Central AC | Heating and Cooling | Electricity Shared Heating | Fan Coil Heating and Cooling, Electricity | 20000-24999 | 100% CFL | Occupied | 1960s | Electricity | No | 0 | 0 | 0 | 18.7565 | 1671.0912 | 0 | 0 | 199.8745 | 0 | 7618.3825 | 0 | 0 | 2884.6985 | 35.7547 | 0 | 390.3707 | 16.412 | 2052.0836 | 0 | 0 | 0 | 474.4821 | 480.0504 | 0 | 0 | 0 | 0 | 0 | 0 | 0 | 0 | 0 | 0 | 0 | 0 | 0 | 0 | 0 | 0 | 0 | 0 | 0 | 15841.6636 | 15841.6636 | 15841.6636 | 15841.6636 | 0 | 0 | 0 | 2756.6187 | 0 | 0 | 0 | 6333.8926 | 0 | 0 | 0 | 5524.6535 | 0 | 0 | 0 | 6700.2528 | 0 | 0 | 0 | 2756.6187 | 6333.8926 | 5524.6535 | 6700.2528
135460 | 242.131 | 8194 | 5 | Standard Efficiency | Gas, 100% Usage | Standard, 100% Usage | Gas, 100% Usage | None | 400%+ | None | None | Single-Family Detached | Single-Family Detached | Single-Family Detached | 4000+ | 4000+ | 2 | Natural Gas | 100% Conditioned | Central AC | None | Natural Gas Fuel Furnace | None | 180000-199999 | 100% CFL | Occupied | 2000s | Natural Gas | Yes | 67.9925 | 195.4784 | 81.7668 | 1685.7448 | 4801.9695 | 0 | 319.7405 | 126.0206 | 0 | 0 | 0 | 0 | 0 | 127.4859 | 24.911 | 2406.1135 | 27.2556 | 6339.4203 | 0 | 0 | 0 | 55.0974 | 434.0383 | 0 | 0 | 0 | 0 | 2595.1443 | 0 | 0 | 0 | 13837.6436 | 0 | 9678.379 | 0 | 0 | 1615.9939 | 0 | 0 | 0 | 0 | 0 | 44420.1959 | 44420.1959 | 16693.3281 | 16693.3281 | 0 | 27726.8678 | 0 | 2899.8305 | 0 | 6321.1789 | 0 | 6293.7651 | 0 | 6321.1789 | 0 | 5578.6255 | 0 | 6321.1789 | 0 | 6562.2505 | 0 | 6321.1789 | 0 | 9221.0094 | 12614.944 | 11899.8044 | 12883.4294
135463 | 242.131 | 1675 | 2 | None | Electric, 100% Usage | Standard, 100% Usage | Propane, 100% Usage | None | 400%+ | None | 8 | Single-Family Attached | Single-Family Attached | Single-Family Attached | 1500-1999 | 1500-2499 | 2 | Electricity | 100% Conditioned | Heat Pump | None | Electricity ASHP | None | 160000-179999 | 100% CFL | Occupied | 1980s | Electricity | Yes | 0 | 705.129 | 26.3764 | 340.8417 | 1509.316 | 0 | 319.7405 | 603.1403 | 4371.7412 | 6390.7078 | 0 | 0 | 2033.6202 | 46.0122 | 0 | 616.0354 | 16.412 | 1859.5359 | 0 | 0 | 0 | 26.6695 | 868.0765 | 0 | 0 | 0 | 0 | 0 | 0 | 0 | 0 | 0 | 0 | 0 | 0 | 0 | 0 | 0 | 0 | 0 | 0 | 781.0344 | 20514.3888 | 20514.3888 | 19733.3544 | 19733.3544 | 0 | 0 | 781.0344 | 3515.8552 | 0 | 0 | 214.9288 | 8122.1552 | 0 | 0 | 214.9288 | 7066.2329 | 0 | 0 | 214.9288 | 8530.5734 | 0 | 0 | 214.9288 | 3730.7841 | 8337.084 | 7281.1618 | 8745.5022
135507 | 242.131 | 1623 | 3 | Standard Efficiency | Electric, 100% Usage | EnergyStar, 100% Usage | Electric, 100% Usage | None | 150-200% | 4 | None | 3 or 4 Unit | Multifamily with 2-4 Units | Multi-Family with 2 - 4 Units | 1500-1999 | 1500-2499 | 2 | Electricity | None | None | None | Electricity Baseboard | None | 45000-49999 | 100% Incandescent | Occupied | <1940 | Electricity | Yes | 67.9925 | 610.7601 | 35.7547 | 0 | 0 | 0 | 0 | 0 | 0 | 18222.573 | 0 | 0 | 3515.9736 | 181.1179 | 0 | 1881.2232 | 21.9803 | 1978.2297 | 0 | 0 | 0 | 516.9774 | 434.0383 | 0 | 0 | 0 | 0 | 0 | 0 | 0 | 0 | 0 | 0 | 0 | 595.8135 | 0 | 0 | 0 | 0 | 0 | 0 | 0 | 28062.4342 | 28062.4342 | 27466.6207 | 27466.6207 | 0 | 595.8135 | 0 | 5034.2085 | 0 | 135.8228 | 0 | 11314.2575 | 0 | 135.8228 | 0 | 10114.3773 | 0 | 135.8228 | 0 | 12471.7667 | 0 | 135.8228 | 0 | 5170.0313 | 11450.0803 | 10250.2001 | 12607.5895
135586 | 242.131 | 2115 | 2 | None | None | None | Electric, 80% Usage | None | 100-150% | 8 | None | 5 to 9 Unit | Multifamily with 5+ units, 1-3 stories | Multi-Family with 5+ Units | 2000-2499 | 1500-2499 | 1 | Electricity | 100% Conditioned | Central AC | None | Electricity Electric Furnace | None | 10000-14999 | 100% LED | Occupied | 1980s | Electricity | Yes | 0 | 0 | 0 | 276.9522 | 1328.4912 | 0 | 0 | 100.2303 | 0 | 6347.0402 | 0 | 0 | 633.0335 | 34.2893 | 0 | 562.9895 | 16.412 | 987.3564 | 0 | 0 | 0 | 277.5383 | 480.0504 | 0 | 0 | 0 | 0 | 0 | 0 | 0 | 0 | 0 | 0 | 0 | 0 | 0 | 0 | 0 | 0 | 0 | 0 | 0 | 11044.0902 | 11044.0902 | 11044.0902 | 11044.0902 | 0 | 0 | 0 | 1950.8931 | 0 | 0 | 0 | 4550.3697 | 0 | 0 | 0 | 3964.2322 | 0 | 0 | 0 | 4741.6805 | 0 | 0 | 0 | 1950.8931 | 4550.3697 | 3964.2322 | 4741.6805
135596 | 242.131 | 1690 | 4 | Standard Efficiency | Electric, 120% Usage | EnergyStar, 120% Usage | Electric, 120% Usage | 318 Rated kWh, 120% Usage | 400%+ | None | None | Single-Family Detached | Single-Family Detached | Single-Family Detached | 1500-1999 | 1500-2499 | 1 | Natural Gas | 100% Conditioned | Central AC | None | Natural Gas Fuel Furnace | None | 120000-139999 | 100% Incandescent | Occupied | 1980s | Natural Gas | Yes | 67.9925 | 480.0504 | 28.1348 | 744.4005 | 3358.8875 | 117.2284 | 0 | 140.381 | 0 | 0 | 897.3836 | 886.54 | 0 | 184.6348 | 99.9372 | 1938.9582 | 21.9803 | 4765.3356 | 0 | 0 | 0 | 486.498 | 480.0504 | 0 | 0 | 0 | 0 | 0 | 0 | 0 | 0 | 13031.4051 | 0 | 6056.3137 | 0 | 0 | 0 | 0 | 0 | 0 | 0 | 0 | 33786.1122 | 33786.1122 | 14698.6864 | 14698.6864 | 0 | 19087.4257 | 0 | 2600.9785 | 0 | 4351.5624 | 0 | 5647.8841 | 0 | 4351.5624 | 0 | 4993.2401 | 0 | 4351.5624 | 0 | 5920.8977 | 0 | 4351.5624 | 0 | 6952.5409 | 9999.4465 | 9344.8025 | 10272.4601
135598 | 242.131 | 1690 | 3 | Standard Efficiency | Electric, 120% Usage | EnergyStar, 120% Usage | Electric, 120% Usage | 318 Rated kWh, 120% Usage | 400%+ | None | None | Single-Family Detached | Single-Family Detached | Single-Family Detached | 1500-1999 | 1500-2499 | 1 | Natural Gas | 40% Conditioned | Room AC | None | Natural Gas Fuel Boiler | None | 120000-139999 | 100% Incandescent | Occupied | 1940s | Natural Gas | Yes | 67.9925 | 629.5167 | 36.6339 | 0 | 1372.1587 | 161.7752 | 0 | 113.1254 | 0 | 0 | 0 | 0 | 0 | 184.6348 | 0 | 1938.9582 | 21.9803 | 5394.8523 | 0 | 0 | 0 | 565.6272 | 480.0504 | 0 | 0 | 0 | 0 | 0 | 0 | 0 | 0 | 31499.5717 | 0 | 8301.8242 | 0 | 0 | 0 | 0 | 0 | 0 | 0 | 0 | 50768.4084 | 50768.4084 | 10967.0125 | 10967.0125 | 0 | 39801.3959 | 0 | 1893.3481 | 0 | 9073.8695 | 0 | 4171.7893 | 0 | 9073.8695 | 0 | 3678.0785 | 0 | 9073.8695 | 0 | 4421.842 | 0 | 9073.8695 | 0 | 10967.2176 | 13245.6588 | 12751.948 | 13495.7116
135692 | 242.131 | 853 | 2 | Standard Efficiency | None | None | Electric, 80% Usage | None | 400%+ | 67 | None | 50 or more Unit | Multifamily with 5+ units, 1-3 stories | Multi-Family with 5+ Units | 750-999 | 0-1499 | 3 | Electricity | 100% Conditioned | Heat Pump | None | Electricity ASHP | None | 80000-99999 | 100% Incandescent | Occupied | 2000s | Electricity | Yes | 67.9925 | 0 | 0 | 317.396 | 1181.9556 | 0 | 0 | 139.5018 | 55.6835 | 1356.9191 | 0 | 0 | 1026.921 | 142.7256 | 0 | 1220.3479 | 16.412 | 830.8565 | 0 | 0 | 0 | 311.5345 | 434.0383 | 0 | 0 | 0 | 0 | 0 | 0 | 0 | 0 | 0 | 0 | 0 | 0 | 0 | 0 | 0 | 0 | 0 | 0 | 0 | 7101.9912 | 7101.9912 | 7101.9912 | 7101.9912 | 0 | 0 | 0 | 1219.1043 | 0 | 0 | 0 | 2743.8338 | 0 | 0 | 0 | 2409.5398 | 0 | 0 | 0 | 2892.8194 | 0 | 0 | 0 | 1219.1043 | 2743.8338 | 2409.5398 | 2892.8194
135719 | 242.131 | 1138 | 2 | None | Electric, 80% Usage | EnergyStar, 80% Usage | Electric, 80% Usage | 318 Rated kWh, 80% Usage | 200-300% | 67 | None | 50 or more Unit | Multifamily with 5+ units, 8+ stories | Multi-Family with 5+ Units | 1000-1499 | 0-1499 | 15 | Electricity | 100% Conditioned | Heat Pump | None | Electricity ASHP | None | 35000-39999 | 100% Incandescent | Vacant | 1990s | Electricity | Yes | 0 | 0 | 0 | 305.6731 | 999.0793 | 0 | 0 | 16.1189 | 11.7228 | 382.7508 | 0 | 0 | 342.6001 | 0 | 0 | 0 | 16.412 | 0 | 0 | 0 | 0 | 0 | 434.0383 | 0 | 0 | 0 | 0 | 0 | 0 | 0 | 0 | 0 | 0 | 0 | 0 | 0 | 0 | 0 | 0 | 0 | 0 | 0 | 2508.6884 | 2508.6884 | 2508.6884 | 2508.6884 | 0 | 0 | 0 | 421.0312 | 0 | 0 | 0 | 907.8642 | 0 | 0 | 0 | 805.9964 | 0 | 0 | 0 | 954.6845 | 0 | 0 | 0 | 421.0312 | 907.8642 | 805.9964 | 954.6845
135734 | 242.131 | 617 | 2 | Standard Efficiency, No usage | Electric, 80% Usage | EnergyStar, 80% Usage | Electric, 80% Usage | None | 400%+ | None | 5 | Single-Family Attached | Single-Family Attached | Single-Family Attached | 500-749 | 0-1499 | 1 | Electricity | 100% Conditioned | Central AC | None | Electricity Electric Furnace | None | 120000-139999 | 100% CFL | Vacant | 1980s | Electricity | Yes | 0 | 0 | 0 | 286.9166 | 2203.3083 | 0 | 0 | 23.1526 | 0 | 1269.8769 | 0 | 0 | 195.7715 | 0 | 0 | 0 | 16.412 | 0 | 0 | 0 | 0 | 0 | 400.042 | 0 | 0 | 0 | 0 | 0 | 0 | 0 | 0 | 0 | 0 | 0 | 0 | 0 | 0 | 0 | 0 | 0 | 0 | 0 | 4395.4799 | 4395.4799 | 4395.4799 | 4395.4799 | 0 | 0 | 0 | 793.9944 | 0 | 0 | 0 | 1749.8895 | 0 | 0 | 0 | 1543.7173 | 0 | 0 | 0 | 1791.991 | 0 | 0 | 0 | 793.9944 | 1749.8895 | 1543.7173 | 1791.991
135819 | 242.131 | 3301 | 4 | Standard Efficiency | Electric, 120% Usage | EnergyStar, 120% Usage | Electric, 120% Usage | None | 400%+ | None | None | Single-Family Detached | Single-Family Detached | Single-Family Detached | 3000-3999 | 2500-3999 | 2 | Electricity | 100% Conditioned | Central AC | None | Electricity Electric Furnace | None | 160000-179999 | 100% CFL | Occupied | 1980s | Electricity | Yes | 67.9925 | 778.6898 | 45.426 | 1242.6213 | 8634.4599 | 0 | 0 | 194.8923 | 0 | 12929.1233 | 0 | 0 | 6918.5287 | 66.2341 | 24.911 | 1062.6757 | 21.9803 | 7048.9454 | 0 | 0 | 0 | 644.7564 | 434.0383 | 0 | 0 | 0 | 0 | 0 | 0 | 0 | 0 | 0 | 0 | 0 | 0 | 0 | 0 | 0 | 0 | 0 | 0 | 0 | 40115.275 | 40115.275 | 40115.275 | 40115.275 | 0 | 0 | 0 | 7016.5727 | 0 | 0 | 0 | 15827.3074 | 0 | 0 | 0 | 13877.9584 | 0 | 0 | 0 | 16615.7861 | 0 | 0 | 0 | 7016.5727 | 15827.3074 | 13877.9584 | 16615.7861
135821 | 242.131 | 853 | 2 | Standard Efficiency | None | None | None | 318 Rated kWh, 100% Usage | 300-400% | 16 | None | 10 to 19 Unit | Multifamily with 5+ units, 1-3 stories | Multi-Family with 5+ Units | 750-999 | 0-1499 | 3 | Electricity | 60% Conditioned | Room AC | None | Electricity Baseboard | None | 80000-99999 | 100% Incandescent | Occupied | 1990s | Electricity | Yes | 67.9925 | 0 | 0 | 0 | 741.1767 | 136.5711 | 0 | 0 | 0 | 1187.2309 | 0 | 0 | 3038.8539 | 142.7256 | 0 | 1220.3479 | 16.412 | 2052.0836 | 0 | 0 | 0 | 0 | 434.0383 | 0 | 0 | 0 | 0 | 0 | 0 | 0 | 0 | 0 | 0 | 0 | 0 | 0 | 0 | 0 | 0 | 0 | 0 | 0 | 9037.4326 | 9037.4326 | 9037.4326 | 9037.4326 | 0 | 0 | 0 | 1510.7855 | 0 | 0 | 0 | 3420.5083 | 0 | 0 | 0 | 2997.6083 | 0 | 0 | 0 | 3655.1199 | 0 | 0 | 0 | 1510.7855 | 3420.5083 | 2997.6083 | 3655.1199
135939 | 242.131 | 3301 | 3 | Standard Efficiency | Electric, 100% Usage | EnergyStar, 100% Usage | Electric, 100% Usage | 318 Rated kWh, 100% Usage | 150-200% | None | None | Single-Family Detached | Single-Family Detached | Single-Family Detached | 3000-3999 | 2500-3999 | 2 | Natural Gas | 100% Conditioned | Central AC | None | Natural Gas Fuel Furnace | None | 30000-34999 | 100% Incandescent | Occupied | 1950s | Natural Gas | Yes | 67.9925 | 524.5972 | 30.7725 | 1987.3149 | 6368.4344 | 134.8127 | 319.7405 | 1093.1551 | 0 | 0 | 0 | 0 | 0 | 264.9362 | 0 | 3321.6675 | 21.9803 | 3209.7144 | 0 | 0 | 0 | 471.2583 | 914.0887 | 492.0663 | 0 | 0 | 0 | 0 | 0 | 0 | 0 | 56315.9507 | 0 | 4839.7756 | 0 | 0 | 0 | 0 | 0 | 0 | 0 | 0 | 80377.9647 | 80377.9647 | 19222.2384 | 19222.2384 | 0 | 61155.7263 | 0 | 3435.8665 | 0 | 13942.2184 | 0 | 7364.2499 | 0 | 13942.2184 | 0 | 6528.1594 | 0 | 13942.2184 | 0 | 7700.9207 | 0 | 13942.2184 | 0 | 17378.0849 | 21306.4683 | 20470.3778 | 21643.1391
135968 | 242.131 | 2152 | 4 | Standard Efficiency | Electric, 100% Usage | EnergyStar, 100% Usage | Electric, 100% Usage | 318 Rated kWh, 100% Usage | 400%+ | None | 36 | Single-Family Attached | Single-Family Attached | Single-Family Attached | 2000-2499 | 1500-2499 | 1 | Electricity | 100% Conditioned | Heat Pump | None | Electricity ASHP | None | 160000-179999 | 100% LED | Occupied | 2010s | Electricity | Yes | 67.9925 | 690.7685 | 40.4438 | 564.748 | 2388.2361 | 184.3417 | 0 | 383.0439 | 798.0325 | 3515.9736 | 0 | 0 | 4206.156 | 34.5824 | 0 | 570.6094 | 21.9803 | 2457.1079 | 0 | 0 | 0 | 559.4727 | 434.0383 | 0 | 0 | 0 | 0 | 0 | 0 | 0 | 0 | 0 | 0 | 0 | 0 | 0 | 0 | 0 | 0 | 0 | 0 | 0 | 16917.2344 | 16917.2344 | 16917.2344 | 16917.2344 | 0 | 0 | 0 | 2968.5716 | 0 | 0 | 0 | 6598.8899 | 0 | 0 | 0 | 6014.1753 | 0 | 0 | 0 | 7253.284 | 0 | 0 | 0 | 2968.5716 | 6598.8899 | 6014.1753 | 7253.284
136099 | 242.131 | 853 | 1 | Standard Efficiency | None | None | Electric, 80% Usage | None | 300-400% | 183 | None | 50 or more Unit | Multifamily with 5+ units, 4-7 stories | Multi-Family with 5+ Units | 750-999 | 0-1499 | 4 | Electricity | 100% Conditioned | Heat Pump | None | Electricity ASHP | None | 40000-44999 | 100% Incandescent | Occupied | 2000s | Electricity | Yes | 67.9925 | 0 | 0 | 177.0149 | 755.8303 | 0 | 0 | 181.7041 | 274.0215 | 1933.6829 | 0 | 0 | 775.173 | 142.7256 | 0 | 1220.3479 | 16.412 | 733.2638 | 0 | 0 | 0 | 277.5383 | 434.0383 | 0 | 0 | 0 | 0 | 0 | 0 | 0 | 0 | 0 | 0 | 0 | 0 | 0 | 0 | 0 | 0 | 0 | 0 | 0 | 6989.4519 | 6989.4519 | 6989.4519 | 6989.4519 | 0 | 0 | 0 | 1196.2923 | 0 | 0 | 0 | 2734.5714 | 0 | 0 | 0 | 2391.8171 | 0 | 0 | 0 | 2874.4901 | 0 | 0 | 0 | 1196.2923 | 2734.5714 | 2391.8171 | 2874.4901
136159 | 242.131 | 1220 | 2 | Standard Efficiency | Electric, 80% Usage | EnergyStar, 80% Usage | Electric, 80% Usage | None | 400%+ | None | None | Single-Family Detached | Single-Family Detached | Single-Family Detached | 1000-1499 | 0-1499 | 1 | Natural Gas | 100% Conditioned | Central AC | None | Natural Gas Fuel Furnace | None | 50000-59999 | 100% CFL | Occupied | 1950s | Natural Gas | Yes | 67.9925 | 220.6825 | 12.8951 | 606.6571 | 1871.8449 | 0 | 319.7405 | 408.8341 | 0 | 0 | 0 | 0 | 0 | 40.1507 | 0 | 491.1871 | 16.412 | 959.2216 | 0 | 0 | 0 | 271.6769 | 400.042 | 0 | 0 | 0 | 0 | 0 | 0 | 595.5204 | 0 | 22104.0062 | 0 | 1952.7325 | 0 | 0 | 0 | 0 | 0 | 0 | 0 | 0 | 30339.5964 | 30339.5964 | 5687.6303 | 5687.6303 | 0 | 24651.9661 | 0 | 987.4266 | 0 | 5620.1591 | 0 | 2113.1258 | 0 | 5620.1591 | 0 | 1874.759 | 0 | 5620.1591 | 0 | 2224.4424 | 0 | 5620.1591 | 0 | 6607.5857 | 7733.285 | 7494.9181 | 7844.6015
136172 | 242.131 | 1220 | 4 | None | Electric, 80% Usage | Standard, 80% Usage | Electric, 80% Usage | None | 150-200% | None | None | Single-Family Detached | Single-Family Detached | Single-Family Detached | 1000-1499 | 0-1499 | 1 | Fuel Oil | 100% Conditioned | Central AC | None | Fuel Oil Fuel Furnace | None | 45000-49999 | 100% CFL | Vacant | 1990s | Electricity | Yes | 0 | 0 | 0 | 317.9821 | 1638.2673 | 0 | 0 | 60.3726 | 0 | 0 | 0 | 0 | 331.4634 | 0 | 0 | 0 | 21.9803 | 0 | 0 | 0 | 0 | 0 | 434.0383 | 0 | 0 | 2433.076 | 0 | 0 | 0 | 0 | 0 | 0 | 0 | 0 | 0 | 0 | 0 | 0 | 0 | 0 | 0 | 0 | 5237.18 | 5237.18 | 2804.104 | 2804.104 | 2433.076 | 0 | 0 | 506.0558 | 737.7249 | 0 | 0 | 1074.7495 | 737.7249 | 0 | 0 | 958.5622 | 737.7249 | 0 | 0 | 1087.8633 | 737.7249 | 0 | 0 | 1243.7807 | 1812.4744 | 1696.2871 | 1825.5882
136338 | 242.131 | 1138 | 1 | Standard Efficiency | Electric, 100% Usage | EnergyStar, 100% Usage | Electric, 100% Usage | 290 Rated kWh, 100% Usage | 200-300% | 10 | None | 10 to 19 Unit | Multifamily with 5+ units, 1-3 stories | Multi-Family with 5+ Units | 1000-1499 | 0-1499 | 2 | Electricity | 100% Conditioned | Heat Pump | None | Electricity ASHP | None | 50000-59999 | 100% LED | Occupied | 1970s | Electricity | Yes | 67.9925 | 450.1572 | 26.3764 | 348.1684 | 1495.5417 | 105.2125 | 0 | 428.1768 | 905.2965 | 4253.0474 | 0 | 0 | 2545.9084 | 26.0833 | 0 | 357.8398 | 16.412 | 1971.4891 | 0 | 0 | 0 | 431.9868 | 434.0383 | 0 | 0 | 0 | 0 | 0 | 0 | 0 | 0 | 0 | 0 | 0 | 0 | 0 | 0 | 0 | 0 | 0 | 0 | 0 | 13864.02 | 13864.02 | 13864.02 | 13864.02 | 0 | 0 | 0 | 2441.9204 | 0 | 0 | 0 | 5569.5818 | 0 | 0 | 0 | 4863.7444 | 0 | 0 | 0 | 5847.8058 | 0 | 0 | 0 | 2441.9204 | 5569.5818 | 4863.7444 | 5847.8058
136349 | 242.131 | 2663 | 3 | Standard Efficiency | Electric, 100% Usage | EnergyStar, 100% Usage | Propane, 100% Usage | None | 400%+ | None | None | Single-Family Detached | Single-Family Detached | Single-Family Detached | 2500-2999 | 2500-3999 | 1 | Fuel Oil | 40% Conditioned | Room AC | None | Fuel Oil Fuel Furnace | None | 100000-119999 | 100% LED | Occupied | 1940s | Fuel Oil | Yes | 67.9925 | 524.5972 | 30.7725 | 0 | 1809.1277 | 0 | 319.7405 | 558.8865 | 0 | 0 | 0 | 0 | 0 | 38.9785 | 16.7051 | 677.8734 | 21.9803 | 3006.9092 | 0 | 0 | 0 | 32.2378 | 434.0383 | 0 | 0 | 22482.361 | 4240.1522 | 0 | 0 | 0 | 0 | 0 | 0 | 0 | 0 | 0 | 0 | 0 | 0 | 0 | 0 | 947.2057 | 35209.2653 | 35209.2653 | 7539.5463 | 7539.5463 | 26722.5132 | 0 | 947.2057 | 1284.1781 | 8102.2679 | 0 | 260.6569 | 2837.536 | 8102.2679 | 0 | 260.6569 | 2505.4025 | 8102.2679 | 0 | 260.6569 | 2978.6935 | 8102.2679 | 0 | 260.6569 | 9647.1028 | 11200.4607 | 10868.3272 | 11341.6182
136353 | 242.131 | 1220 | 3 | Standard Efficiency | Electric, 100% Usage | EnergyStar, 100% Usage | Electric, 100% Usage | None | 400%+ | None | None | Single-Family Detached | Single-Family Detached | Single-Family Detached | 1000-1499 | 0-1499 | 1 | Fuel Oil | 20% Conditioned | Room AC | None | Fuel Oil Fuel Boiler | None | 120000-139999 | 100% LED | Occupied | 1950s | Electricity | Yes | 67.9925 | 897.6767 | 52.4597 | 0 | 784.8443 | 0 | 0 | 172.3258 | 0 | 0 | 1410.258 | 1392.9668 | 5262.9703 | 26.9625 | 0 | 375.131 | 21.9803 | 3492.2349 | 0 | 0 | 0 | 669.0813 | 863.9735 | 0 | 0 | 18161.3211 | 0 | 0 | 0 | 0 | 0 | 0 | 0 | 0 | 0 | 0 | 0 | 0 | 0 | 0 | 0 | 0 | 33651.8856 | 33651.8856 | 15490.8575 | 15490.8575 | 18161.3211 | 0 | 0 | 2550.661 | 5506.4444 | 0 | 0 | 5701.4973 | 5506.4444 | 0 | 0 | 5015.1885 | 5506.4444 | 0 | 0 | 6109.8239 | 5506.4444 | 0 | 0 | 8057.1055 | 11207.9418 | 10521.6329 | 11616.2684
136354 | 242.131 | 885 | 2 | Standard Efficiency | Electric, 120% Usage | Standard, 120% Usage | Electric, 120% Usage | 290 Rated kWh, 120% Usage | 0-100% | None | None | Mobile Home | Mobile Home | Mobile Home | 750-999 | 0-1499 | 1 | Propane | 100% Conditioned | Central AC | None | Propane Fuel Furnace | None | <10000 | 100% Incandescent | Occupied | 2000s | Electricity | Yes | 81.7668 | 915.261 | 34.2893 | 450.4502 | 2079.0462 | 109.3155 | 0 | 103.161 | 0 | 0 | 0 | 0 | 3883.7778 | 144.191 | 0 | 1247.8966 | 16.412 | 4413.9434 | 0 | 0 | 0 | 486.498 | 434.0383 | 0 | 0 | 0 | 0 | 0 | 0 | 0 | 0 | 0 | 0 | 0 | 0 | 0 | 0 | 0 | 0 | 9203.897 | 0 | 0 | 23603.944 | 23603.944 | 14400.3401 | 14400.3401 | 0 | 0 | 9203.897 | 2380.832 | 0 | 0 | 2532.7378 | 5306.1739 | 0 | 0 | 2532.7378 | 4675.8592 | 0 | 0 | 2532.7378 | 5657.4685 | 0 | 0 | 2532.7378 | 4913.5697 | 7838.9117 | 7208.597 | 8190.2063
136581 | 242.131 | 1138 | 2 | None | Electric, 100% Usage | Standard, 100% Usage | Electric, 100% Usage | 290 Rated kWh, 100% Usage | 150-200% | 323 | None | 50 or more Unit | Multifamily with 5+ units, 8+ stories | Multi-Family with 5+ Units | 1000-1499 | 0-1499 | 14 | Natural Gas | None | None | None | Natural Gas Fuel Furnace | None | 40000-44999 | 100% Incandescent | Occupied | 1950s | Natural Gas | No | 0 | 858.1121 | 32.2378 | 0 | 0 | 105.2125 | 0 | 150.9316 | 0 | 0 | 0 | 0 | 0 | 156.793 | 0 | 1465.0623 | 16.412 | 1971.4891 | 0 | 0 | 0 | 431.9868 | 480.0504 | 0 | 0 | 0 | 0 | 0 | 0 | 0 | 0 | 6995.8995 | 0 | 3510.6983 | 0 | 0 | 0 | 0 | 0 | 0 | 0 | 0 | 16174.5924 | 16174.5924 | 5668.2876 | 5668.2876 | 0 | 10506.5979 | 0 | 913.3867 | 0 | 2395.278 | 0 | 2065.3049 | 0 | 2395.278 | 0 | 1814.5015 | 0 | 2395.278 | 0 | 2221.7167 | 0 | 2395.278 | 0 | 3308.6647 | 4460.5829 | 4209.7794 | 4616.9947
136610 | 242.131 | 1138 | 2 | None | Gas, 120% Usage | Standard, 120% Usage | Electric, 120% Usage | 318 Rated kWh, 120% Usage | 200-300% | 12 | None | 10 to 19 Unit | Multifamily with 5+ units, 1-3 stories | Multi-Family with 5+ Units | 1000-1499 | 0-1499 | 3 | Natural Gas | 100% Conditioned | Central AC | None | Natural Gas Fuel Furnace | None | 45000-49999 | 100% Incandescent | Vacant | 2000s | Natural Gas | Yes | 0 | 0 | 0 | 275.4868 | 1091.1036 | 0 | 0 | 5.2753 | 0 | 0 | 0 | 0 | 0 | 0 | 0 | 0 | 16.412 | 0 | 0 | 0 | 0 | 0 | 434.0383 | 0 | 0 | 0 | 0 | 0 | 0 | 0 | 0 | 1936.3206 | 0 | 870.4211 | 0 | 0 | 0 | 0 | 0 | 0 | 0 | 0 | 4629.0576 | 4629.0576 | 1822.3159 | 1822.3159 | 0 | 2806.7416 | 0 | 278.0245 | 0 | 639.9032 | 0 | 613.7663 | 0 | 639.9032 | 0 | 585.8064 | 0 | 639.9032 | 0 | 675.8445 | 0 | 639.9032 | 0 | 917.9276 | 1253.6694 | 1225.7095 | 1315.7476
136665 | 242.131 | 617 | 1 | None | Gas, 120% Usage | EnergyStar, 120% Usage | Gas, 120% Usage | 318 Rated kWh, 120% Usage | 0-100% | 8 | None | 5 to 9 Unit | Multifamily with 5+ units, 1-3 stories | Multi-Family with 5+ Units | 500-749 | 0-1499 | 2 | Natural Gas | 100% Conditioned | Central AC | None | Natural Gas Fuel Furnace | None | 10000-14999 | 100% CFL | Occupied | 2000s | Natural Gas | Yes | 0 | 31.0655 | 20.2219 | 374.8379 | 1795.3534 | 77.6638 | 0 | 33.7032 | 0 | 0 | 0 | 0 | 0 | 32.824 | 0 | 325.602 | 16.412 | 2742.8521 | 0 | 0 | 0 | 28.4279 | 480.0504 | 0 | 0 | 0 | 0 | 412.9371 | 0 | 0 | 0 | 7003.2263 | 0 | 3974.3368 | 0 | 0 | 833.7872 | 0 | 0 | 0 | 0 | 0 | 18182.7153 | 18182.7153 | 5958.4279 | 5958.4279 | 0 | 12224.2874 | 0 | 983.3991 | 0 | 2786.8738 | 0 | 2146.9203 | 0 | 2786.8738 | 0 | 1901.5136 | 0 | 2786.8738 | 0 | 2277.0128 | 0 | 2786.8738 | 0 | 3770.2729 | 4933.7941 | 4688.3874 | 5063.8866
136729 | 242.131 | 2663 | 4 | None | Electric, 80% Usage | Standard, 80% Usage | Electric, 80% Usage | None | 400%+ | None | None | Single-Family Detached | Single-Family Detached | Single-Family Detached | 2500-2999 | 2500-3999 | 2 | Electricity | 100% Conditioned | Heat Pump | None | Electricity ASHP | None | 200000+ | 100% Incandescent | Occupied | 1980s | Electricity | Yes | 0 | 610.174 | 22.8595 | 548.336 | 2465.9 | 0 | 0 | 1060.9173 | 3979.6121 | 11845.6396 | 0 | 0 | 1156.4584 | 233.2846 | 99.9372 | 2774.2107 | 21.9803 | 1346.0754 | 0 | 0 | 0 | 324.4297 | 480.0504 | 0 | 0 | 0 | 0 | 0 | 0 | 0 | 0 | 0 | 0 | 0 | 0 | 0 | 0 | 0 | 0 | 0 | 0 | 0 | 26969.5721 | 26969.5721 | 26969.5721 | 26969.5721 | 0 | 0 | 0 | 4680.9612 | 0 | 0 | 0 | 10884.1154 | 0 | 0 | 0 | 9462.1491 | 0 | 0 | 0 | 11505.9964 | 0 | 0 | 0 | 4680.9612 | 10884.1154 | 9462.1491 | 11505.9964
136756 | 242.131 | 1138 | 3 | Standard Efficiency, No usage | Electric, 100% Usage | EnergyStar, 100% Usage | Electric, 100% Usage | 318 Rated kWh, 100% Usage | 400%+ | 116 | None | 50 or more Unit | Multifamily with 5+ units, 8+ stories | Multi-Family with 5+ Units | 1000-1499 | 0-1499 | 8 | Electricity | 40% Conditioned | Room AC | None | Electricity Baseboard | None | 140000-159999 | 100% Incandescent | Vacant | 1980s | Electricity | Yes | 0 | 0 | 0 | 0 | 1167.009 | 0 | 0 | 0 | 0 | 2616.5385 | 0 | 0 | 367.8042 | 0 | 0 | 0 | 21.9803 | 0 | 0 | 0 | 0 | 0 | 400.042 | 0 | 0 | 0 | 0 | 0 | 0 | 0 | 0 | 0 | 0 | 0 | 0 | 0 | 0 | 0 | 0 | 0 | 0 | 0 | 4573.374 | 4573.374 | 4573.374 | 4573.374 | 0 | 0 | 0 | 799.2388 | 0 | 0 | 0 | 1848.4334 | 0 | 0 | 0 | 1609.5176 | 0 | 0 | 0 | 1917.6062 | 0 | 0 | 0 | 799.2388 | 1848.4334 | 1609.5176 | 1917.6062
136824 | 242.131 | 1690 | 3 | Standard Efficiency | Electric, 100% Usage | Standard, 100% Usage | Gas, 100% Usage | 290 Rated kWh, 100% Usage | 100-150% | None | None | Single-Family Detached | Single-Family Detached | Single-Family Detached | 1500-1999 | 1500-2499 | 1 | Natural Gas | None | None | None | Natural Gas Fuel Furnace | None | 30000-34999 | 100% CFL | Occupied | 1950s | Natural Gas | Yes | 67.9925 | 1474.1475 | 55.0974 | 0 | 0 | 195.1853 | 319.7405 | 1280.1344 | 0 | 0 | 0 | 0 | 0 | 46.0122 | 24.911 | 620.1384 | 21.9803 | 3326.9428 | 0 | 0 | 0 | 41.323 | 434.0383 | 0 | 0 | 0 | 0 | 0 | 0 | 0 | 0 | 68454.6613 | 0 | 7229.1841 | 0 | 0 | 1214.7796 | 0 | 0 | 0 | 0 | 0 | 84806.5617 | 84806.5617 | 7907.9367 | 7907.9367 | 0 | 76898.625 | 0 | 1338.9162 | 0 | 17531.2893 | 0 | 3034.1792 | 0 | 17531.2893 | 0 | 2658.8945 | 0 | 17531.2893 | 0 | 3231.9028 | 0 | 17531.2893 | 0 | 18870.2055 | 20565.4685 | 20190.1838 | 20763.1921
136853 | 242.131 | 2176 | 3 | None | Gas, 100% Usage | EnergyStar, 100% Usage | Electric, 100% Usage | None | 400%+ | None | None | Single-Family Detached | Single-Family Detached | Single-Family Detached | 2000-2499 | 1500-2499 | 1 | Electricity | 100% Conditioned | Heat Pump | None | Electricity ASHP | None | 180000-199999 | 100% Incandescent | Occupied | 1990s | Electricity | Yes | 0 | 35.7547 | 23.4457 | 571.1955 | 1868.035 | 0 | 0 | 236.2153 | 2012.226 | 4185.641 | 0 | 0 | 2094.872 | 208.6666 | 99.9372 | 2355.9983 | 21.9803 | 2537.1163 | 0 | 0 | 0 | 405.6104 | 868.0765 | 0 | 0 | 0 | 0 | 475.0682 | 0 | 0 | 0 | 0 | 0 | 0 | 0 | 0 | 0 | 0 | 0 | 0 | 0 | 0 | 17999.839 | 17999.839 | 17524.7708 | 17524.7708 | 0 | 475.0682 | 0 | 3016.5471 | 0 | 108.3247 | 0 | 6862.9582 | 0 | 108.3247 | 0 | 6007.0739 | 0 | 108.3247 | 0 | 7214.2687 | 0 | 108.3247 | 0 | 3124.8718 | 6971.2829 | 6115.3986 | 7322.5934
136896 | 242.131 | 1675 | 3 | Standard Efficiency | None | None | Electric, 100% Usage | None | 400%+ | None | 8 | Single-Family Attached | Single-Family Attached | Single-Family Attached | 1500-1999 | 1500-2499 | 2 | Natural Gas | 80% Conditioned | Room AC | None | Natural Gas Fuel Boiler | None | 120000-139999 | 100% LED | Occupied | 1990s | Natural Gas | Yes | 67.9925 | 0 | 0 | 0 | 1422.2739 | 0 | 0 | 83.5253 | 0 | 0 | 0 | 0 | 0 | 30.4794 | 0 | 470.6721 | 21.9803 | 1859.5359 | 0 | 0 | 0 | 389.4915 | 400.042 | 0 | 0 | 0 | 0 | 0 | 0 | 0 | 0 | 6258.5327 | 0 | 3498.0963 | 0 | 0 | 0 | 0 | 0 | 0 | 0 | 0 | 14502.0358 | 14502.0358 | 4745.6998 | 4745.6998 | 0 | 9756.3359 | 0 | 805.1183 | 0 | 2224.2614 | 0 | 1763.368 | 0 | 2224.2614 | 0 | 1559.5186 | 0 | 2224.2614 | 0 | 1858.8274 | 0 | 2224.2614 | 0 | 3029.3797 | 3987.6294 | 3783.78 | 4083.0888
136971 | 242.131 | 1202 | 2 | None | Electric, 120% Usage | EnergyStar, 120% Usage | Electric, 120% Usage | 290 Rated kWh, 120% Usage | 150-200% | None | 7 | Single-Family Attached | Single-Family Attached | Single-Family Attached | 1000-1499 | 0-1499 | 1 | Electricity | 100% Conditioned | Heat Pump | None | Electricity ASHP | None | 30000-34999 | 100% Incandescent | Occupied | 1960s | Electricity | Yes | 0 | 444.0027 | 25.7903 | 543.3538 | 2257.8195 | 99.3511 | 0 | 114.0046 | 247.6451 | 1288.0474 | 0 | 0 | 3376.4718 | 160.0168 | 0 | 1519.8666 | 16.412 | 3573.4156 | 0 | 0 | 0 | 467.4484 | 868.0765 | 0 | 0 | 0 | 0 | 0 | 0 | 0 | 0 | 0 | 0 | 0 | 0 | 0 | 0 | 0 | 0 | 0 | 0 | 0 | 15002.015 | 15002.015 | 15002.015 | 15002.015 | 0 | 0 | 0 | 2567.6131 | 0 | 0 | 0 | 5715.8363 | 0 | 0 | 0 | 5025.7241 | 0 | 0 | 0 | 6055.5244 | 0 | 0 | 0 | 2567.6131 | 5715.8363 | 5025.7241 | 6055.5244
137020 | 242.131 | 2176 | 3 | Standard Efficiency | Electric, 100% Usage | EnergyStar, 100% Usage | Electric, 100% Usage | None | 400%+ | None | None | Single-Family Detached | Single-Family Detached | Single-Family Detached | 2000-2499 | 1500-2499 | 1 | Fuel Oil | 40% Conditioned | Room AC | None | Fuel Oil Fuel Boiler | None | 80000-99999 | 100% Incandescent | Occupied | 1950s | Natural Gas | Yes | 67.9925 | 400.042 | 23.4457 | 0 | 2028.931 | 0 | 0 | 179.6526 | 0 | 0 | 0 | 0 | 0 | 208.6666 | 99.9372 | 2355.9983 | 21.9803 | 2537.1163 | 0 | 0 | 0 | 405.6104 | 480.0504 | 376.8894 | 0 | 31724.9433 | 0 | 0 | 0 | 0 | 0 | 0 | 0 | 3780.3237 | 0 | 0 | 0 | 0 | 0 | 0 | 0 | 0 | 44691.5797 | 44691.5797 | 9186.3127 | 9186.3127 | 31724.9433 | 3780.3237 | 0 | 1616.3447 | 9618.9628 | 861.8296 | 0 | 3480.2968 | 9618.9628 | 861.8296 | 0 | 3073.4811 | 9618.9628 | 861.8296 | 0 | 3715.7253 | 9618.9628 | 861.8296 | 0 | 12097.137 | 13961.0892 | 13554.2735 | 14196.5177
137056 | 242.131 | 853 | 2 | Standard Efficiency, No usage | None | None | Electric, 100% Usage | None | 150-200% | 8 | None | 5 to 9 Unit | Multifamily with 5+ units, 1-3 stories | Multi-Family with 5+ Units | 750-999 | 0-1499 | 2 | Electricity | 40% Conditioned | Room AC | Heating Only | Electricity Shared Heating | Boiler Baseboards Heating Only, Electricity | 40000-44999 | 100% CFL | Vacant | 1970s | Electricity | No | 0 | 0 | 0 | 0 | 246.7658 | 0 | 0 | 37.5131 | 0 | 1647.3525 | 0 | 0 | 332.9287 | 0 | 0 | 0 | 16.412 | 0 | 0 | 0 | 0 | 0 | 480.0504 | 0 | 0 | 0 | 0 | 0 | 0 | 0 | 0 | 0 | 0 | 0 | 0 | 0 | 0 | 0 | 0 | 0 | 0 | 0 | 2761.0226 | 2761.0226 | 2761.0226 | 2761.0226 | 0 | 0 | 0 | 525.4341 | 0 | 0 | 0 | 1218.3772 | 0 | 0 | 0 | 1057.5515 | 0 | 0 | 0 | 1250.5669 | 0 | 0 | 0 | 525.4341 | 1218.3772 | 1057.5515 | 1250.5669
137078 | 242.131 | 617 | 1 | None | Electric, 120% Usage | Standard, 120% Usage | Electric, 120% Usage | 318 Rated kWh, 120% Usage | 0-100% | 2 | None | 2 Unit | Multifamily with 2-4 Units | Multi-Family with 2 - 4 Units | 500-749 | 0-1499 | 2 | Electricity | 60% Conditioned | Room AC | Heating Only | Electricity Shared Heating | Boiler Baseboards Heating Only, Electricity | <10000 | 100% Incandescent | Occupied | 1950s | Electricity | Yes | 0 | 662.9268 | 24.911 | 0 | 1557.6727 | 77.6638 | 0 | 94.3689 | 0 | 5652.7548 | 0 | 0 | 2266.9047 | 130.7097 | 0 | 1017.8358 | 16.412 | 2121.8345 | 0 | 0 | 0 | 416.454 | 727.1093 | 245.8866 | 0 | 0 | 0 | 0 | 0 | 0 | 0 | 0 | 0 | 0 | 0 | 0 | 0 | 0 | 0 | 0 | 0 | 0 | 15012.8586 | 15012.8586 | 15012.8586 | 15012.8586 | 0 | 0 | 0 | 2555.456 | 0 | 0 | 0 | 5882.18 | 0 | 0 | 0 | 5140.38 | 0 | 0 | 0 | 6220.9908 | 0 | 0 | 0 | 2555.456 | 5882.18 | 5140.38 | 6220.9908
137166 | 242.131 | 1202 | 2 | Standard Efficiency | Electric, 100% Usage | EnergyStar, 100% Usage | Electric, 100% Usage | None | 400%+ | None | 24 | Single-Family Attached | Single-Family Attached | Single-Family Attached | 1000-1499 | 0-1499 | 2 | Natural Gas | 20% Conditioned | Room AC | None | Natural Gas Fuel Furnace | None | 120000-139999 | 100% CFL | Occupied | <1940 | Natural Gas | Yes | 67.9925 | 369.8557 | 21.6873 | 0 | 669.0813 | 0 | 0 | 411.4718 | 0 | 0 | 0 | 0 | 0 | 40.1507 | 0 | 486.2049 | 16.412 | 1786.8543 | 0 | 0 | 0 | 389.4915 | 434.0383 | 0 | 0 | 0 | 0 | 0 | 0 | 0 | 0 | 16504.8834 | 0 | 3574.5878 | 0 | 0 | 0 | 0 | 0 | 0 | 0 | 0 | 24772.4183 | 24772.4183 | 4692.947 | 4692.947 | 0 | 20079.1782 | 0 | 778.5115 | 0 | 4577.6596 | 0 | 1744.5943 | 0 | 4577.6596 | 0 | 1535.8747 | 0 | 4577.6596 | 0 | 1850.5974 | 0 | 4577.6596 | 0 | 5356.1711 | 6322.2539 | 6113.5343 | 6428.2571
137248 | 242.131 | 1675 | 3 | Standard Efficiency | Electric, 80% Usage | EnergyStar, 80% Usage | Electric, 80% Usage | 318 Rated kWh, 80% Usage | 400%+ | None | 90 | Single-Family Attached | Single-Family Attached | Single-Family Attached | 1500-1999 | 1500-2499 | 2 | Electricity | 20% Conditioned | Room AC | None | Electricity Electric Furnace | None | 100000-119999 | 100% Incandescent | Occupied | 2000s | Electricity | Yes | 67.9925 | 424.3669 | 24.911 | 0 | 250.2827 | 109.3155 | 0 | 79.7153 | 0 | 3352.1469 | 0 | 0 | 1800.0425 | 183.7556 | 0 | 1926.0631 | 21.9803 | 1060.9173 | 0 | 0 | 0 | 379.527 | 434.0383 | 410.0064 | 0 | 0 | 0 | 0 | 0 | 0 | 0 | 0 | 0 | 0 | 0 | 0 | 0 | 0 | 0 | 0 | 0 | 0 | 10524.1821 | 10524.1821 | 10524.1821 | 10524.1821 | 0 | 0 | 0 | 1902.1251 | 0 | 0 | 0 | 4215.531 | 0 | 0 | 0 | 3803.7598 | 0 | 0 | 0 | 4664.6877 | 0 | 0 | 0 | 1902.1251 | 4215.531 | 3803.7598 | 4664.6877
137467 | 242.131 | 1690 | 1 | Standard Efficiency | Electric, 80% Usage | EnergyStar, 80% Usage | Electric, 80% Usage | None | 400%+ | None | None | Single-Family Detached | Single-Family Detached | Single-Family Detached | 1500-1999 | 1500-2499 | 1 | Electricity | 100% Conditioned | Central AC | None | Electricity Baseboard | None | 200000+ | 100% LED | Occupied | 1990s | Electricity | Yes | 67.9925 | 419.6778 | 24.618 | 624.5345 | 2652.8793 | 0 | 0 | 0 | 0 | 10833.3721 | 0 | 0 | 1606.6156 | 30.7725 | 16.7051 | 473.6028 | 16.412 | 1348.7131 | 0 | 0 | 0 | 377.1825 | 868.0765 | 0 | 0 | 0 | 0 | 0 | 0 | 0 | 0 | 0 | 0 | 0 | 0 | 0 | 0 | 0 | 0 | 0 | 0 | 0 | 19361.1541 | 19361.1541 | 19361.1541 | 19361.1541 | 0 | 0 | 0 | 3381.962 | 0 | 0 | 0 | 7775.4332 | 0 | 0 | 0 | 6783.1074 | 0 | 0 | 0 | 8194.2015 | 0 | 0 | 0 | 3381.962 | 7775.4332 | 6783.1074 | 8194.2015
137547 | 242.131 | 866 | 2 | Standard Efficiency, No usage | Electric, 100% Usage | Standard, 100% Usage | Electric, 100% Usage | 318 Rated kWh, 100% Usage | 0-100% | None | 16 | Single-Family Attached | Single-Family Attached | Single-Family Attached | 750-999 | 0-1499 | 1 | Natural Gas | 100% Conditioned | Central AC | None | Natural Gas Fuel Furnace | None | <10000 | 100% LED | Vacant | 1960s | Natural Gas | Yes | 0 | 0 | 0 | 264.3501 | 1783.9236 | 0 | 0 | 38.6854 | 0 | 0 | 0 | 0 | 0 | 0 | 0 | 0 | 16.412 | 0 | 0 | 0 | 0 | 0 | 434.0383 | 0 | 0 | 0 | 0 | 0 | 0 | 0 | 0 | 2372.9965 | 0 | 1533.3478 | 0 | 0 | 0 | 0 | 0 | 0 | 0 | 0 | 6443.7536 | 6443.7536 | 2537.4093 | 2537.4093 | 0 | 3906.3443 | 0 | 473.4203 | 0 | 890.5656 | 0 | 1004.1111 | 0 | 890.5656 | 0 | 896.3026 | 0 | 890.5656 | 0 | 1005.1657 | 0 | 890.5656 | 0 | 1363.9858 | 1894.6766 | 1786.8682 | 1895.7313
137568 | 242.131 | 2176 | 3 | Standard Efficiency | Electric, 100% Usage | EnergyStar, 100% Usage | Electric, 100% Usage | None | 400%+ | None | None | Single-Family Detached | Single-Family Detached | Single-Family Detached | 2000-2499 | 1500-2499 | 1 | Electricity | 100% Conditioned | Central AC | None | Electricity Electric Furnace | None | 200000+ | 100% LED | Occupied | 1990s | Electricity | Yes | 67.9925 | 400.042 | 23.4457 | 575.2985 | 2373.5826 | 0 | 319.7405 | 225.0786 | 0 | 14213.9469 | 0 | 0 | 1991.711 | 34.8755 | 16.7051 | 575.5916 | 21.9803 | 2537.1163 | 0 | 0 | 0 | 405.6104 | 1206.8667 | 0 | 0 | 0 | 0 | 0 | 0 | 0 | 0 | 0 | 0 | 0 | 0 | 0 | 0 | 0 | 0 | 0 | 0 | 0 | 24989.584 | 24989.584 | 24989.584 | 24989.584 | 0 | 0 | 0 | 4442.0401 | 0 | 0 | 0 | 10242.1665 | 0 | 0 | 0 | 8924.4693 | 0 | 0 | 0 | 10763.9152 | 0 | 0 | 0 | 4442.0401 | 10242.1665 | 8924.4693 | 10763.9152
137647 | 242.131 | 1690 | 3 | Standard Efficiency | Electric, 100% Usage | EnergyStar, 100% Usage | Electric, 100% Usage | None | 400%+ | None | None | Single-Family Detached | Single-Family Detached | Single-Family Detached | 1500-1999 | 1500-2499 | 1 | Fuel Oil | 100% Conditioned | Central AC | None | Fuel Oil Fuel Furnace | None | 100000-119999 | 100% CFL | Occupied | 1970s | Electricity | Yes | 67.9925 | 275.7799 | 16.1189 | 300.6909 | 3378.8164 | 0 | 0 | 565.6272 | 0 | 0 | 0 | 0 | 1260.2056 | 46.0122 | 24.911 | 620.1384 | 21.9803 | 2067.9095 | 0 | 0 | 0 | 339.6694 | 868.0765 | 295.4156 | 0 | 22474.155 | 0 | 0 | 0 | 0 | 0 | 0 | 0 | 0 | 0 | 0 | 0 | 0 | 0 | 0 | 0 | 0 | 32623.4992 | 32623.4992 | 10149.3442 | 10149.3442 | 22474.155 | 0 | 0 | 1801.1999 | 6814.1195 | 0 | 0 | 3918.9319 | 6814.1195 | 0 | 0 | 3469.0776 | 6814.1195 | 0 | 0 | 4072.8762 | 6814.1195 | 0 | 0 | 8615.3194 | 10733.0514 | 10283.1971 | 10886.9957
137692 | 242.131 | 2176 | 3 | Standard Efficiency | Electric, 100% Usage | Standard, 100% Usage | Propane, 100% Usage | 290 Rated kWh, 100% Usage | 400%+ | None | None | Single-Family Detached | Single-Family Detached | Single-Family Detached | 2000-2499 | 1500-2499 | 2 | Fuel Oil | 20% Conditioned | Room AC | None | Fuel Oil Fuel Wall/Floor Furnace | None | 60000-69999 | 100% CFL | Occupied | <1940 | Electricity | Yes | 67.9925 | 525.7695 | 19.6358 | 0 | 1336.6972 | 56.5627 | 0 | 0 | 0 | 0 | 0 | 0 | 1278.6691 | 52.1667 | 0 | 753.7788 | 21.9803 | 2222.3579 | 0 | 0 | 0 | 23.1526 | 434.0383 | 0 | 0 | 72178.7154 | 0 | 0 | 0 | 0 | 0 | 0 | 0 | 0 | 0 | 0 | 0 | 0 | 0 | 0 | 0 | 679.6318 | 79651.1485 | 79651.1485 | 6792.5082 | 6792.5082 | 72178.7154 | 0 | 679.6318 | 1114.3054 | 21884.4733 | 0 | 187.0565 | 2458.98 | 21884.4733 | 0 | 187.0565 | 2171.5358 | 21884.4733 | 0 | 187.0565 | 2625.7854 | 21884.4733 | 0 | 187.0565 | 23185.8353 | 24530.5099 | 24243.0657 | 24697.3153
137694 | 242.131 | 8194 | 5 | Standard Efficiency | Electric, 120% Usage | EnergyStar, 120% Usage | Electric, 120% Usage | 290 Rated kWh, 120% Usage | 400%+ | None | None | Single-Family Detached | Single-Family Detached | Single-Family Detached | 4000+ | 4000+ | 2 | Electricity | 100% Conditioned | Central AC | None | Electricity Electric Furnace | None | 140000-159999 | 100% CFL | Occupied | 2000s | Electricity | Yes | 81.7668 | 927.863 | 54.2181 | 3164.2883 | 13170.6139 | 234.1638 | 0 | 172.3258 | 0 | 29249.9581 | 2193.3439 | 2166.6744 | 8140.342 | 127.4859 | 24.911 | 2406.1135 | 27.2556 | 10790.5837 | 0 | 0 | 0 | 723.8855 | 434.0383 | 0 | 0 | 0 | 0 | 0 | 0 | 0 | 0 | 0 | 0 | 0 | 0 | 0 | 0 | 0 | 0 | 0 | 0 | 0 | 74089.8319 | 74089.8319 | 74089.8319 | 74089.8319 | 0 | 0 | 0 | 12579.3874 | 0 | 0 | 0 | 28687.1945 | 0 | 0 | 0 | 25122.3295 | 0 | 0 | 0 | 30448.3572 | 0 | 0 | 0 | 12579.3874 | 28687.1945 | 25122.3295 | 30448.3572
137754 | 242.131 | 1690 | 3 | None | Electric, 100% Usage | EnergyStar, 100% Usage | Electric, 100% Usage | 290 Rated kWh, 100% Usage | 200-300% | None | None | Single-Family Detached | Single-Family Detached | Single-Family Detached | 1500-1999 | 1500-2499 | 2 | Electricity | 100% Conditioned | Heat Pump | None | Electricity ASHP | None | 50000-59999 | 100% CFL | Occupied | 1970s | Electricity | Yes | 0 | 400.042 | 23.4457 | 738.8322 | 2569.3541 | 91.1451 | 319.7405 | 510.2367 | 1147.9594 | 7923.1764 | 0 | 0 | 2208.2905 | 46.0122 | 24.911 | 620.1384 | 21.9803 | 2382.6678 | 0 | 0 | 0 | 405.6104 | 727.1093 | 0 | 0 | 0 | 0 | 0 | 0 | 0 | 0 | 0 | 0 | 0 | 0 | 0 | 0 | 0 | 0 | 0 | 0 | 0 | 20160.652 | 20160.652 | 20160.652 | 20160.652 | 0 | 0 | 0 | 3582.3832 | 0 | 0 | 0 | 8168.5763 | 0 | 0 | 0 | 7132.418 | 0 | 0 | 0 | 8559.1066 | 0 | 0 | 0 | 3582.3832 | 8168.5763 | 7132.418 | 8559.1066
137867 | 242.131 | 1623 | 2 | Standard Efficiency | Electric, 100% Usage | EnergyStar, 100% Usage | Electric, 100% Usage | 290 Rated kWh, 100% Usage | 400%+ | 183 | None | 50 or more Unit | Multifamily with 5+ units, 1-3 stories | Multi-Family with 5+ Units | 1500-1999 | 1500-2499 | 3 | Natural Gas | 100% Conditioned | Central AC | None | Natural Gas Fuel Furnace | None | 200000+ | 100% Incandescent | Occupied | 1990s | Natural Gas | Yes | 67.9925 | 369.8557 | 21.6873 | 219.5102 | 1421.3947 | 82.646 | 0 | 46.0122 | 0 | 0 | 0 | 0 | 0 | 181.1179 | 0 | 1881.2232 | 16.412 | 1971.7822 | 0 | 0 | 0 | 389.4915 | 434.0383 | 0 | 0 | 0 | 0 | 0 | 0 | 0 | 0 | 4127.3199 | 0 | 3260.4157 | 0 | 0 | 0 | 0 | 0 | 0 | 0 | 0 | 14491.1921 | 14491.1921 | 7103.4566 | 7103.4566 | 0 | 7387.7355 | 0 | 1206.0318 | 0 | 1684.2361 | 0 | 2650.9752 | 0 | 1684.2361 | 0 | 2338.4161 | 0 | 1684.2361 | 0 | 2819.3052 | 0 | 1684.2361 | 0 | 2890.2679 | 4335.2113 | 4022.6522 | 4503.5413
137960 | 242.131 | 2176 | 4 | Standard Efficiency, No usage | Electric, 100% Usage | EnergyStar, 100% Usage | Gas, 100% Usage | 318 Rated kWh, 100% Usage | 400%+ | None | None | Single-Family Detached | Single-Family Detached | Single-Family Detached | 2000-2499 | 1500-2499 | 2 | Natural Gas | 100% Conditioned | Central AC | None | Natural Gas Fuel Wall/Floor Furnace | None | 140000-159999 | 100% LED | Vacant | 1980s | Electricity | Yes | 0 | 0 | 0 | 782.4998 | 2571.9917 | 0 | 0 | 0 | 0 | 0 | 0 | 0 | 355.2021 | 0 | 0 | 0 | 21.9803 | 0 | 0 | 0 | 0 | 0 | 434.0383 | 0 | 0 | 0 | 0 | 0 | 0 | 0 | 0 | 6115.2209 | 0 | 0 | 0 | 0 | 0 | 0 | 0 | 0 | 0 | 0 | 10280.6401 | 10280.6401 | 4165.7122 | 4165.7122 | 0 | 6115.2209 | 0 | 745.0032 | 0 | 1394.113 | 0 | 1491.1396 | 0 | 1394.113 | 0 | 1339.5245 | 0 | 1394.113 | 0 | 1569.2033 | 0 | 1394.113 | 0 | 2139.1162 | 2885.2525 | 2733.6375 | 2963.3162
137970 | 242.131 | 8194 | 5 | Standard Efficiency | Electric, 100% Usage | EnergyStar, 100% Usage | Electric, 100% Usage | None | 400%+ | None | None | Single-Family Detached | Single-Family Detached | Single-Family Detached | 4000+ | 4000+ | 2 | Natural Gas | 100% Conditioned | Central AC | None | Natural Gas Fuel Furnace | None | 200000+ | 100% Incandescent | Occupied | 1940s | Natural Gas | Yes | 67.9925 | 773.1215 | 45.1329 | 3178.6488 | 13219.5568 | 0 | 319.7405 | 331.1703 | 0 | 0 | 0 | 0 | 0 | 509.6506 | 0 | 7521.669 | 27.2556 | 5395.1453 | 0 | 4868.2035 | 0 | 603.1403 | 868.0765 | 859.5774 | 0 | 0 | 0 | 0 | 0 | 0 | 0 | 47717.8316 | 0 | 6527.865 | 0 | 0 | 0 | 0 | 0 | 0 | 0 | 0 | 92833.7783 | 92833.7783 | 38588.0816 | 38588.0816 | 0 | 54245.6966 | 0 | 6327.9061 | 0 | 12366.898 | 0 | 13725.4262 | 0 | 12366.898 | 0 | 12187.0645 | 0 | 12366.898 | 0 | 14527.4274 | 0 | 12366.898 | 0 | 18694.8041 | 26092.3241 | 24553.9624 | 26894.3253
137989 | 242.131 | 3301 | 5 | None | Electric, 80% Usage | EnergyStar, 80% Usage | Electric, 80% Usage | 290 Rated kWh, 80% Usage | 400%+ | None | None | Single-Family Detached | Single-Family Detached | Single-Family Detached | 3000-3999 | 2500-3999 | 2 | Electricity | 100% Conditioned | Central AC | None | Electricity Electric Furnace | None | 200000+ | 100% Incandescent | Occupied | 1990s | Electricity | Yes | 0 | 419.6778 | 24.618 | 324.1366 | 2797.0703 | 100.5234 | 319.7405 | 484.4465 | 0 | 20725.3999 | 0 | 0 | 1744.6521 | 264.9362 | 99.9372 | 3321.6675 | 27.2556 | 1604.8572 | 0 | 0 | -7089.3892 | 377.1825 | 480.0504 | 0 | 0 | 0 | 0 | 0 | 0 | 0 | 0 | 0 | 0 | 0 | 0 | 0 | 0 | 0 | 0 | 0 | 0 | 0 | 26027.0556 | 33116.4448 | 26027.0556 | 33116.4448 | 0 | 0 | 0 | 5184.0237 | 0 | 0 | 0 | 11874.4146 | 0 | 0 | 0 | 10285.8652 | 0 | 0 | 0 | 12411.6435 | 0 | 0 | 0 | 5184.0237 | 11874.4146 | 10285.8652 | 12411.6435
138006 | 242.131 | 2176 | 3 | Standard Efficiency | Electric, 100% Usage | EnergyStar, 100% Usage | Electric, 100% Usage | 290 Rated kWh, 100% Usage | 100-150% | None | None | Single-Family Detached | Single-Family Detached | Single-Family Detached | 2000-2499 | 1500-2499 | 1 | Electricity | None | None | None | Electricity Baseboard | None | 20000-24999 | 100% LED | Occupied | 1970s | Electricity | Yes | 67.9925 | 400.042 | 23.4457 | 0 | 0 | 91.1451 | 0 | 0 | 0 | 13830.6099 | 0 | 0 | 2075.5293 | 34.8755 | 0 | 575.5916 | 21.9803 | 2537.1163 | 0 | 0 | 0 | 405.6104 | 480.0504 | 0 | 0 | 0 | 0 | 0 | 0 | 0 | 0 | 0 | 0 | 0 | 0 | 0 | 0 | 0 | 0 | 0 | 0 | 0 | 20543.9889 | 20543.9889 | 20543.9889 | 20543.9889 | 0 | 0 | 0 | 3619.3927 | 0 | 0 | 0 | 8530.0032 | 0 | 0 | 0 | 7389.2746 | 0 | 0 | 0 | 9000.7178 | 0 | 0 | 0 | 3619.3927 | 8530.0032 | 7389.2746 | 9000.7178
138016 | 242.131 | 1202 | 5 | Standard Efficiency | None | EnergyStar, 100% Usage | Gas, 100% Usage | 318 Rated kWh, 100% Usage | 300-400% | None | 8 | Single-Family Attached | Single-Family Attached | Single-Family Attached | 1000-1499 | 0-1499 | 1 | Natural Gas | 100% Conditioned | Central AC | None | Natural Gas Fuel Furnace | None | 35000-39999 | 100% Incandescent | Occupied | 1990s | Natural Gas | Yes | 67.9925 | 0 | 16.9981 | 205.1497 | 1691.3131 | 64.7687 | 0 | 355.2021 | 0 | 0 | 0 | 0 | 0 | 160.0168 | 0 | 1519.8666 | 27.2556 | 1655.5585 | 0 | 0 | 0 | 23.7388 | 434.0383 | 0 | 0 | 0 | 0 | 0 | 0 | 0 | 0 | 16432.2018 | 0 | 2765.7117 | 0 | 0 | 694.8715 | 0 | 0 | 0 | 0 | 0 | 26114.9769 | 26114.9769 | 6222.1919 | 6222.1919 | 0 | 19892.785 | 0 | 1044.7738 | 0 | 4535.1354 | 0 | 2273.9334 | 0 | 4535.1354 | 0 | 2011.6881 | 0 | 4535.1354 | 0 | 2421.301 | 0 | 4535.1354 | 0 | 5579.9092 | 6809.0688 | 6546.8234 | 6956.4364
138070 | 242.131 | 3301 | 5 | Standard Efficiency, No usage | Electric, 100% Usage | EnergyStar, 100% Usage | Electric, 100% Usage | 290 Rated kWh, 100% Usage | 200-300% | None | None | Single-Family Detached | Single-Family Detached | Single-Family Detached | 3000-3999 | 2500-3999 | 2 | Electricity | 80% Conditioned | Central AC | None | Electricity Electric Furnace | None | 70000-79999 | 100% LED | Vacant | 1990s | Electricity | Yes | 0 | 0 | 0 | 626.879 | 2548.253 | 0 | 319.7405 | 74.7331 | 0 | 5986.2697 | 0 | 0 | 310.0692 | 0 | 0 | 0 | 27.2556 | 0 | 0 | 0 | 0 | 0 | 434.0383 | 0 | 0 | 0 | 0 | 0 | 0 | 0 | 0 | 0 | 0 | 0 | 0 | 0 | 0 | 0 | 0 | 0 | 0 | 0 | 10327.2384 | 10327.2384 | 10327.2384 | 10327.2384 | 0 | 0 | 0 | 1941.042 | 0 | 0 | 0 | 4427.8712 | 0 | 0 | 0 | 3858.3819 | 0 | 0 | 0 | 4544.7311 | 0 | 0 | 0 | 1941.042 | 4427.8712 | 3858.3819 | 4544.7311
138148 | 242.131 | 1675 | 3 | None | Electric, 120% Usage | EnergyStar, 120% Usage | None | None | 400%+ | None | 8 | Single-Family Attached | Single-Family Attached | Single-Family Attached | 1500-1999 | 1500-2499 | 2 | Electricity | 100% Conditioned | Heat Pump | None | Electricity ASHP | None | 120000-139999 | 100% Incandescent | Occupied | 1980s | Electricity | Yes | 0 | 540.13 | 31.6517 | 414.1094 | 1807.3693 | 0 | 319.7405 | 921.7085 | 5508.8569 | 9753.6983 | 0 | 0 | 4378.1887 | 183.7556 | 0 | 1926.0631 | 21.9803 | 3981.0774 | 0 | 0 | 0 | 0 | 1206.8667 | 0 | 0 | 0 | 0 | 0 | 0 | 0 | 0 | 0 | 0 | 0 | 0 | 0 | 0 | 0 | 0 | 0 | 0 | 0 | 30995.1964 | 30995.1964 | 30995.1964 | 30995.1964 | 0 | 0 | 0 | 5302.9928 | 0 | 0 | 0 | 12319.6776 | 0 | 0 | 0 | 10719.6945 | 0 | 0 | 0 | 13070.9445 | 0 | 0 | 0 | 5302.9928 | 12319.6776 | 10719.6945 | 13070.9445
138189 | 242.131 | 1220 | 2 | Standard Efficiency | Electric, 80% Usage | Standard, 80% Usage | Electric, 80% Usage | 290 Rated kWh, 80% Usage | 300-400% | None | None | Single-Family Detached | Single-Family Detached | Single-Family Detached | 1000-1499 | 0-1499 | 1 | Natural Gas | 20% Conditioned | Room AC | None | Natural Gas Fuel Boiler | None | 60000-69999 | 100% Incandescent | Occupied | <1940 | Natural Gas | Yes | 67.9925 | 610.174 | 22.8595 | 0 | 669.9605 | 72.9747 | 319.7405 | 133.3473 | 0 | 0 | 0 | 0 | 0 | 160.896 | 0 | 1535.3993 | 16.412 | 1116.6008 | 0 | 0 | 0 | 324.4297 | 880.0924 | 0 | 0 | 0 | 0 | 0 | 0 | 0 | 0 | 28729.1708 | 0 | 2883.2332 | 0 | 0 | 0 | 0 | 0 | 0 | 0 | 0 | 37542.9902 | 37542.9902 | 5930.8792 | 5930.8792 | 0 | 31612.111 | 0 | 1048.2978 | 0 | 7206.9205 | 0 | 2279.1329 | 0 | 7206.9205 | 0 | 2087.4675 | 0 | 7206.9205 | 0 | 2532.3781 | 0 | 7206.9205 | 0 | 8255.2183 | 9486.0534 | 9294.388 | 9739.2986
138221 | 242.131 | 853 | 2 | Standard Efficiency, No usage | Electric, 120% Usage | EnergyStar, 120% Usage | Electric, 120% Usage | None | 300-400% | 11 | None | 10 to 19 Unit | Multifamily with 5+ units, 1-3 stories | Multi-Family with 5+ Units | 750-999 | 0-1499 | 2 | Electricity | 20% Conditioned | Room AC | None | Electricity Baseboard | None | 60000-69999 | 100% LED | Vacant | 1980s | Electricity | Yes | 0 | 0 | 0 | 0 | 267.2808 | 0 | 0 | 0 | 0 | 3265.984 | 0 | 0 | 354.0299 | 0 | 0 | 0 | 16.412 | 0 | 0 | 0 | 0 | 0 | 480.0504 | 0 | 0 | 0 | 0 | 0 | 0 | 0 | 0 | 0 | 0 | 0 | 0 | 0 | 0 | 0 | 0 | 0 | 0 | 0 | 4383.7571 | 4383.7571 | 4383.7571 | 4383.7571 | 0 | 0 | 0 | 811.9208 | 0 | 0 | 0 | 1905.3855 | 0 | 0 | 0 | 1651.0499 | 0 | 0 | 0 | 1976.4707 | 0 | 0 | 0 | 811.9208 | 1905.3855 | 1651.0499 | 1976.4707
138337 | 242.131 | 2152 | 3 | Standard Efficiency | Electric, 100% Usage | EnergyStar, 100% Usage | Electric, 100% Usage | 290 Rated kWh, 100% Usage | 400%+ | None | 10 | Single-Family Attached | Single-Family Attached | Single-Family Attached | 2000-2499 | 1500-2499 | 2 | Electricity | 20% Conditioned | Room AC | None | Electricity Baseboard | None | 160000-179999 | 100% Incandescent | Occupied | 1970s | Electricity | Yes | 67.9925 | 450.1572 | 26.3764 | 0 | 469.7929 | 105.2125 | 319.7405 | 0 | 0 | 9012.2285 | 0 | 0 | 2448.0226 | 207.4943 | 0 | 2335.4834 | 21.9803 | 2063.8065 | 0 | 0 | 0 | 431.9868 | 434.0383 | 0 | 0 | 0 | 0 | 0 | 0 | 0 | 0 | 0 | 0 | 0 | 0 | 0 | 0 | 0 | 0 | 0 | 0 | 0 | 18394.3126 | 18394.3126 | 18394.3126 | 18394.3126 | 0 | 0 | 0 | 3274.5137 | 0 | 0 | 0 | 7546.8222 | 0 | 0 | 0 | 6565.5155 | 0 | 0 | 0 | 7981.8985 | 0 | 0 | 0 | 3274.5137 | 7546.8222 | 6565.5155 | 7981.8985
138385 | 242.131 | 1675 | 3 | None | Gas, 100% Usage | EnergyStar, 100% Usage | Electric, 100% Usage | None | 400%+ | None | 6 | Single-Family Attached | Single-Family Attached | Single-Family Attached | 1500-1999 | 1500-2499 | 1 | Natural Gas | 100% Conditioned | Central AC | None | Natural Gas Fuel Furnace | None | 120000-139999 | 100% CFL | Occupied | 2010s | Natural Gas | Yes | 0 | 25.7903 | 16.9981 | 82.0599 | 800.3771 | 0 | 0 | 372.7864 | 0 | 0 | 0 | 0 | 0 | 46.0122 | 0 | 616.0354 | 21.9803 | 1728.2401 | 0 | 0 | 0 | 346.9961 | 434.0383 | 0 | 0 | 0 | 0 | 344.0654 | 0 | 0 | 0 | 17249.284 | 0 | 2574.6293 | 0 | 0 | 0 | 0 | 0 | 0 | 0 | 0 | 24659.2929 | 24659.2929 | 4491.3141 | 4491.3141 | 0 | 20167.9788 | 0 | 780.5984 | 0 | 4597.8676 | 0 | 1707.2541 | 0 | 4597.8676 | 0 | 1504.5795 | 0 | 4597.8676 | 0 | 1820.5066 | 0 | 4597.8676 | 0 | 5378.4661 | 6305.1217 | 6102.4471 | 6418.3742
138508 | 242.131 | 1138 | 2 | None | Electric, 80% Usage | Standard, 80% Usage | Electric, 80% Usage | None | 400%+ | 6 | None | 5 to 9 Unit | Multifamily with 5+ units, 1-3 stories | Multi-Family with 5+ Units | 1000-1499 | 0-1499 | 3 | Electricity | 40% Conditioned | Room AC | Heating Only | Electricity Shared Heating | Boiler Baseboards Heating Only, Electricity | 200000+ | 100% CFL | Occupied | <1940 | Electricity | No | 0 | 564.1618 | 21.1011 | 0 | 1247.8966 | 0 | 319.7405 | 101.1095 | 0 | 7325.6045 | 0 | 0 | 1195.4369 | 39.2715 | 0 | 468.6206 | 16.412 | 888.2984 | 0 | 0 | 0 | 311.5345 | 434.0383 | 0 | 0 | 0 | 0 | 0 | 0 | 0 | 0 | 0 | 0 | 0 | 0 | 0 | 0 | 0 | 0 | 0 | 0 | 0 | 12933.2263 | 12933.2263 | 12933.2263 | 12933.2263 | 0 | 0 | 0 | 2264.3281 | 0 | 0 | 0 | 5246.1673 | 0 | 0 | 0 | 4570.2507 | 0 | 0 | 0 | 5530.7851 | 0 | 0 | 0 | 2264.3281 | 5246.1673 | 4570.2507 | 5530.7851
138520 | 242.131 | 1623 | 2 | Standard Efficiency | Electric, 120% Usage | EnergyStar, 120% Usage | Gas, 120% Usage | None | 300-400% | 183 | None | 50 or more Unit | Multifamily with 5+ units, 8+ stories | Multi-Family with 5+ Units | 1500-1999 | 1500-2499 | 21 | Natural Gas | 40% Conditioned | Room AC | Heating Only | Natural Gas Shared Heating | Boiler Baseboards Heating Only, Natural Gas | 70000-79999 | 100% Incandescent | Occupied | 1960s | Natural Gas | Yes | 67.9925 | 540.13 | 31.6517 | 0 | 1686.0379 | 0 | 0 | 78.543 | 0 | 0 | 0 | 0 | 0 | 181.1179 | 0 | 1881.5163 | 16.412 | 4333.935 | 0 | 0 | 0 | 35.4616 | 434.0383 | 0 | 0 | 0 | 0 | 0 | 0 | 0 | 0 | 13210.4716 | 0 | 6967.1785 | 0 | 0 | 1040.6954 | 0 | 0 | 0 | 0 | 0 | 30505.1815 | 30505.1815 | 9286.543 | 9286.543 | 0 | 21218.3455 | 0 | 1522.5018 | 0 | 4837.3671 | 0 | 3392.4305 | 0 | 4837.3671 | 0 | 2992.5494 | 0 | 4837.3671 | 0 | 3606.0104 | 0 | 4837.3671 | 0 | 6359.869 | 8229.7976 | 7829.9165 | 8443.3775
138527 | 242.131 | 853 | 3 | Standard Efficiency | None | None | Electric, 100% Usage | 318 Rated kWh, 100% Usage | 200-300% | 36 | None | 20 to 49 Unit | Multifamily with 5+ units, 1-3 stories | Multi-Family with 5+ Units | 750-999 | 0-1499 | 3 | Electricity | 100% Conditioned | Heat Pump | None | Electricity ASHP | None | 60000-69999 | 100% Incandescent | Occupied | 2000s | Electricity | Yes | 67.9925 | 0 | 0 | 382.7508 | 1642.6633 | 136.5711 | 319.7405 | 392.1291 | 674.9427 | 4132.5952 | 0 | 0 | 3016.8736 | 142.7256 | 0 | 1220.3479 | 21.9803 | 2052.0836 | 0 | 0 | 0 | 474.4821 | 434.0383 | 0 | 0 | 0 | 0 | 0 | 0 | 0 | 0 | 0 | 0 | 0 | 0 | 0 | 0 | 0 | 0 | 0 | 0 | 0 | 15111.6236 | 15111.6236 | 15111.6236 | 15111.6236 | 0 | 0 | 0 | 2627.2193 | 0 | 0 | 0 | 5974.1104 | 0 | 0 | 0 | 5224.8738 | 0 | 0 | 0 | 6308.8298 | 0 | 0 | 0 | 2627.2193 | 5974.1104 | 5224.8738 | 6308.8298
138550 | 242.131 | 1623 | 1 | Standard Efficiency | None | None | Electric, 100% Usage | 318 Rated kWh, 100% Usage | 200-300% | 14 | None | 10 to 19 Unit | Multifamily with 5+ units, 1-3 stories | Multi-Family with 5+ Units | 1500-1999 | 1500-2499 | 2 | Electricity | 100% Conditioned | Central AC | None | Electricity Electric Furnace | None | 30000-34999 | 100% Incandescent | Occupied | 1980s | Electricity | Yes | 67.9925 | 0 | 0 | 503.7892 | 2769.8147 | 64.7687 | 0 | 47.7706 | 0 | 6115.514 | 0 | 0 | 1340.5071 | 181.1179 | 0 | 1881.2232 | 16.412 | 1776.5968 | 0 | 0 | 0 | 346.9961 | 434.0383 | 0 | 0 | 0 | 0 | 0 | 0 | 0 | 0 | 0 | 0 | 0 | 0 | 0 | 0 | 0 | 0 | 0 | 0 | 0 | 15546.8341 | 15546.8341 | 15546.8341 | 15546.8341 | 0 | 0 | 0 | 2710.7601 | 0 | 0 | 0 | 6140.6605 | 0 | 0 | 0 | 5380.3748 | 0 | 0 | 0 | 6489.5066 | 0 | 0 | 0 | 2710.7601 | 6140.6605 | 5380.3748 | 6489.5066
138617 | 242.131 | 2663 | 2 | Standard Efficiency | Electric, 80% Usage | EnergyStar, 80% Usage | Electric, 80% Usage | None | 400%+ | None | None | Single-Family Detached | Single-Family Detached | Single-Family Detached | 2500-2999 | 2500-3999 | 2 | Electricity | 100% Conditioned | Central AC | None | Electricity Baseboard | None | 140000-159999 | 100% LED | Occupied | 1980s | Electricity | Yes | 67.9925 | 519.0289 | 30.1863 | 564.748 | 2507.223 | 0 | 0 | 0 | 0 | 18003.6489 | 0 | 0 | 2031.2756 | 38.9785 | 16.7051 | 677.8734 | 16.412 | 1660.8338 | 0 | 0 | 0 | 429.9353 | 434.0383 | 0 | 0 | 0 | 0 | 0 | 0 | 0 | 0 | 0 | 0 | 0 | 0 | 0 | 0 | 0 | 0 | 0 | 0 | 0 | 26998.5862 | 26998.5862 | 26998.5862 | 26998.5862 | 0 | 0 | 0 | 5022.4147 | 0 | 0 | 0 | 11229.2153 | 0 | 0 | 0 | 10066.1042 | 0 | 0 | 0 | 12296.6229 | 0 | 0 | 0 | 5022.4147 | 11229.2153 | 10066.1042 | 12296.6229
138661 | 242.131 | 2176 | 3 | None | None | None | Electric, 80% Usage | None | 300-400% | None | None | Single-Family Detached | Single-Family Detached | Single-Family Detached | 2000-2499 | 1500-2499 | 1 | Natural Gas | 100% Conditioned | Central AC | None | Natural Gas Fuel Boiler | None | 100000-119999 | 100% Incandescent | Vacant | 1950s | Natural Gas | Yes | 0 | 0 | 0 | 458.3632 | 1586.6868 | 0 | 0 | 44.8399 | 0 | 0 | 0 | 0 | 0 | 0 | 0 | 0 | 21.9803 | 0 | 0 | 0 | 0 | 0 | 834.0803 | 0 | 0 | 0 | 0 | 0 | 0 | 0 | 0 | 11065.1913 | 0 | 1591.0828 | 0 | 0 | 0 | 0 | 0 | 0 | 0 | 0 | 15601.9315 | 15601.9315 | 2945.6573 | 2945.6573 | 0 | 12655.9811 | 0 | 519.4676 | 0 | 2885.3333 | 0 | 1103.9304 | 0 | 2885.3333 | 0 | 1038.7252 | 0 | 2885.3333 | 0 | 1192.2231 | 0 | 2885.3333 | 0 | 3404.8009 | 3989.2637 | 3924.0584 | 4077.5564
138721 | 242.131 | 853 | 2 | None | Electric, 80% Usage | EnergyStar, 80% Usage | Electric, 80% Usage | 290 Rated kWh, 80% Usage | 300-400% | 6 | None | 5 to 9 Unit | Multifamily with 5+ units, 1-3 stories | Multi-Family with 5+ Units | 750-999 | 0-1499 | 3 | Electricity | None | None | None | Electricity Baseboard | None | 80000-99999 | 100% CFL | Occupied | 1980s | Electricity | Yes | 0 | 424.3669 | 24.911 | 0 | 0 | 101.9887 | 0 | 0 | 0 | 3309.3585 | 0 | 0 | 1625.3722 | 35.7547 | 0 | 390.3707 | 16.412 | 1026.0418 | 0 | 0 | 0 | 379.527 | 480.0504 | 0 | 0 | 0 | 0 | 0 | 0 | 0 | 0 | 0 | 0 | 0 | 0 | 0 | 0 | 0 | 0 | 0 | 0 | 0 | 7814.1539 | 7814.1539 | 7814.1539 | 7814.1539 | 0 | 0 | 0 | 1367.9602 | 0 | 0 | 0 | 3166.2172 | 0 | 0 | 0 | 2755.5124 | 0 | 0 | 0 | 3353.4374 | 0 | 0 | 0 | 1367.9602 | 3166.2172 | 2755.5124 | 3353.4374
138726 | 242.131 | 2663 | 4 | Standard Efficiency | Electric, 100% Usage | EnergyStar, 100% Usage | Electric, 100% Usage | None | 200-300% | None | None | Single-Family Detached | Single-Family Detached | Single-Family Detached | 2500-2999 | 2500-3999 | 1 | Fuel Oil | 100% Conditioned | Central AC | None | Fuel Oil Fuel Furnace | None | 60000-69999 | 100% CFL | Occupied | 1960s | Electricity | Yes | 67.9925 | 773.1215 | 45.1329 | 2236.7184 | 9405.8229 | 0 | 319.7405 | 1147.9594 | 0 | 0 | 0 | 0 | 4186.5202 | 58.3211 | 0 | 887.4192 | 21.9803 | 3636.4258 | 0 | 0 | 0 | 603.1403 | 434.0383 | 0 | 0 | 46172.7609 | 0 | 0 | 0 | 0 | 0 | 0 | 0 | 0 | 0 | 0 | 0 | 0 | 0 | 0 | 0 | 0 | 69997.0944 | 69997.0944 | 23824.3334 | 23824.3334 | 46172.7609 | 0 | 0 | 3998.8245 | 13999.5289 | 0 | 0 | 8657.884 | 13999.5289 | 0 | 0 | 7689.3428 | 13999.5289 | 0 | 0 | 9085.5708 | 13999.5289 | 0 | 0 | 17998.3534 | 22657.4129 | 21688.8716 | 23085.0997
138790 | 242.131 | 1690 | 3 | Standard Efficiency | Electric, 100% Usage | EnergyStar, 100% Usage | Electric, 100% Usage | 290 Rated kWh, 100% Usage | 200-300% | None | None | Single-Family Detached | Single-Family Detached | Single-Family Detached | 1500-1999 | 1500-2499 | 2 | Electricity | 20% Conditioned | Room AC | None | Electricity Baseboard | None | 50000-59999 | 100% CFL | Occupied | <1940 | Electricity | Yes | 81.7668 | 400.042 | 23.4457 | 0 | 1402.9312 | 91.1451 | 0 | 0 | 0 | 17147.0022 | 0 | 0 | 2076.9947 | 46.0122 | 0 | 620.1384 | 21.9803 | 2382.6678 | 0 | 0 | 0 | 405.6104 | 1160.8545 | 0 | 0 | 0 | 0 | 0 | 0 | 0 | 0 | 0 | 0 | 0 | 0 | 0 | 0 | 0 | 0 | 0 | 0 | 0 | 25860.5912 | 25860.5912 | 25860.5912 | 25860.5912 | 0 | 0 | 0 | 4684.1858 | 0 | 0 | 0 | 10880.1088 | 0 | 0 | 0 | 9443.4339 | 0 | 0 | 0 | 11472.3548 | 0 | 0 | 0 | 4684.1858 | 10880.1088 | 9443.4339 | 11472.3548
138823 | 242.131 | 1138 | 2 | None | None | None | Electric, 120% Usage | None | 300-400% | 10 | None | 10 to 19 Unit | Multifamily with 5+ units, 1-3 stories | Multi-Family with 5+ Units | 1000-1499 | 0-1499 | 2 | Electricity | 100% Conditioned | Central AC | None | Electricity Electric Furnace | None | 60000-69999 | 100% Incandescent | Occupied | 1950s | Electricity | No | 0 | 0 | 0 | 431.9868 | 2794.7257 | 0 | 0 | 23.1526 | 0 | 2789.4504 | 0 | 0 | 3230.8155 | 156.793 | 0 | 1465.0623 | 16.412 | 3552.9006 | 0 | 0 | 0 | 467.4484 | 480.0504 | 0 | 0 | 0 | 0 | 0 | 0 | 0 | 0 | 0 | 0 | 0 | 0 | 0 | 0 | 0 | 0 | 0 | 0 | 0 | 15408.7976 | 15408.7976 | 15408.7976 | 15408.7976 | 0 | 0 | 0 | 2685.6923 | 0 | 0 | 0 | 6048.5885 | 0 | 0 | 0 | 5306.8851 | 0 | 0 | 0 | 6358.0986 | 0 | 0 | 0 | 2685.6923 | 6048.5885 | 5306.8851 | 6358.0986
138877 | 242.131 | 1202 | 2 | Standard Efficiency | Electric, 120% Usage | EnergyStar, 120% Usage | Gas, 120% Usage | 290 Rated kWh, 120% Usage | 0-100% | None | 10 | Single-Family Attached | Single-Family Attached | Single-Family Attached | 1000-1499 | 0-1499 | 2 | Natural Gas | 100% Conditioned | Central AC | None | Natural Gas Fuel Furnace | None | 15000-19999 | 100% CFL | Occupied | 1940s | Natural Gas | Yes | 67.9925 | 540.13 | 31.3586 | 1122.4622 | 5067.4919 | 126.0206 | 319.7405 | 138.6226 | 0 | 0 | 0 | 0 | 0 | 40.1507 | 0 | 486.2049 | 16.412 | 3835.7142 | 0 | 0 | 0 | 35.4616 | 868.0765 | 0 | 0 | 0 | 0 | 0 | 0 | 0 | 0 | 19001.5559 | 0 | 7155.3302 | 0 | 0 | 1040.6954 | 0 | 0 | 0 | 0 | 0 | 39894.0063 | 39894.0063 | 12696.4249 | 12696.4249 | 0 | 27197.5814 | 0 | 2124.6344 | 0 | 6200.4966 | 0 | 4541.4693 | 0 | 6200.4966 | 0 | 4040.5319 | 0 | 6200.4966 | 0 | 4789.989 | 0 | 6200.4966 | 0 | 8325.1309 | 10741.9659 | 10241.0285 | 10990.4855
138917 | 242.131 | 866 | 1 | Standard Efficiency | Electric, 80% Usage | EnergyStar, 80% Usage | Electric, 80% Usage | 318 Rated kWh, 80% Usage | 400%+ | None | 10 | Single-Family Attached | Single-Family Attached | Single-Family Attached | 750-999 | 0-1499 | 1 | Electricity | 100% Conditioned | Central AC | None | Electricity Electric Furnace | None | 80000-99999 | 100% LED | Occupied | 1970s | Natural Gas | Yes | 67.9925 | 296.0018 | 17.2912 | 410.0064 | 2380.3232 | 70.9232 | 0 | 158.8445 | 0 | 7618.3825 | 0 | 0 | 0 | 23.7388 | 0 | 300.984 | 16.412 | 867.4904 | 0 | 0 | 0 | 311.5345 | 434.0383 | 0 | 0 | 0 | 0 | 0 | 0 | 0 | 0 | 0 | 0 | 2663.4299 | 0 | 0 | 0 | 0 | 0 | 0 | 0 | 0 | 15637.6862 | 15637.6862 | 12974.2563 | 12974.2563 | 0 | 2663.4299 | 0 | 2302.7728 | 0 | 607.2196 | 0 | 5286.7248 | 0 | 607.2196 | 0 | 4608.376 | 0 | 607.2196 | 0 | 5544.9426 | 0 | 607.2196 | 0 | 2909.9924 | 5893.9443 | 5215.5956 | 6152.1622
138961 | 242.131 | 853 | 2 | None | None | None | Electric, 80% Usage | 318 Rated kWh, 80% Usage | 300-400% | 20 | None | 20 to 49 Unit | Multifamily with 5+ units, 1-3 stories | Multi-Family with 5+ Units | 750-999 | 0-1499 | 3 | Natural Gas | 100% Conditioned | Central AC | Cooling Only | Natural Gas Fuel Furnace | Fan Coil Cooling Only | 60000-69999 | 100% CFL | Occupied | 1970s | Natural Gas | No | 0 | 0 | 0 | 12.0159 | 1030.731 | 70.9232 | 0 | 107.264 | 0 | 0 | 0 | 0 | 0 | 35.7547 | 0 | 390.3707 | 16.412 | 830.8565 | 0 | 0 | 0 | 311.5345 | 434.0383 | 294.5364 | 0 | 0 | 0 | 0 | 0 | 0 | 0 | 4280.8891 | 0 | 2504.2923 | 0 | 0 | 0 | 0 | 0 | 0 | 0 | 0 | 10319.6185 | 10319.6185 | 3534.4371 | 3534.4371 | 0 | 6785.1814 | 0 | 604.6096 | 0 | 1546.8666 | 0 | 1302.2242 | 0 | 1546.8666 | 0 | 1153.0481 | 0 | 1546.8666 | 0 | 1386.4527 | 0 | 1546.8666 | 0 | 2151.4762 | 2849.0908 | 2699.9147 | 2933.3193
138989 | 242.131 | 1202 | 2 | Standard Efficiency | Electric, 100% Usage | EnergyStar, 100% Usage | Electric, 100% Usage | 318 Rated kWh, 100% Usage | 0-100% | None | 8 | Single-Family Attached | Single-Family Attached | Single-Family Attached | 1000-1499 | 0-1499 | 2 | Electricity | 40% Conditioned | Room AC | None | Electricity Baseboard | None | <10000 | 100% LED | Occupied | 1940s | Electricity | Yes | 67.9925 | 369.8557 | 21.6873 | 0 | 1009.3368 | 88.5075 | 0 | 0 | 0 | 21573.2545 | 0 | 0 | 1997.2793 | 26.6695 | 0 | 371.321 | 16.412 | 1786.8543 | 0 | 0 | 0 | 389.4915 | 480.0504 | 0 | 0 | 0 | 0 | 0 | 0 | 0 | 0 | 0 | 0 | 0 | 0 | 0 | 0 | 0 | 0 | 0 | 0 | 0 | 28198.7122 | 28198.7122 | 28198.7122 | 28198.7122 | 0 | 0 | 0 | 5194.0821 | 0 | 0 | 0 | 12053.917 | 0 | 0 | 0 | 10454.1053 | 0 | 0 | 0 | 12733.3221 | 0 | 0 | 0 | 5194.0821 | 12053.917 | 10454.1053 | 12733.3221
138994 | 242.131 | 1623 | 2 | Standard Efficiency | Electric, 100% Usage | EnergyStar, 100% Usage | Electric, 100% Usage | 318 Rated kWh, 100% Usage | 400%+ | 18 | None | 10 to 19 Unit | Multifamily with 5+ units, 1-3 stories | Multi-Family with 5+ Units | 1500-1999 | 1500-2499 | 3 | Natural Gas | 100% Conditioned | Central AC | None | Natural Gas Fuel Furnace | None | 120000-139999 | 100% Incandescent | Occupied | 2000s | Natural Gas | No | 67.9925 | 289.8473 | 16.9981 | 602.261 | 2715.0104 | 64.7687 | 319.7405 | 198.116 | 0 | 0 | 0 | 0 | 0 | 181.1179 | 0 | 1881.2232 | 16.412 | 1776.5968 | 0 | 0 | 0 | 346.9961 | 434.0383 | 0 | 0 | 0 | 0 | 0 | 0 | 0 | 0 | 7940.4676 | 0 | 2972.0337 | 0 | 0 | 0 | 0 | 0 | 0 | 0 | 0 | 19823.3272 | 19823.3272 | 8910.8259 | 8910.8259 | 0 | 10912.5013 | 0 | 1510.2344 | 0 | 2487.8158 | 0 | 3284.2133 | 0 | 2487.8158 | 0 | 2907.4051 | 0 | 2487.8158 | 0 | 3468.7488 | 0 | 2487.8158 | 0 | 3998.0502 | 5772.0291 | 5395.2209 | 5956.5646
139055 | 242.131 | 1220 | 2 | Standard Efficiency | Electric, 120% Usage | EnergyStar, 120% Usage | Electric, 120% Usage | 290 Rated kWh, 120% Usage | 150-200% | None | None | Single-Family Detached | Single-Family Detached | Single-Family Detached | 1000-1499 | 0-1499 | 1 | Electricity | 100% Conditioned | Central AC | None | Electricity Electric Furnace | None | 35000-39999 | 100% LED | Occupied | 1970s | Electricity | Yes | 81.7668 | 629.5167 | 36.6339 | 814.7376 | 4646.3487 | 150.9316 | 0 | 294.8295 | 0 | 12660.9633 | 0 | 0 | 5251.8336 | 26.9625 | 0 | 375.131 | 16.412 | 5095.9198 | 0 | 0 | 0 | 565.6272 | 434.0383 | 0 | 0 | 0 | 0 | 0 | 0 | 0 | 0 | 0 | 0 | 0 | 0 | 0 | 0 | 0 | 0 | 0 | 0 | 0 | 31081.6523 | 31081.6523 | 31081.6523 | 31081.6523 | 0 | 0 | 0 | 5359.8711 | 0 | 0 | 0 | 12308.8322 | 0 | 0 | 0 | 10750.4844 | 0 | 0 | 0 | 12951.6039 | 0 | 0 | 0 | 5359.8711 | 12308.8322 | 10750.4844 | 12951.6039
139057 | 242.131 | 2663 | 4 | Standard Efficiency | Electric, 120% Usage | EnergyStar, 120% Usage | Electric, 120% Usage | None | 300-400% | None | None | Single-Family Detached | Single-Family Detached | Single-Family Detached | 2500-2999 | 2500-3999 | 2 | Natural Gas | 60% Conditioned | Central AC | None | Natural Gas Fuel Boiler | None | 60000-69999 | 100% CFL | Occupied | 1990s | Natural Gas | Yes | 67.9925 | 480.0504 | 28.1348 | 1034.2478 | 4136.9912 | 0 | 319.7405 | 53.9251 | 0 | 0 | 0 | 0 | 0 | 58.3211 | 24.911 | 887.4192 | 21.9803 | 5384.3017 | 0 | 0 | 0 | 486.498 | 1790.0781 | 402.3866 | 0 | 0 | 0 | 0 | 0 | 0 | 0 | 11523.5545 | 0 | 5845.5956 | 0 | 0 | 0 | 0 | 0 | 0 | 0 | 0 | 32545.8354 | 32545.8354 | 15176.9784 | 15176.9784 | 0 | 17369.15 | 0 | 2577.1789 | 0 | 3959.7757 | 0 | 5603.075 | 0 | 3959.7757 | 0 | 4965.5832 | 0 | 3959.7757 | 0 | 5889.8674 | 0 | 3959.7757 | 0 | 6536.9546 | 9562.8507 | 8925.3588 | 9849.6431
139126 | 242.131 | 853 | 2 | Standard Efficiency | Electric, 100% Usage | EnergyStar, 100% Usage | Electric, 100% Usage | 318 Rated kWh, 100% Usage | 0-100% | 116 | None | 50 or more Unit | Multifamily with 5+ units, 8+ stories | Multi-Family with 5+ Units | 750-999 | 0-1499 | 8 | Natural Gas | 100% Conditioned | Central AC | None | Natural Gas Fuel Furnace | None | <10000 | 100% Incandescent | Occupied | 2010s | Electricity | Yes | 67.9925 | 289.8473 | 16.9981 | 211.8904 | 1346.9546 | 64.7687 | 0 | 21.3942 | 0 | 0 | 0 | 0 | 1385.3469 | 142.7256 | 0 | 1220.3479 | 16.412 | 1466.5276 | 0 | 0 | 0 | 346.9961 | 434.0383 | 0 | 0 | 0 | 0 | 0 | 0 | 0 | 0 | 1684.2794 | 0 | 0 | 0 | 0 | 0 | 0 | 0 | 0 | 0 | 0 | 8716.5198 | 8716.5198 | 7032.2403 | 7032.2403 | 0 | 1684.2794 | 0 | 1143.0863 | 0 | 383.9814 | 0 | 2526.035 | 0 | 383.9814 | 0 | 2226.9322 | 0 | 383.9814 | 0 | 2714.7367 | 0 | 383.9814 | 0 | 1527.0677 | 2910.0164 | 2610.9135 | 3098.7181
139246 | 242.131 | 1138 | 3 | Standard Efficiency | None | None | Gas, 100% Usage | None | 100-150% | 323 | None | 50 or more Unit | Multifamily with 5+ units, 1-3 stories | Multi-Family with 5+ Units | 1000-1499 | 0-1499 | 3 | Natural Gas | 100% Conditioned | Central AC | Heating and Cooling | Natural Gas Shared Heating | Fan Coil Heating and Cooling, Natural Gas | 35000-39999 | 100% CFL | Occupied | 1970s | Natural Gas | No | 67.9925 | 0 | 0 | 27.5487 | 2113.6286 | 0 | 0 | 213.6488 | 0 | 0 | 0 | 0 | 0 | 39.2715 | 0 | 468.6206 | 21.9803 | 2361.8598 | 0 | 0 | 0 | 35.4616 | 434.0383 | 0 | 0 | 0 | 0 | 0 | 0 | 0 | 0 | 6662.3846 | 0 | 5404.5236 | 0 | 0 | 1039.8162 | 0 | 0 | 0 | 0 | 0 | 18891.0681 | 18891.0681 | 5784.3437 | 5784.3437 | 0 | 13106.7244 | 0 | 995.5273 | 0 | 2988.0583 | 0 | 2158.0641 | 0 | 2988.0583 | 0 | 1912.144 | 0 | 2988.0583 | 0 | 2266.8569 | 0 | 2988.0583 | 0 | 3983.5856 | 5146.1225 | 4900.2024 | 5254.9152
139252 | 242.131 | 2176 | 4 | Standard Efficiency | Electric, 100% Usage | Standard, 100% Usage | Electric, 100% Usage | None | 400%+ | None | None | Single-Family Detached | Single-Family Detached | Single-Family Detached | 2000-2499 | 1500-2499 | 2 | Electricity | 100% Conditioned | Central AC | None | Electricity Electric Furnace | None | 120000-139999 | 100% CFL | Occupied | 1950s | Electricity | Yes | 67.9925 | 762.864 | 28.4279 | 1461.5454 | 5506.5123 | 0 | 0 | 322.3782 | 0 | 33479.5598 | 0 | 0 | 2286.2474 | 52.1667 | 24.911 | 753.7788 | 21.9803 | 2537.1163 | 0 | 0 | 0 | 405.6104 | 434.0383 | 0 | 0 | 0 | 0 | 0 | 0 | 0 | 0 | 0 | 0 | 0 | 0 | 0 | 0 | 0 | 0 | 0 | 0 | 0 | 48144.8362 | 48144.8362 | 48144.8362 | 48144.8362 | 0 | 0 | 0 | 8452.4648 | 0 | 0 | 0 | 19580.2536 | 0 | 0 | 0 | 17043.0475 | 0 | 0 | 0 | 20703.7515 | 0 | 0 | 0 | 8452.4648 | 19580.2536 | 17043.0475 | 20703.7515
139260 | 242.131 | 3301 | 4 | Standard Efficiency | Electric, 100% Usage | EnergyStar, 100% Usage | Electric, 100% Usage | None | 400%+ | None | None | Single-Family Detached | Single-Family Detached | Single-Family Detached | 3000-3999 | 2500-3999 | 2 | Fuel Oil | 100% Conditioned | Central AC | None | Fuel Oil Fuel Furnace | None | 180000-199999 | 100% CFL | Occupied | 1980s | Electricity | Yes | 67.9925 | 400.042 | 23.4457 | 597.2788 | 3620.0139 | 0 | 0 | 366.0458 | 0 | 0 | 0 | 0 | 2116.2662 | 66.2341 | 24.911 | 1062.6757 | 21.9803 | 2894.956 | 0 | 0 | 0 | 405.6104 | 1290.9781 | 0 | 0 | 25038.2338 | 0 | 0 | 0 | 0 | 0 | 0 | 0 | 0 | 0 | 0 | 0 | 0 | 0 | 0 | 0 | 0 | 37996.3712 | 37996.3712 | 12958.1374 | 12958.1374 | 25038.2338 | 0 | 0 | 2276.2304 | 7591.5419 | 0 | 0 | 4901.3572 | 7591.5419 | 0 | 0 | 4340.6377 | 7591.5419 | 0 | 0 | 5150.2905 | 7591.5419 | 0 | 0 | 9867.7723 | 12492.8991 | 11932.1796 | 12741.8324
139305 | 242.131 | 1623 | 2 | Standard Efficiency, No usage | Electric, 120% Usage | EnergyStar, 120% Usage | Electric, 120% Usage | None | 150-200% | 3 | None | 3 or 4 Unit | Multifamily with 2-4 Units | Multi-Family with 2 - 4 Units | 1500-1999 | 1500-2499 | 3 | Electricity | 100% Conditioned | Central AC | None | Electricity Electric Furnace | None | 20000-24999 | 100% CFL | Vacant | <1940 | Electricity | Yes | 0 | 0 | 0 | 228.5954 | 1948.3365 | 0 | 0 | 235.043 | 0 | 10064.3536 | 0 | 0 | 349.6338 | 0 | 0 | 0 | 16.412 | 0 | 0 | 0 | 0 | 0 | 434.0383 | 0 | 0 | 0 | 0 | 0 | 0 | 0 | 0 | 0 | 0 | 0 | 0 | 0 | 0 | 0 | 0 | 0 | 0 | 0 | 13276.4125 | 13276.4125 | 13276.4125 | 13276.4125 | 0 | 0 | 0 | 2254.0089 | 0 | 0 | 0 | 5403.5135 | 0 | 0 | 0 | 4681.0383 | 0 | 0 | 0 | 5679.1334 | 0 | 0 | 0 | 2254.0089 | 5403.5135 | 4681.0383 | 5679.1334
139411 | 242.131 | 2176 | 4 | Standard Efficiency | Electric, 120% Usage | Standard, 120% Usage | Electric, 120% Usage | 318 Rated kWh, 120% Usage | 400%+ | None | None | Single-Family Detached | Single-Family Detached | Single-Family Detached | 2000-2499 | 1500-2499 | 2 | Electricity | None | None | None | Electricity Electric Furnace | None | 160000-179999 | 100% CFL | Occupied | 1980s | Electricity | Yes | 67.9925 | 2053.549 | 76.7846 | 0 | 0 | 295.4156 | 319.7405 | 249.6966 | 0 | 10605.6559 | 0 | 0 | 10661.9255 | 52.1667 | 24.911 | 753.7788 | 21.9803 | 7592.5922 | 0 | 0 | 0 | 803.0147 | 434.0383 | 0 | 0 | 0 | 0 | 0 | 0 | 1324.0951 | 0 | 0 | 0 | 0 | 0 | 0 | 0 | 0 | 0 | 0 | 0 | 0 | 35336.7512 | 35336.7512 | 34012.9492 | 34012.9492 | 0 | 1324.0951 | 0 | 5892.0946 | 0 | 301.8331 | 0 | 13142.3749 | 0 | 301.8331 | 0 | 11938.6619 | 0 | 301.8331 | 0 | 14546.4633 | 0 | 301.8331 | 0 | 6193.9276 | 13444.208 | 12240.4949 | 14848.2963
139421 | 242.131 | 2663 | 4 | None | Electric, 100% Usage | EnergyStar, 100% Usage | Electric, 100% Usage | 318 Rated kWh, 100% Usage | 400%+ | None | None | Single-Family Detached | Single-Family Detached | Single-Family Detached | 2500-2999 | 2500-3999 | 2 | Electricity | 100% Conditioned | Central AC | None | Electricity Electric Furnace | None | 200000+ | 100% CFL | Occupied | 2000s | Electricity | Yes | 0 | 524.5972 | 30.7725 | 747.0382 | 3316.3922 | 134.8127 | 319.7405 | 126.3136 | 0 | 14063.8945 | 0 | 0 | 3085.4522 | 58.3211 | 24.911 | 887.4192 | 21.9803 | 3006.9092 | 0 | 0 | 0 | 471.2583 | 400.042 | 458.6562 | 0 | 0 | 0 | 0 | 0 | 0 | 0 | 0 | 0 | 0 | 0 | 0 | 0 | 0 | 0 | 0 | 0 | 0 | 27678.218 | 27678.218 | 27678.218 | 27678.218 | 0 | 0 | 0 | 4857.1737 | 0 | 0 | 0 | 11162.3598 | 0 | 0 | 0 | 9737.745 | 0 | 0 | 0 | 11748.1943 | 0 | 0 | 0 | 4857.1737 | 11162.3598 | 9737.745 | 11748.1943
139616 | 242.131 | 853 | 1 | None | None | None | Electric, 100% Usage | None | 0-100% | 12 | None | 10 to 19 Unit | Multifamily with 5+ units, 1-3 stories | Multi-Family with 5+ Units | 750-999 | 0-1499 | 3 | Electricity | 100% Conditioned | Heat Pump | None | Electricity ASHP | None | <10000 | 100% CFL | Occupied | 1960s | Electricity | Yes | 0 | 0 | 0 | 553.0251 | 1750.8066 | 0 | 0 | 170.8604 | 338.4971 | 2832.5319 | 0 | 0 | 1276.3245 | 35.7547 | 0 | 390.3707 | 16.412 | 1466.5276 | 0 | 0 | 0 | 346.9961 | 480.0504 | 0 | 0 | 0 | 0 | 0 | 0 | 0 | 0 | 0 | 0 | 0 | 0 | 0 | 0 | 0 | 0 | 0 | 0 | 0 | 9657.864 | 9657.864 | 9657.864 | 9657.864 | 0 | 0 | 0 | 1725.5357 | 0 | 0 | 0 | 3854.1349 | 0 | 0 | 0 | 3379.9213 | 0 | 0 | 0 | 4056.4339 | 0 | 0 | 0 | 1725.5357 | 3854.1349 | 3379.9213 | 4056.4339
139624 | 242.131 | 1675 | 3 | Standard Efficiency | Electric, 120% Usage | EnergyStar, 120% Usage | Electric, 120% Usage | None | 400%+ | None | 10 | Single-Family Attached | Single-Family Attached | Single-Family Attached | 1500-1999 | 1500-2499 | 2 | Natural Gas | 100% Conditioned | Central AC | None | Natural Gas Fuel Furnace | None | 70000-79999 | 100% CFL | Occupied | 1990s | Natural Gas | Yes | 67.9925 | 444.0027 | 25.7903 | 471.5514 | 2421.6463 | 0 | 0 | 175.8426 | 0 | 0 | 0 | 0 | 0 | 46.0122 | 0 | 616.0354 | 21.9803 | 3718.7788 | 0 | 0 | 0 | 467.4484 | 434.0383 | 0 | 0 | 0 | 0 | 0 | 0 | 0 | 0 | 11093.9123 | 0 | 5425.6247 | 0 | 0 | 0 | 0 | 0 | 0 | 0 | 0 | 25430.949 | 25430.949 | 8911.119 | 8911.119 | 0 | 16519.537 | 0 | 1528.5891 | 0 | 3766.1457 | 0 | 3274.5545 | 0 | 3766.1457 | 0 | 2901.0666 | 0 | 3766.1457 | 0 | 3499.129 | 0 | 3766.1457 | 0 | 5294.7347 | 7040.7002 | 6667.2123 | 7265.2747
139760 | 242.131 | 2152 | 2 | None | Electric, 100% Usage | EnergyStar, 100% Usage | Electric, 100% Usage | None | 400%+ | None | 15 | Single-Family Attached | Single-Family Attached | Single-Family Attached | 2000-2499 | 1500-2499 | 1 | Natural Gas | 100% Conditioned | Central AC | None | Natural Gas Fuel Furnace | None | 60000-69999 | 100% Incandescent | Occupied | 1990s | Natural Gas | Yes | 0 | 289.8473 | 16.9981 | 399.4559 | 1885.0331 | 0 | 0 | 308.8969 | 0 | 0 | 0 | 0 | 0 | 207.4943 | 0 | 2335.4834 | 16.412 | 1801.5079 | 0 | 0 | 0 | 346.9961 | 817.9614 | 0 | 0 | 0 | 0 | 0 | 0 | 0 | 0 | 12395.1478 | 0 | 2644.3803 | 0 | 0 | 0 | 0 | 0 | 0 | 0 | 0 | 23465.6144 | 23465.6144 | 8426.0863 | 8426.0863 | 0 | 15039.235 | 0 | 1412.8182 | 0 | 3428.6666 | 0 | 3116.9266 | 0 | 3428.6666 | 0 | 2754.0473 | 0 | 3428.6666 | 0 | 3293.9388 | 0 | 3428.6666 | 0 | 4841.4848 | 6545.5933 | 6182.7139 | 6722.6054
139766 | 242.131 | 1675 | 3 | Standard Efficiency | Electric, 80% Usage | EnergyStar, 80% Usage | Electric, 80% Usage | None | 400%+ | None | 6 | Single-Family Attached | Single-Family Attached | Single-Family Attached | 1500-1999 | 1500-2499 | 2 | Natural Gas | 100% Conditioned | Central AC | None | Natural Gas Fuel Furnace | None | 80000-99999 | 100% CFL | Occupied | 1970s | Natural Gas | Yes | 67.9925 | 231.8192 | 13.4813 | 235.3361 | 1847.227 | 0 | 0 | 518.4427 | 0 | 0 | 0 | 0 | 0 | 46.0122 | 0 | 616.0354 | 21.9803 | 864.2666 | 0 | 0 | 0 | 277.5383 | 434.0383 | 300.984 | 0 | 0 | 0 | 0 | 0 | 0 | 0 | 23989.3324 | 0 | 2053.549 | 0 | 0 | 0 | 0 | 0 | 0 | 0 | 0 | 31517.7421 | 31517.7421 | 5474.8607 | 5474.8607 | 0 | 26042.8814 | 0 | 930.5466 | 0 | 5937.2429 | 0 | 2013.0597 | 0 | 5937.2429 | 0 | 1782.6248 | 0 | 5937.2429 | 0 | 2127.3845 | 0 | 5937.2429 | 0 | 6867.7895 | 7950.3026 | 7719.8677 | 8064.6274
139789 | 242.131 | 3301 | 4 | None | Gas, 100% Usage | Standard, 100% Usage | Gas, 100% Usage | 318 Rated kWh, 100% Usage | 200-300% | None | None | Single-Family Detached | Single-Family Detached | Single-Family Detached | 3000-3999 | 2500-3999 | 2 | Natural Gas | 100% Conditioned | Central AC | None | Natural Gas Fuel Wall/Floor Furnace | None | 50000-59999 | 100% Incandescent | Occupied | 1980s | Natural Gas | Yes | 0 | 110.4878 | 46.3052 | 1758.1333 | 5467.827 | 171.7396 | 319.7405 | 0 | 0 | 0 | 0 | 0 | 0 | 264.9362 | 99.9372 | 3321.6675 | 21.9803 | 3524.4727 | 0 | 0 | 0 | 36.927 | 727.1093 | 0 | 0 | 0 | 0 | 1468.8722 | 0 | 0 | 0 | 22824.0819 | 0 | 5683.2342 | 0 | 0 | 1080.8461 | 0 | 0 | 0 | 0 | 0 | 46929.1774 | 46929.1774 | 15871.5569 | 15871.5569 | 0 | 31057.3274 | 0 | 2751.9948 | 0 | 7080.4485 | 0 | 5895.1831 | 0 | 7080.4485 | 0 | 5233.1129 | 0 | 7080.4485 | 0 | 6188.3793 | 0 | 7080.4485 | 0 | 9832.4433 | 12975.6316 | 12313.5614 | 13268.8278
139869 | 242.131 | 1690 | 3 | Standard Efficiency | Electric, 100% Usage | Standard, 100% Usage | Electric, 100% Usage | None | 150-200% | None | None | Single-Family Detached | Single-Family Detached | Single-Family Detached | 1500-1999 | 1500-2499 | 1 | Electricity | 100% Conditioned | Central AC | None | Electricity Electric Furnace | None | 30000-34999 | 100% Incandescent | Occupied | 1950s | Electricity | Yes | 67.9925 | 762.864 | 28.4279 | 579.1084 | 4517.9836 | 0 | 0 | 489.4287 | 0 | 20731.2613 | 0 | 0 | 2429.5592 | 184.6348 | 0 | 1938.9582 | 21.9803 | 2382.6678 | 0 | 0 | 0 | 405.6104 | 480.0504 | 0 | 0 | 0 | 0 | 0 | 0 | 0 | 0 | 0 | 0 | 0 | 0 | 0 | 0 | 0 | 0 | 0 | 0 | 0 | 35019.9414 | 35019.9414 | 35019.9414 | 35019.9414 | 0 | 0 | 0 | 6176.6848 | 0 | 0 | 0 | 14226.3237 | 0 | 0 | 0 | 12399.9789 | 0 | 0 | 0 | 15006.9893 | 0 | 0 | 0 | 6176.6848 | 14226.3237 | 12399.9789 | 15006.9893
139881 | 242.131 | 1690 | 3 | Standard Efficiency | None | EnergyStar, 80% Usage | Electric, 80% Usage | 318 Rated kWh, 80% Usage | 400%+ | None | None | Single-Family Detached | Single-Family Detached | Single-Family Detached | 1500-1999 | 1500-2499 | 1 | Other Fuel | 100% Conditioned | Central AC | None | None | None | 80000-99999 | 100% Incandescent | Occupied | 1970s | Electricity | Yes | 67.9925 | 0 | 18.7565 | 786.3097 | 3042.3708 | 77.9569 | 319.7405 | 0 | 0 | 0 | 0 | 0 | 1463.3039 | 184.6348 | 99.9372 | 1938.9582 | 21.9803 | 1191.3339 | 0 | 0 | 0 | 324.4297 | 914.0887 | 0 | 0 | 0 | 0 | 0 | 0 | 0 | 0 | 0 | 0 | 0 | 0 | 0 | 0 | 0 | 0 | 0 | 0 | 0 | 10451.5005 | 10451.5005 | 10451.5005 | 10451.5005 | 0 | 0 | 0 | 1928.9242 | 0 | 0 | 0 | 4136.0231 | 0 | 0 | 0 | 3797.6917 | 0 | 0 | 0 | 4525.8136 | 0 | 0 | 0 | 1928.9242 | 4136.0231 | 3797.6917 | 4525.8136
139957 | 242.131 | 2663 | 4 | Standard Efficiency | Electric, 100% Usage | Standard, 100% Usage | Electric, 100% Usage | None | 400%+ | None | None | Single-Family Detached | Single-Family Detached | Single-Family Detached | 2500-2999 | 2500-3999 | 1 | Electricity | 100% Conditioned | Heat Pump | None | Electricity ASHP | None | 200000+ | 100% CFL | Occupied | 2010s | Electricity | Yes | 67.9925 | 762.864 | 28.4279 | 535.4408 | 2202.4291 | 0 | 319.7405 | 350.2199 | 659.4099 | 3618.5485 | 0 | 0 | 2285.9543 | 58.3211 | 24.911 | 887.4192 | 21.9803 | 2692.1508 | 0 | 0 | 0 | 405.6104 | 1356.0398 | 0 | 0 | 0 | 0 | 0 | 0 | 0 | 0 | 0 | 0 | 0 | 0 | 0 | 0 | 0 | 0 | 0 | 0 | 0 | 16277.4603 | 16277.4603 | 16277.4603 | 16277.4603 | 0 | 0 | 0 | 2803.0802 | 0 | 0 | 0 | 6349.3706 | 0 | 0 | 0 | 5556.1704 | 0 | 0 | 0 | 6647.2787 | 0 | 0 | 0 | 2803.0802 | 6349.3706 | 5556.1704 | 6647.2787
140017 | 242.131 | 2176 | 4 | Standard Efficiency | Electric, 100% Usage | Standard, 100% Usage | Electric, 100% Usage | 318 Rated kWh, 100% Usage | 400%+ | None | None | Single-Family Detached | Single-Family Detached | Single-Family Detached | 2000-2499 | 1500-2499 | 1 | Propane | 100% Conditioned | Central AC | None | Propane Fuel Furnace | None | 100000-119999 | 100% Incandescent | Occupied | 1970s | Electricity | Yes | 67.9925 | 525.7695 | 19.6358 | 620.1384 | 2979.6536 | 60.3726 | 319.7405 | 594.9343 | 0 | 0 | 818.2544 | 808.5831 | 1316.4752 | 208.6666 | 99.9372 | 2355.9983 | 21.9803 | 2222.3579 | 0 | 1816.4545 | 0 | 339.6694 | 914.0887 | 0 | 0 | 0 | 0 | 0 | 0 | 0 | 0 | 0 | 0 | 0 | 0 | 0 | 0 | 0 | 0 | 39895.7648 | 0 | 0 | 56006.4676 | 56006.4676 | 16110.7029 | 16110.7029 | 0 | 0 | 39895.7648 | 2672.779 | 0 | 0 | 10978.6726 | 5884.5463 | 0 | 0 | 10978.6726 | 5199.5801 | 0 | 0 | 10978.6726 | 6240.4386 | 0 | 0 | 10978.6726 | 13651.4516 | 16863.219 | 16178.2528 | 17219.1112
140033 | 242.131 | 3301 | 5 | Standard Efficiency | Electric, 80% Usage | EnergyStar, 80% Usage | Electric, 80% Usage | 290 Rated kWh, 80% Usage | 400%+ | None | None | Single-Family Detached | Single-Family Detached | Single-Family Detached | 3000-3999 | 2500-3999 | 2 | Fuel Oil | 60% Conditioned | Room AC | None | Fuel Oil Fuel Wall/Floor Furnace | None | 180000-199999 | 100% CFL | Occupied | 1980s | Electricity | Yes | 67.9925 | 519.0289 | 30.1863 | 0 | 2327.5704 | 128.3651 | 319.7405 | 0 | 0 | 0 | 0 | 0 | 2285.9543 | 66.2341 | 24.911 | 1062.6757 | 27.2556 | 1762.2363 | 0 | 0 | 0 | 429.9353 | 434.0383 | 0 | 0 | 58915.4911 | 0 | 0 | 0 | 0 | 0 | 0 | 0 | 0 | 0 | 0 | 0 | 0 | 0 | 0 | 0 | 0 | 68401.6155 | 68401.6155 | 9486.1244 | 9486.1244 | 58915.4911 | 0 | 0 | 1602.7101 | 17863.0958 | 0 | 0 | 3495.2386 | 17863.0958 | 0 | 0 | 3093.4442 | 17863.0958 | 0 | 0 | 3695.6062 | 17863.0958 | 0 | 0 | 19465.8059 | 21358.3343 | 20956.5399 | 21558.7019
140050 | 242.131 | 1623 | 3 | Standard Efficiency | Electric, 80% Usage | Standard, 80% Usage | Electric, 80% Usage | 318 Rated kWh, 80% Usage | 400%+ | 12 | None | 10 to 19 Unit | Multifamily with 5+ units, 1-3 stories | Multi-Family with 5+ Units | 1500-1999 | 1500-2499 | 3 | Electricity | 100% Conditioned | Central AC | None | Electricity Electric Furnace | None | 80000-99999 | 100% CFL | Occupied | 1980s | Electricity | Yes | 67.9925 | 441.9512 | 16.412 | 243.249 | 1350.1784 | 51.5805 | 0 | 74.7331 | 0 | 4870.5481 | 0 | 0 | 974.1682 | 45.426 | 0 | 601.968 | 21.9803 | 888.2984 | 0 | 0 | 0 | 277.5383 | 434.0383 | 0 | 0 | 0 | 0 | 0 | 0 | 0 | 0 | 0 | 0 | 0 | 0 | 0 | 0 | 0 | 0 | 0 | 0 | 0 | 10360.3554 | 10360.3554 | 10360.3554 | 10360.3554 | 0 | 0 | 0 | 1837.0024 | 0 | 0 | 0 | 4195.0844 | 0 | 0 | 0 | 3661.3391 | 0 | 0 | 0 | 4418.1816 | 0 | 0 | 0 | 1837.0024 | 4195.0844 | 3661.3391 | 4418.1816
140114 | 242.131 | 617 | 1 | Standard Efficiency, No usage | Electric, 80% Usage | EnergyStar, 80% Usage | Electric, 80% Usage | None | 300-400% | 67 | None | 50 or more Unit | Multifamily with 5+ units, 4-7 stories | Multi-Family with 5+ Units | 500-749 | 0-1499 | 5 | Natural Gas | 100% Conditioned | Central AC | None | Natural Gas Fuel Furnace | None | 50000-59999 | 100% LED | Vacant | 1960s | Natural Gas | No | 0 | 0 | 0 | 274.6076 | 1189.8685 | 0 | 0 | 0.87921 | 0 | 0 | 0 | 0 | 0 | 0 | 0 | 0 | 16.412 | 0 | 0 | 0 | 0 | 0 | 434.0383 | 0 | 0 | 0 | 0 | 0 | 0 | 0 | 0 | 535.1478 | 0 | 1681.6418 | 0 | 0 | 0 | 0 | 0 | 0 | 0 | 0 | 4132.5952 | 4132.5952 | 1915.8056 | 1915.8056 | 0 | 2216.7896 | 0 | 398.1062 | 0 | 505.3867 | 0 | 874.4449 | 0 | 505.3867 | 0 | 774.8818 | 0 | 505.3867 | 0 | 841.334 | 0 | 505.3867 | 0 | 903.493 | 1379.8316 | 1280.2685 | 1346.7207
140190 | 242.131 | 1202 | 2 | Standard Efficiency | Electric, 100% Usage | EnergyStar, 100% Usage | Electric, 100% Usage | None | 400%+ | None | 5 | Single-Family Attached | Single-Family Attached | Single-Family Attached | 1000-1499 | 0-1499 | 2 | Natural Gas | 60% Conditioned | Central AC | None | Natural Gas Fuel Furnace | None | 80000-99999 | 100% Incandescent | Occupied | 1990s | Natural Gas | Yes | 67.9925 | 450.1572 | 26.3764 | 118.9869 | 743.2282 | 0 | 0 | 114.5908 | 0 | 0 | 0 | 0 | 0 | 160.0168 | 0 | 1519.8666 | 16.412 | 1917.8571 | 0 | 0 | 0 | 431.9868 | 434.0383 | 0 | 0 | 0 | 0 | 0 | 0 | 0 | 0 | 5304.8794 | 0 | 4100.0643 | 0 | 0 | 0 | 0 | 0 | 0 | 0 | 0 | 15406.7461 | 15406.7461 | 6001.8024 | 6001.8024 | 0 | 9404.9437 | 0 | 1009.463 | 0 | 2144.1012 | 0 | 2235.5917 | 0 | 2144.1012 | 0 | 1970.0759 | 0 | 2144.1012 | 0 | 2381.1644 | 0 | 2144.1012 | 0 | 3153.5642 | 4379.6929 | 4114.1771 | 4525.2656
140256 | 242.131 | 1138 | 2 | Standard Efficiency, No usage | None | EnergyStar, 100% Usage | Electric, 100% Usage | None | 0-100% | 8 | None | 5 to 9 Unit | Multifamily with 5+ units, 1-3 stories | Multi-Family with 5+ Units | 1000-1499 | 0-1499 | 2 | Electricity | 100% Conditioned | Heat Pump | None | Electricity ASHP | None | <10000 | 100% CFL | Vacant | 1990s | Natural Gas | Yes | 0 | 0 | 0 | 605.4848 | 1870.6726 | 0 | 0 | 33.117 | 101.6957 | 621.0176 | 0 | 0 | 0 | 0 | 0 | 0 | 16.412 | 0 | 0 | 0 | 0 | 0 | 434.0383 | 0 | 0 | 0 | 0 | 0 | 0 | 0 | 0 | 0 | 0 | 1588.1521 | 0 | 0 | 0 | 0 | 0 | 0 | 0 | 0 | 5270.004 | 5270.004 | 3682.1449 | 3682.1449 | 0 | 1588.1521 | 0 | 612.1819 | 0 | 362.0456 | 0 | 1336.9576 | 0 | 362.0456 | 0 | 1186.2779 | 0 | 362.0456 | 0 | 1379.9414 | 0 | 362.0456 | 0 | 974.2275 | 1699.0033 | 1548.3235 | 1741.987
140328 | 242.131 | 2663 | 4 | None | None | None | Electric, 100% Usage | None | 400%+ | None | None | Single-Family Detached | Single-Family Detached | Single-Family Detached | 2500-2999 | 2500-3999 | 2 | Natural Gas | 100% Conditioned | Central AC | None | Natural Gas Fuel Furnace | None | 140000-159999 | 100% Incandescent | Occupied | 2000s | Natural Gas | Yes | 0 | 0 | 0 | 826.7535 | 3721.1234 | 0 | 0 | 72.3886 | 0 | 0 | 0 | 0 | 0 | 233.2846 | 99.9372 | 2773.9177 | 21.9803 | 3321.6675 | 0 | 0 | 0 | 537.1993 | 817.9614 | 0 | 0 | 0 | 0 | 0 | 0 | 0 | 0 | 13366.3854 | 0 | 5720.4542 | 0 | 0 | 0 | 0 | 0 | 0 | 0 | 0 | 31513.0529 | 31513.0529 | 12426.2134 | 12426.2134 | 0 | 19086.8396 | 0 | 2119.7669 | 0 | 4351.4277 | 0 | 4569.7481 | 0 | 4351.4277 | 0 | 4049.8523 | 0 | 4351.4277 | 0 | 4839.5126 | 0 | 4351.4277 | 0 | 6471.1946 | 8921.1758 | 8401.28 | 9190.9403
140358 | 242.131 | 2663 | 3 | None | Electric, 120% Usage | EnergyStar, 120% Usage | Electric, 120% Usage | None | 400%+ | None | None | Single-Family Detached | Single-Family Detached | Single-Family Detached | 2500-2999 | 2500-3999 | 1 | Natural Gas | 100% Conditioned | Central AC | None | Natural Gas Fuel Furnace | None | 100000-119999 | 100% Incandescent | Occupied | 1980s | Natural Gas | Yes | 0 | 480.0504 | 28.1348 | 360.1843 | 3474.9437 | 0 | 319.7405 | 214.8211 | 0 | 0 | 0 | 0 | 0 | 233.2846 | 99.9372 | 2774.2107 | 21.9803 | 5384.3017 | 0 | 0 | 0 | 486.498 | 914.0887 | 0 | 0 | 0 | 0 | 0 | 0 | 0 | 0 | 9939.2123 | 0 | 5303.4141 | 540.4231 | 0 | 0 | 0 | 0 | 0 | 0 | 0 | 30575.2255 | 30575.2255 | 14791.883 | 14791.883 | 0 | 15783.0494 | 0 | 2444.6397 | 0 | 3598.2172 | 0 | 5322.1857 | 0 | 3598.2172 | 0 | 4705.5641 | 0 | 3598.2172 | 0 | 5704.4842 | 0 | 3598.2172 | 0 | 6042.8569 | 8920.4029 | 8303.7813 | 9302.7014
140369 | 242.131 | 1138 | 2 | None | Electric, 100% Usage | EnergyStar, 100% Usage | Electric, 100% Usage | 318 Rated kWh, 100% Usage | 400%+ | 6 | None | 5 to 9 Unit | Multifamily with 5+ units, 1-3 stories | Multi-Family with 5+ Units | 1000-1499 | 0-1499 | 1 | Electricity | 100% Conditioned | Central AC | None | Electricity Electric Furnace | None | 120000-139999 | 100% Incandescent | Occupied | 1980s | Electricity | Yes | 0 | 289.8473 | 16.9981 | 121.9176 | 1091.1036 | 64.7687 | 0 | 178.1872 | 0 | 7632.7429 | 0 | 0 | 1375.6756 | 156.793 | 0 | 1465.0623 | 16.412 | 1581.4115 | 0 | 0 | 0 | 346.9961 | 400.042 | 0 | 0 | 0 | 0 | 0 | 0 | 0 | 0 | 0 | 0 | 0 | 0 | 0 | 0 | 0 | 0 | 0 | 0 | 0 | 14737.3718 | 14737.3718 | 14737.3718 | 14737.3718 | 0 | 0 | 0 | 2406.9448 | 0 | 0 | 0 | 5670.0253 | 0 | 0 | 0 | 4937.6337 | 0 | 0 | 0 | 6043.735 | 0 | 0 | 0 | 2406.9448 | 5670.0253 | 4937.6337 | 6043.735
140432 | 242.131 | 2176 | 2 | Standard Efficiency | Electric, 80% Usage | Standard, 80% Usage | Electric, 80% Usage | None | 400%+ | None | None | Single-Family Detached | Single-Family Detached | Single-Family Detached | 2000-2499 | 1500-2499 | 1 | Natural Gas | 100% Conditioned | Central AC | None | Natural Gas Fuel Furnace | None | 80000-99999 | 100% LED | Occupied | 1960s | Natural Gas | Yes | 67.9925 | 610.174 | 22.8595 | 776.3453 | 4585.683 | 0 | 319.7405 | 1064.7272 | 0 | 0 | 0 | 0 | 0 | 34.8755 | 0 | 575.5916 | 16.412 | 1268.7047 | 0 | 0 | 0 | 324.4297 | 868.0765 | 0 | 0 | 0 | 0 | 0 | 0 | 0 | 0 | 42805.9605 | 0 | 2779.7791 | 0 | 0 | 0 | 0 | 0 | 0 | 0 | 0 | 56121.0584 | 56121.0584 | 10535.6119 | 10535.6119 | 0 | 45585.7396 | 0 | 1843.9215 | 0 | 10392.6004 | 0 | 3963.4452 | 0 | 10392.6004 | 0 | 3519.8169 | 0 | 10392.6004 | 0 | 4105.5362 | 0 | 10392.6004 | 0 | 12236.5219 | 14356.0456 | 13912.4173 | 14498.1366
140444 | 242.131 | 2152 | 3 | Standard Efficiency | Electric, 120% Usage | EnergyStar, 120% Usage | Electric, 120% Usage | None | 400%+ | None | 15 | Single-Family Attached | Single-Family Attached | Single-Family Attached | 2000-2499 | 1500-2499 | 2 | Natural Gas | 100% Conditioned | Central AC | None | Natural Gas Fuel Furnace | None | 200000+ | 100% CFL | Occupied | 2010s | Natural Gas | Yes | 67.9925 | 444.0027 | 25.7903 | 350.2199 | 1741.7214 | 0 | 319.7405 | 49.529 | 0 | 0 | 0 | 0 | 0 | 51.8736 | 0 | 747.0382 | 21.9803 | 3865.3143 | 0 | 0 | 0 | 467.4484 | 434.0383 | 0 | 0 | 0 | 0 | 0 | 0 | 0 | 0 | 3288.2574 | 0 | 5546.0769 | 0 | 0 | 0 | 0 | 0 | 0 | 0 | 0 | 17421.3167 | 17421.3167 | 8586.9824 | 8586.9824 | 0 | 8834.3343 | 0 | 1454.6127 | 0 | 2014.0336 | 0 | 3238.3062 | 0 | 2014.0336 | 0 | 2854.8918 | 0 | 2014.0336 | 0 | 3407.3759 | 0 | 2014.0336 | 0 | 3468.6463 | 5252.3397 | 4868.9254 | 5421.4095
140450 | 242.131 | 1220 | 3 | None | Electric, 80% Usage | EnergyStar, 80% Usage | Gas, 80% Usage | 318 Rated kWh, 80% Usage | 150-200% | None | None | Single-Family Detached | Single-Family Detached | Single-Family Detached | 1000-1499 | 0-1499 | 1 | Natural Gas | 100% Conditioned | Central AC | None | Natural Gas Fuel Furnace | None | 35000-39999 | 100% CFL | Occupied | 1960s | Natural Gas | Yes | 0 | 419.6778 | 24.618 | 743.5213 | 2307.3485 | 107.8502 | 319.7405 | 344.9446 | 0 | 0 | 0 | 0 | 0 | 40.1507 | 0 | 491.1871 | 21.9803 | 1273.9799 | 0 | 0 | 0 | 25.7903 | 434.0383 | 0 | 0 | 0 | 0 | 0 | 0 | 0 | 0 | 14213.9469 | 0 | 3311.41 | 0 | 0 | 757.8818 | 0 | 0 | 0 | 0 | 0 | 24838.0663 | 24838.0663 | 6554.8276 | 6554.8276 | 0 | 18283.2387 | 0 | 1146.0977 | 0 | 4168.1678 | 0 | 2480.4055 | 0 | 4168.1678 | 0 | 2199.7738 | 0 | 4168.1678 | 0 | 2581.0513 | 0 | 4168.1678 | 0 | 5314.2655 | 6648.5733 | 6367.9416 | 6749.2191
140540 | 242.131 | 2663 | 3 | Standard Efficiency | Electric, 100% Usage | EnergyStar, 100% Usage | Electric, 100% Usage | None | 400%+ | None | None | Single-Family Detached | Single-Family Detached | Single-Family Detached | 2500-2999 | 2500-3999 | 2 | Electricity | 100% Conditioned | Heat Pump | None | Electricity ASHP | None | 200000+ | 100% LED | Occupied | 1980s | Electricity | Yes | 67.9925 | 648.8593 | 37.8062 | 795.3949 | 3378.8164 | 0 | 319.7405 | 444.0027 | 2851.2884 | 4081.6008 | 0 | 0 | 3711.7451 | 38.9785 | 16.7051 | 677.8734 | 21.9803 | 3321.6675 | 0 | 0 | 0 | 537.1993 | 868.0765 | 0 | 0 | 0 | 0 | 0 | 0 | 0 | 0 | 0 | 0 | 0 | 0 | 0 | 0 | 0 | 0 | 0 | 0 | 0 | 21819.4342 | 21819.4342 | 21819.4342 | 21819.4342 | 0 | 0 | 0 | 3852.8803 | 0 | 0 | 0 | 8740.0736 | 0 | 0 | 0 | 7659.4869 | 0 | 0 | 0 | 9102.4413 | 0 | 0 | 0 | 3852.8803 | 8740.0736 | 7659.4869 | 9102.4413
140544 | 242.131 | 1202 | 2 | Standard Efficiency, No usage | Electric, 100% Usage | EnergyStar, 100% Usage | Electric, 100% Usage | 290 Rated kWh, 100% Usage | 200-300% | None | 24 | Single-Family Attached | Single-Family Attached | Single-Family Attached | 1000-1499 | 0-1499 | 1 | Natural Gas | 100% Conditioned | Central AC | None | Natural Gas Fuel Furnace | None | 35000-39999 | 100% LED | Vacant | 2000s | Natural Gas | Yes | 0 | 0 | 0 | 275.4868 | 911.451 | 0 | 0 | 0.58614 | 0 | 0 | 0 | 0 | 0 | 0 | 0 | 0 | 16.412 | 0 | 0 | 0 | 0 | 0 | 868.0765 | 0 | 0 | 0 | 0 | 0 | 0 | 0 | 0 | 106.0917 | 0 | 1538.6231 | 0 | 0 | 0 | 0 | 0 | 0 | 0 | 0 | 3716.7273 | 3716.7273 | 2072.0125 | 2072.0125 | 0 | 1644.7148 | 0 | 391.4257 | 0 | 374.9721 | 0 | 824.1547 | 0 | 374.9721 | 0 | 732.68 | 0 | 374.9721 | 0 | 845.6926 | 0 | 374.9721 | 0 | 766.3978 | 1199.1268 | 1107.6522 | 1220.6647
140656 | 242.131 | 1220 | 2 | Standard Efficiency | Electric, 80% Usage | EnergyStar, 80% Usage | Electric, 80% Usage | 290 Rated kWh, 80% Usage | 400%+ | None | None | Single-Family Detached | Single-Family Detached | Single-Family Detached | 1000-1499 | 0-1499 | 2 | Natural Gas | 100% Conditioned | Central AC | None | Natural Gas Fuel Furnace | None | 200000+ | 100% Incandescent | Occupied | 1990s | Electricity | Yes | 67.9925 | 320.0336 | 18.7565 | 337.9109 | 1827.5912 | 72.9747 | 0 | 377.1825 | 0 | 0 | 0 | 0 | 1374.5033 | 160.896 | 0 | 1535.3993 | 16.412 | 1116.6008 | 0 | 0 | 0 | 324.4297 | 434.0383 | 327.0673 | 0 | 0 | 0 | 0 | 0 | 0 | 0 | 18869.0878 | 0 | 0 | 0 | 0 | 0 | 0 | 0 | 0 | 0 | 0 | 27181.1695 | 27181.1695 | 8312.0817 | 8312.0817 | 0 | 18869.0878 | 0 | 1420.5765 | 0 | 4301.7902 | 0 | 3088.6003 | 0 | 4301.7902 | 0 | 2858.8884 | 0 | 4301.7902 | 0 | 3424.1992 | 0 | 4301.7902 | 0 | 5722.3667 | 7390.3905 | 7160.6786 | 7725.9894
140745 | 242.131 | 8194 | 3 | Standard Efficiency | Electric, 100% Usage | Standard, 100% Usage | Electric, 100% Usage | 318 Rated kWh, 100% Usage | 400%+ | None | None | Single-Family Detached | Single-Family Detached | Single-Family Detached | 4000+ | 4000+ | 2 | Electricity | 80% Conditioned | Central AC | None | Electricity Electric Furnace | None | 160000-179999 | 100% Incandescent | Occupied | 1980s | Electricity | Yes | 67.9925 | 1237.053 | 46.3052 | 903.8312 | 3946.495 | 171.7396 | 0 | 381.5785 | 0 | 20141.3093 | 0 | 0 | 4115.304 | 509.6506 | 99.9372 | 7521.669 | 21.9803 | 5080.387 | 0 | 4549.0491 | 0 | 537.1993 | 480.0504 | 0 | 0 | 0 | 0 | 0 | 0 | 0 | 0 | 0 | 0 | 0 | 0 | 0 | 0 | 0 | 0 | 0 | 0 | 0 | 49812.1175 | 49812.1175 | 49812.1175 | 49812.1175 | 0 | 0 | 0 | 8122.1592 | 0 | 0 | 0 | 18973.5085 | 0 | 0 | 0 | 16560.3925 | 0 | 0 | 0 | 20185.6134 | 0 | 0 | 0 | 8122.1592 | 18973.5085 | 16560.3925 | 20185.6134
140831 | 242.131 | 1138 | 3 | Standard Efficiency | Electric, 120% Usage | Standard, 120% Usage | Gas, 120% Usage | None | 400%+ | 8 | None | 5 to 9 Unit | Multifamily with 5+ units, 1-3 stories | Multi-Family with 5+ Units | 1000-1499 | 0-1499 | 2 | Electricity | 100% Conditioned | Heat Pump | None | Electricity ASHP | None | 120000-139999 | 100% Incandescent | Occupied | 1990s | Electricity | Yes | 67.9925 | 1029.8517 | 38.6854 | 993.5109 | 3097.7612 | 0 | 0 | 166.1713 | 493.5317 | 2863.8905 | 0 | 0 | 4768.5594 | 156.793 | 0 | 1465.0623 | 21.9803 | 3943.2712 | 0 | 0 | 0 | 35.4616 | 434.0383 | 0 | 0 | 0 | 0 | 0 | 1543.0192 | 0 | 0 | 0 | 0 | 0 | 0 | 0 | 1040.6954 | 0 | 0 | 0 | 0 | 0 | 22160.569 | 22160.569 | 19576.8544 | 19576.8544 | 0 | 2583.7146 | 0 | 3342.5027 | 0 | 589.0468 | 0 | 7472.0194 | 0 | 589.0468 | 0 | 6561.5588 | 0 | 589.0468 | 0 | 7935.8081 | 0 | 589.0468 | 0 | 3931.5495 | 8061.0662 | 7150.6057 | 8524.8549
140871 | 242.131 | 1202 | 3 | Standard Efficiency | Electric, 100% Usage | EnergyStar, 100% Usage | Gas, 100% Usage | None | 400%+ | None | 6 | Single-Family Attached | Single-Family Attached | Single-Family Attached | 1000-1499 | 0-1499 | 2 | Natural Gas | 60% Conditioned | Room AC | None | Natural Gas Fuel Boiler | None | 50000-59999 | 100% CFL | Occupied | 1980s | Electricity | Yes | 67.9925 | 289.8473 | 16.9981 | 0 | 1862.7597 | 0 | 319.7405 | 51.5805 | 0 | 0 | 0 | 0 | 1125.0998 | 40.1507 | 0 | 486.2049 | 21.9803 | 1655.5585 | 0 | 0 | 0 | 23.7388 | 480.0504 | 0 | 0 | 0 | 0 | 0 | 0 | 0 | 0 | 4843.5856 | 0 | 0 | 0 | 0 | 694.8715 | 0 | 0 | 0 | 0 | 0 | 11979.8661 | 11979.8661 | 6441.409 | 6441.409 | 0 | 5538.4571 | 0 | 1074.4338 | 0 | 1262.6642 | 0 | 2350.7456 | 0 | 1262.6642 | 0 | 2080.3198 | 0 | 1262.6642 | 0 | 2490.0702 | 0 | 1262.6642 | 0 | 2337.0979 | 3613.4098 | 3342.9839 | 3752.7343
140872 | 242.131 | 2152 | 2 | Standard Efficiency | Electric, 120% Usage | EnergyStar, 120% Usage | Electric, 120% Usage | None | 400%+ | None | 20 | Single-Family Attached | Single-Family Attached | Single-Family Attached | 2000-2499 | 1500-2499 | 2 | Natural Gas | 100% Conditioned | Central AC | None | Natural Gas Fuel Furnace | None | 140000-159999 | 100% LED | Occupied | 1990s | Natural Gas | Yes | 67.9925 | 347.5823 | 20.2219 | 328.2396 | 1853.9676 | 0 | 319.7405 | 779.8621 | 0 | 0 | 0 | 0 | 0 | 34.5824 | 0 | 570.6094 | 16.412 | 3603.3088 | 0 | 0 | 0 | 416.454 | 434.0383 | 0 | 0 | 0 | 0 | 0 | 0 | 0 | 0 | 31266.5802 | 0 | 3805.8209 | 0 | 0 | 0 | 0 | 0 | 0 | 0 | 0 | 43865.4124 | 43865.4124 | 8793.0113 | 8793.0113 | 0 | 35072.4011 | 0 | 1511.7054 | 0 | 7995.7635 | 0 | 3344.3697 | 0 | 7995.7635 | 0 | 2950.1194 | 0 | 7995.7635 | 0 | 3519.5248 | 0 | 7995.7635 | 0 | 9507.4689 | 11340.1331 | 10945.8829 | 11515.2883
140917 | 242.131 | 333 | 1 | Standard Efficiency | Gas, 100% Usage | Standard, 100% Usage | Electric, 100% Usage | None | 0-100% | 116 | None | 50 or more Unit | Multifamily with 5+ units, 1-3 stories | Multi-Family with 5+ Units | 0-499 | 0-1499 | 3 | Natural Gas | 100% Conditioned | Central AC | None | Natural Gas Fuel Furnace | None | <10000 | 100% CFL | Occupied | 1990s | Electricity | Yes | 67.9925 | 63.0103 | 26.3764 | 125.1413 | 1080.26 | 0 | 0 | 6.7406 | 0 | 0 | 0 | 0 | 1910.5303 | 29.3071 | 0 | 247.6451 | 16.412 | 1452.1672 | 0 | 0 | 0 | 389.4915 | 434.0383 | 0 | 0 | 0 | 0 | 837.5971 | 0 | 0 | 0 | 1062.3826 | 0 | 0 | 0 | 0 | 0 | 0 | 0 | 0 | 0 | 0 | 7748.7991 | 7748.7991 | 5849.1124 | 5849.1124 | 0 | 1899.6867 | 0 | 957.7108 | 0 | 433.1013 | 0 | 2142.0995 | 0 | 433.1013 | 0 | 1886.1414 | 0 | 433.1013 | 0 | 2285.495 | 0 | 433.1013 | 0 | 1390.8122 | 2575.2008 | 2319.2427 | 2718.5963
140994 | 242.131 | 1690 | 3 | None | Electric, 100% Usage | EnergyStar, 100% Usage | Electric, 100% Usage | 290 Rated kWh, 100% Usage | 400%+ | None | None | Single-Family Detached | Single-Family Detached | Single-Family Detached | 1500-1999 | 1500-2499 | 2 | Fuel Oil | 100% Conditioned | Central AC | None | Fuel Oil Fuel Furnace | None | 80000-99999 | 100% Incandescent | Occupied | <1940 | Propane | Yes | 0 | 400.042 | 23.4457 | 910.5718 | 4076.0324 | 91.1451 | 0 | 879.7994 | 0 | 0 | 0 | 0 | 0 | 184.6348 | 0 | 1938.9582 | 21.9803 | 2382.6678 | 0 | 0 | 0 | 405.6104 | 880.0924 | 0 | 0 | 35398.5892 | 0 | 0 | 0 | 0 | 0 | 0 | 0 | 0 | 0 | 0 | 0 | 0 | 0 | 0 | 2358.3429 | 0 | 49951.6193 | 49951.6193 | 12194.6872 | 12194.6872 | 35398.5892 | 0 | 2358.3429 | 2138.4608 | 10732.8147 | 0 | 648.9841 | 4641.7427 | 10732.8147 | 0 | 648.9841 | 4108.1185 | 10732.8147 | 0 | 648.9841 | 4842.4378 | 10732.8147 | 0 | 648.9841 | 13520.2595 | 16023.5415 | 15489.9173 | 16224.2366
141003 | 242.131 | 617 | 1 | Standard Efficiency, No usage | Electric, 80% Usage | EnergyStar, 80% Usage | Electric, 80% Usage | None | 0-100% | 6 | None | 5 to 9 Unit | Multifamily with 5+ units, 1-3 stories | Multi-Family with 5+ Units | 500-749 | 0-1499 | 2 | Natural Gas | 100% Conditioned | Central AC | None | Natural Gas Fuel Furnace | None | 10000-14999 | 100% LED | Vacant | 1970s | Natural Gas | No | 0 | 0 | 0 | 215.1142 | 878.9201 | 0 | 0 | 9.0852 | 0 | 0 | 0 | 0 | 0 | 0 | 0 | 0 | 16.412 | 0 | 0 | 0 | 0 | 0 | 434.0383 | 0 | 0 | 0 | 0 | 0 | 0 | 0 | 0 | 991.4594 | 0 | 1477.9574 | 0 | 0 | 0 | 0 | 0 | 0 | 0 | 0 | 4022.9866 | 4022.9866 | 1553.5697 | 1553.5697 | 0 | 2469.7099 | 0 | 236.8392 | 0 | 563.0197 | 0 | 525.6247 | 0 | 563.0197 | 0 | 469.787 | 0 | 563.0197 | 0 | 536.8688 | 0 | 563.0197 | 0 | 799.8589 | 1088.6444 | 1032.8067 | 1099.8885
141070 | 242.131 | 1138 | 3 | Standard Efficiency | Electric, 100% Usage | EnergyStar, 100% Usage | Electric, 100% Usage | None | 200-300% | 4 | None | 3 or 4 Unit | Multifamily with 2-4 Units | Multi-Family with 2 - 4 Units | 1000-1499 | 0-1499 | 4 | Natural Gas | None | None | Heating Only | Natural Gas Shared Heating | Boiler Baseboards Heating Only, Natural Gas | 35000-39999 | 100% CFL | Occupied | <1940 | Natural Gas | Yes | 67.9925 | 369.8557 | 21.6873 | 0 | 0 | 0 | 0 | 158.8445 | 0 | 0 | 0 | 0 | 0 | 39.2715 | 0 | 468.6206 | 21.9803 | 1374.2102 | 0 | 0 | 0 | 390.6637 | 434.0383 | 0 | 0 | 0 | 0 | 0 | 0 | 0 | 0 | 16454.4752 | 0 | 3343.0617 | 0 | 0 | 0 | 0 | 0 | 0 | 0 | 0 | 23144.9947 | 23144.9947 | 3347.1647 | 3347.1647 | 0 | 19797.5369 | 0 | 567.2381 | 0 | 4513.4459 | 0 | 1263.892 | 0 | 4513.4459 | 0 | 1155.6127 | 0 | 4513.4459 | 0 | 1403.1785 | 0 | 4513.4459 | 0 | 5080.6841 | 5777.338 | 5669.0587 | 5916.6244
141076 | 242.131 | 2663 | 4 | Standard Efficiency, No usage | Gas, 100% Usage | Standard, 100% Usage | Electric, 100% Usage | None | 400%+ | None | None | Single-Family Detached | Single-Family Detached | Single-Family Detached | 2500-2999 | 2500-3999 | 1 | Electricity | 20% Conditioned | Room AC | None | Electricity Baseboard | None | 160000-179999 | 100% Incandescent | Vacant | 1970s | Electricity | Yes | 0 | 0 | 0 | 0 | 1045.3845 | 0 | 319.7405 | 0 | 0 | 8385.3495 | 0 | 0 | 354.9091 | 0 | 0 | 0 | 21.9803 | 0 | 0 | 0 | 0 | 0 | 914.0887 | 0 | 0 | 0 | 0 | 0 | 0 | 0 | 0 | 0 | 0 | 0 | 0 | 0 | 0 | 0 | 0 | 0 | 0 | 0 | 11041.1595 | 11041.1595 | 11041.1595 | 11041.1595 | 0 | 0 | 0 | 2102.7336 | 0 | 0 | 0 | 4716.7075 | 0 | 0 | 0 | 4222.6406 | 0 | 0 | 0 | 5100.4008 | 0 | 0 | 0 | 2102.7336 | 4716.7075 | 4222.6406 | 5100.4008
141097 | 242.131 | 2176 | 4 | Standard Efficiency | Electric, 100% Usage | EnergyStar, 100% Usage | Electric, 100% Usage | None | 400%+ | None | None | Single-Family Detached | Single-Family Detached | Single-Family Detached | 2000-2499 | 1500-2499 | 1 | Electricity | 100% Conditioned | Central AC | None | Electricity Baseboard | None | 200000+ | 100% Incandescent | Occupied | 2010s | Electricity | Yes | 67.9925 | 648.8593 | 37.8062 | 465.3969 | 1798.5772 | 0 | 0 | 0 | 0 | 11917.1489 | 0 | 0 | 3854.4707 | 208.6666 | 0 | 2355.9983 | 21.9803 | 3166.6329 | 0 | 0 | 0 | 537.1993 | 727.1093 | 489.7218 | 0 | 0 | 0 | 0 | 0 | 0 | 0 | 0 | 0 | 0 | 0 | 0 | 0 | 0 | 0 | 0 | 0 | 0 | 26297.8533 | 26297.8533 | 26297.8533 | 26297.8533 | 0 | 0 | 0 | 4681.3304 | 0 | 0 | 0 | 10467.23 | 0 | 0 | 0 | 9452.6092 | 0 | 0 | 0 | 11541.9899 | 0 | 0 | 0 | 4681.3304 | 10467.23 | 9452.6092 | 11541.9899
141154 | 242.131 | 853 | 2 | None | Electric, 100% Usage | EnergyStar, 100% Usage | Electric, 100% Usage | None | 400%+ | 10 | None | 10 to 19 Unit | Multifamily with 5+ units, 1-3 stories | Multi-Family with 5+ Units | 750-999 | 0-1499 | 2 | Natural Gas | 100% Conditioned | Central AC | None | Natural Gas Fuel Furnace | None | 70000-79999 | 100% Incandescent | Occupied | 1980s | Natural Gas | Yes | 0 | 289.8473 | 16.9981 | 231.5261 | 922.2947 | 0 | 0 | 21.6873 | 0 | 0 | 0 | 0 | 0 | 142.7256 | 0 | 1220.3479 | 16.412 | 1466.5276 | 0 | 0 | 0 | 346.9961 | 434.0383 | 0 | 0 | 0 | 0 | 0 | 0 | 0 | 0 | 3202.9737 | 0 | 2667.826 | 0 | 0 | 0 | 0 | 0 | 0 | 0 | 0 | 10980.2007 | 10980.2007 | 5109.108 | 5109.108 | 0 | 5871.0927 | 0 | 926.6683 | 0 | 1338.4808 | 0 | 1979.9715 | 0 | 1338.4808 | 0 | 1745.9854 | 0 | 1338.4808 | 0 | 2116.2434 | 0 | 1338.4808 | 0 | 2265.1491 | 3318.4523 | 3084.4662 | 3454.7241
141187 | 242.131 | 866 | 2 | Standard Efficiency | Electric, 100% Usage | EnergyStar, 100% Usage | Propane, 100% Usage | 290 Rated kWh, 100% Usage | 200-300% | None | 10 | Single-Family Attached | Single-Family Attached | Single-Family Attached | 750-999 | 0-1499 | 1 | Electricity | 20% Conditioned | Room AC | None | Electricity Electric Furnace | None | 35000-39999 | 100% LED | Occupied | 1950s | Electricity | Yes | 67.9925 | 289.8473 | 16.9981 | 0 | 460.1216 | 60.3726 | 319.7405 | 175.8426 | 0 | 7522.8413 | 0 | 0 | 1381.244 | 23.7388 | 0 | 300.984 | 16.412 | 1603.978 | 0 | 0 | 0 | 23.7388 | 400.042 | 0 | 0 | 0 | 0 | 0 | 0 | 0 | 0 | 0 | 0 | 0 | 0 | 0 | 0 | 0 | 0 | 0 | 0 | 694.8715 | 13358.4724 | 13358.4724 | 12663.894 | 12663.894 | 0 | 0 | 694.8715 | 2246.9433 | 0 | 0 | 191.1937 | 5221.8225 | 0 | 0 | 191.1937 | 4539.0834 | 0 | 0 | 191.1937 | 5513.8589 | 0 | 0 | 191.1937 | 2438.137 | 5413.0162 | 4730.2771 | 5705.0526
141202 | 242.131 | 866 | 2 | Standard Efficiency | Gas, 100% Usage | EnergyStar, 100% Usage | Electric, 100% Usage | None | 0-100% | None | 8 | Single-Family Attached | Single-Family Attached | Single-Family Attached | 750-999 | 0-1499 | 1 | Natural Gas | 100% Conditioned | Central AC | None | Natural Gas Fuel Furnace | None | <10000 | 100% Incandescent | Occupied | <1940 | Natural Gas | Yes | 67.9925 | 25.7903 | 16.9981 | 108.1432 | 866.6112 | 0 | 0 | 410.8856 | 0 | 0 | 0 | 0 | 0 | 143.3118 | 0 | 1231.4846 | 16.412 | 1603.978 | 0 | 0 | 0 | 346.9961 | 434.0383 | 0 | 0 | 0 | 0 | 344.0654 | 0 | 0 | 0 | 16517.7786 | 0 | 2708.2698 | 0 | 0 | 0 | 0 | 0 | 0 | 0 | 0 | 24843.0485 | 24843.0485 | 5272.6416 | 5272.6416 | 0 | 19570.1138 | 0 | 880.4092 | 0 | 4461.6094 | 0 | 1952.9918 | 0 | 4461.6094 | 0 | 1719.7156 | 0 | 4461.6094 | 0 | 2084.5409 | 0 | 4461.6094 | 0 | 5342.0186 | 6414.6012 | 6181.325 | 6546.1503
141208 | 242.131 | 2176 | 3 | None | Electric, 80% Usage | EnergyStar, 80% Usage | Electric, 80% Usage | None | 400%+ | None | None | Single-Family Detached | Single-Family Detached | Single-Family Detached | 2000-2499 | 1500-2499 | 2 | Electricity | 100% Conditioned | Central AC | None | Electricity Electric Furnace | None | 180000-199999 | 100% CFL | Occupied | 1980s | Electricity | Yes | 0 | 320.0336 | 18.7565 | 555.3697 | 2541.2192 | 0 | 319.7405 | 171.7396 | 0 | 13881.8974 | 0 | 0 | 1228.847 | 52.1667 | 24.911 | 753.7788 | 21.9803 | 1268.7047 | 0 | 0 | 0 | 324.4297 | 480.0504 | 0 | 0 | 0 | 0 | 0 | 0 | 0 | 0 | 0 | 0 | 0 | 0 | 0 | 0 | 0 | 0 | 0 | 0 | 0 | 21963.6252 | 21963.6252 | 21963.6252 | 21963.6252 | 0 | 0 | 0 | 3954.8728 | 0 | 0 | 0 | 9099.7742 | 0 | 0 | 0 | 7922.1627 | 0 | 0 | 0 | 9547.0013 | 0 | 0 | 0 | 3954.8728 | 9099.7742 | 7922.1627 | 9547.0013
141339 | 242.131 | 1220 | 2 | Standard Efficiency | Electric, 80% Usage | EnergyStar, 80% Usage | Electric, 80% Usage | 290 Rated kWh, 80% Usage | 400%+ | None | None | Single-Family Detached | Single-Family Detached | Single-Family Detached | 1000-1499 | 0-1499 | 2 | Natural Gas | 100% Conditioned | Central AC | None | Natural Gas Fuel Furnace | None | 50000-59999 | 100% CFL | Occupied | 1950s | Natural Gas | Yes | 67.9925 | 220.6825 | 12.8951 | 1198.3676 | 5276.7446 | 45.1329 | 0 | 240.9044 | 0 | 0 | 0 | 0 | 0 | 40.1507 | 0 | 491.1871 | 16.412 | 959.2216 | 0 | 0 | 0 | 271.6769 | 0 | 0 | 0 | 0 | 0 | 0 | 0 | 0 | 0 | 22103.7132 | 0 | 1409.3788 | 0 | 0 | 0 | 0 | 0 | 0 | 0 | 0 | 32354.46 | 32354.46 | 8841.6611 | 8841.6611 | 0 | 23512.7989 | 0 | 1547.5519 | 0 | 5360.4616 | 0 | 3229.7614 | 0 | 5360.4616 | 0 | 2888.9561 | 0 | 5360.4616 | 0 | 3348.8616 | 0 | 5360.4616 | 0 | 6908.0136 | 8590.223 | 8249.4178 | 8709.3232
141374 | 242.131 | 3301 | 4 | Standard Efficiency | Electric, 100% Usage | EnergyStar, 100% Usage | Electric, 100% Usage | None | 400%+ | None | None | Single-Family Detached | Single-Family Detached | Single-Family Detached | 3000-3999 | 2500-3999 | 2 | Fuel Oil | 100% Conditioned | Central AC | None | Fuel Oil Fuel Furnace | None | 80000-99999 | 100% LED | Occupied | 1990s | Electricity | Yes | 67.9925 | 522.8388 | 30.4794 | 287.2096 | 3036.8024 | 0 | 319.7405 | 975.9267 | 0 | 0 | 0 | 0 | 2980.2397 | 44.2537 | 16.7051 | 811.5138 | 21.9803 | 3209.7144 | 0 | 0 | 0 | 471.2583 | 1126.8583 | 0 | 0 | 38756.3044 | 0 | 0 | 0 | 0 | 0 | 0 | 0 | 0 | 0 | 0 | 0 | 0 | 0 | 0 | 0 | 0 | 52680.111 | 52680.111 | 13923.8065 | 13923.8065 | 38756.3044 | 0 | 0 | 2332.6527 | 11750.8288 | 0 | 0 | 5111.3215 | 11750.8288 | 0 | 0 | 4512.2729 | 11750.8288 | 0 | 0 | 5449.4909 | 11750.8288 | 0 | 0 | 14083.4815 | 16862.1503 | 16263.1017 | 17200.3197
141390 | 242.131 | 1623 | 2 | Standard Efficiency | Gas, 80% Usage | EnergyStar, 80% Usage | Gas, 80% Usage | 290 Rated kWh, 80% Usage | 400%+ | 19 | None | 10 to 19 Unit | Multifamily with 5+ units, 1-3 stories | Multi-Family with 5+ Units | 1500-1999 | 1500-2499 | 2 | Natural Gas | 60% Conditioned | Central AC | None | Natural Gas Fuel Furnace | None | 140000-159999 | 100% Incandescent | Occupied | 1990s | Natural Gas | Yes | 67.9925 | 26.3764 | 17.2912 | 1222.6925 | 3474.0645 | 66.2341 | 0 | 413.2302 | 0 | 0 | 0 | 0 | 0 | 181.1179 | 0 | 1881.2232 | 16.412 | 985.8911 | 0 | 0 | 0 | 21.3942 | 480.0504 | 0 | 0 | 0 | 0 | 351.3922 | 0 | 0 | 0 | 35852.5563 | 0 | 2587.8175 | 0 | 0 | 624.8275 | 0 | 0 | 0 | 0 | 0 | 48270.5637 | 48270.5637 | 8853.9701 | 8853.9701 | 0 | 39416.5936 | 0 | 1439.538 | 0 | 8986.1411 | 0 | 3058.9725 | 0 | 8986.1411 | 0 | 2721.7874 | 0 | 8986.1411 | 0 | 3282.6838 | 0 | 8986.1411 | 0 | 10425.6791 | 12045.1136 | 11707.9285 | 12268.8249
141393 | 242.131 | 2663 | 4 | Standard Efficiency | Electric, 120% Usage | EnergyStar, 120% Usage | Gas, 120% Usage | 318 Rated kWh, 120% Usage | 400%+ | None | None | Single-Family Detached | Single-Family Detached | Single-Family Detached | 2500-2999 | 2500-3999 | 2 | Natural Gas | 100% Conditioned | Central AC | None | Natural Gas Fuel Furnace | None | 200000+ | 100% LED | Occupied | 2010s | Natural Gas | Yes | 81.7668 | 778.6898 | 45.426 | 1244.0867 | 4795.2288 | 206.322 | 0 | 48.9429 | 0 | 0 | 0 | 0 | 0 | 38.9785 | 16.7051 | 677.8734 | 21.9803 | 6643.335 | 0 | 0 | -2673.6874 | 44.2537 | 434.0383 | 0 | 0 | 0 | 0 | 0 | 2299.4356 | 0 | 0 | 8406.4506 | 0 | 9753.6983 | 691.9408 | 0 | 1297.1326 | 0 | 0 | 0 | 0 | 0 | 34851.7186 | 37525.4059 | 12403.3538 | 15077.0412 | 0 | 22448.3647 | 0 | 2278.0144 | 0 | 5117.7602 | 0 | 4881.0417 | 0 | 5117.7602 | 0 | 4319.1465 | 0 | 5117.7602 | 0 | 5093.8369 | 0 | 5117.7602 | 0 | 7395.7746 | 9998.802 | 9436.9067 | 10211.5971
141426 | 242.131 | 3301 | 4 | Standard Efficiency | Electric, 120% Usage | EnergyStar, 120% Usage | Electric, 120% Usage | 290 Rated kWh, 120% Usage | 400%+ | None | None | Single-Family Detached | Single-Family Detached | Single-Family Detached | 3000-3999 | 2500-3999 | 1 | Electricity | 100% Conditioned | Central AC | None | Electricity Electric Furnace | None | 200000+ | 100% Incandescent | Occupied | 1970s | Electricity | Yes | 67.9925 | 1226.5024 | 71.5093 | 994.0971 | 7107.5596 | 317.1029 | 319.7405 | 278.1244 | 0 | 12380.4943 | 0 | 0 | 11021.5237 | 264.9362 | 99.9372 | 3321.6675 | 21.9803 | 8937.4954 | 0 | 0 | 0 | 882.1439 | 480.0504 | 0 | 0 | 0 | 0 | 0 | 0 | 0 | 0 | 0 | 0 | 0 | 0 | 0 | 0 | 0 | 0 | 0 | 0 | 0 | 47792.8578 | 47792.8578 | 47792.8578 | 47792.8578 | 0 | 0 | 0 | 8474.6359 | 0 | 0 | 0 | 19161.6355 | 0 | 0 | 0 | 16782.05 | 0 | 0 | 0 | 20059.571 | 0 | 0 | 0 | 8474.6359 | 19161.6355 | 16782.05 | 20059.571
141494 | 242.131 | 617 | 3 | None | Electric, 100% Usage | EnergyStar, 100% Usage | Electric, 100% Usage | 290 Rated kWh, 100% Usage | 300-400% | 16 | None | 10 to 19 Unit | Multifamily with 5+ units, 1-3 stories | Multi-Family with 5+ Units | 500-749 | 0-1499 | 2 | Natural Gas | None | None | Heating Only | Natural Gas Shared Heating | Boiler Baseboards Heating Only, Natural Gas | 60000-69999 | 100% CFL | Occupied | 1940s | Natural Gas | No | 0 | 369.8557 | 21.6873 | 0 | 0 | 82.646 | 0 | 199.8745 | 0 | 0 | 0 | 0 | 0 | 32.824 | 0 | 325.602 | 21.9803 | 1566.4649 | 0 | 0 | 0 | 389.4915 | 434.0383 | 0 | 0 | 0 | 0 | 0 | 0 | 0 | 0 | 19617.2982 | 0 | 3280.9306 | 0 | 0 | 0 | 0 | 0 | 0 | 0 | 0 | 26342.6931 | 26342.6931 | 3444.4643 | 3444.4643 | 0 | 22898.2288 | 0 | 562.7281 | 0 | 5220.3315 | 0 | 1270.3762 | 0 | 5220.3315 | 0 | 1115.2979 | 0 | 5220.3315 | 0 | 1362.0068 | 0 | 5220.3315 | 0 | 5783.0596 | 6490.7077 | 6335.6294 | 6582.3383
141513 | 242.131 | 1675 | 3 | Standard Efficiency | Electric, 100% Usage | Standard, 100% Usage | Electric, 100% Usage | 290 Rated kWh, 100% Usage | 400%+ | None | 144 | Single-Family Attached | Single-Family Attached | Single-Family Attached | 1500-1999 | 1500-2499 | 2 | Electricity | 100% Conditioned | Central AC | None | Electricity Electric Furnace | None | 100000-119999 | 100% CFL | Occupied | 1970s | Electricity | Yes | 67.9925 | 705.129 | 26.3764 | 355.7883 | 2085.2007 | 82.646 | 319.7405 | 291.6057 | 0 | 12424.1619 | 0 | 0 | 2116.5593 | 46.0122 | 0 | 616.0354 | 21.9803 | 1859.5359 | 0 | 0 | 0 | 389.4915 | 434.0383 | 0 | 0 | 0 | 0 | 0 | 0 | 0 | 0 | 0 | 0 | 0 | 0 | 0 | 0 | 0 | 0 | 0 | 0 | 0 | 21842.2938 | 21842.2938 | 21842.2938 | 21842.2938 | 0 | 0 | 0 | 3846.1925 | 0 | 0 | 0 | 8834.751 | 0 | 0 | 0 | 7698.1302 | 0 | 0 | 0 | 9360.6696 | 0 | 0 | 0 | 3846.1925 | 8834.751 | 7698.1302 | 9360.6696
141552 | 242.131 | 617 | 1 | Standard Efficiency | None | None | Electric, 80% Usage | None | 300-400% | 12 | None | 10 to 19 Unit | Multifamily with 5+ units, 1-3 stories | Multi-Family with 5+ Units | 500-749 | 0-1499 | 3 | Natural Gas | 100% Conditioned | Central AC | None | Natural Gas Fuel Furnace | None | 40000-44999 | 100% CFL | Occupied | 1970s | Natural Gas | Yes | 67.9925 | 0 | 0 | 410.5926 | 1852.2092 | 0 | 0 | 26.3764 | 0 | 0 | 0 | 0 | 0 | 32.824 | 0 | 325.602 | 16.412 | 685.7863 | 0 | 0 | 0 | 277.5383 | 434.0383 | 0 | 0 | 0 | 0 | 0 | 1097.5512 | 0 | 0 | 4959.6417 | 0 | 2150.8486 | 0 | 0 | 0 | 0 | 0 | 0 | 0 | 0 | 12337.1198 | 12337.1198 | 4129.0783 | 4129.0783 | 0 | 8208.0415 | 0 | 678.835 | 0 | 1871.2368 | 0 | 1466.6605 | 0 | 1871.2368 | 0 | 1303.649 | 0 | 1871.2368 | 0 | 1546.7232 | 0 | 1871.2368 | 0 | 2550.0718 | 3337.8973 | 3174.8858 | 3417.96
141555 | 242.131 | 853 | 1 | Standard Efficiency | Electric, 100% Usage | EnergyStar, 100% Usage | Electric, 100% Usage | None | 400%+ | 67 | None | 50 or more Unit | Multifamily with 5+ units, 1-3 stories | Multi-Family with 5+ Units | 750-999 | 0-1499 | 2 | Electricity | 100% Conditioned | Central AC | None | Electricity Electric Furnace | None | 160000-179999 | 100% LED | Occupied | 1960s | Electricity | Yes | 67.9925 | 369.8557 | 21.6873 | 255.851 | 2129.7475 | 0 | 0 | 149.1732 | 0 | 6359.3491 | 0 | 0 | 1902.3243 | 23.7388 | 0 | 298.0533 | 16.412 | 1661.713 | 0 | 0 | 0 | 389.4915 | 1356.0398 | 0 | 0 | 0 | 0 | 0 | 0 | 0 | 0 | 0 | 0 | 0 | 0 | 0 | 0 | 0 | 0 | 0 | 0 | 0 | 15001.4289 | 15001.4289 | 15001.4289 | 15001.4289 | 0 | 0 | 0 | 2491.8501 | 0 | 0 | 0 | 5743.5522 | 0 | 0 | 0 | 5019.8541 | 0 | 0 | 0 | 6088.716 | 0 | 0 | 0 | 2491.8501 | 5743.5522 | 5019.8541 | 6088.716
141577 | 242.131 | 2663 | 3 | None | Electric, 100% Usage | EnergyStar, 100% Usage | Electric, 100% Usage | 318 Rated kWh, 100% Usage | 400%+ | None | None | Single-Family Detached | Single-Family Detached | Single-Family Detached | 2500-2999 | 2500-3999 | 2 | Electricity | 100% Conditioned | Central AC | None | Electricity Electric Furnace | None | 200000+ | 100% LED | Occupied | 2000s | Electricity | Yes | 0 | 648.8593 | 37.8062 | 951.3087 | 4835.0865 | 171.7396 | 0 | 867.7834 | 0 | 37127.4154 | 0 | 0 | 3882.0194 | 38.9785 | 16.7051 | 677.8734 | 21.9803 | 3321.6675 | 0 | 0 | 0 | 537.1993 | 868.0765 | 0 | 0 | 0 | 0 | 0 | 0 | 0 | 0 | 0 | 0 | 0 | 0 | 0 | 0 | 0 | 0 | 0 | 0 | 0 | 54004.2061 | 54004.2061 | 54004.2061 | 54004.2061 | 0 | 0 | 0 | 9595.0553 | 0 | 0 | 0 | 22255.0243 | 0 | 0 | 0 | 19343.3618 | 0 | 0 | 0 | 23481.4759 | 0 | 0 | 0 | 9595.0553 | 22255.0243 | 19343.3618 | 23481.4759
141584 | 242.131 | 2176 | 3 | Standard Efficiency | Electric, 80% Usage | EnergyStar, 80% Usage | Electric, 80% Usage | None | 400%+ | None | None | Single-Family Detached | Single-Family Detached | Single-Family Detached | 2000-2499 | 1500-2499 | 1 | Natural Gas | 100% Conditioned | Central AC | None | Natural Gas Fuel Furnace | None | 140000-159999 | 100% CFL | Occupied | 1990s | Natural Gas | Yes | 67.9925 | 320.0336 | 18.7565 | 445.468 | 3819.3022 | 0 | 0 | 601.6749 | 0 | 0 | 0 | 0 | 0 | 52.1667 | 24.911 | 753.7788 | 21.9803 | 1268.7047 | 0 | 0 | 0 | 324.4297 | 400.042 | 0 | 0 | 0 | 0 | 0 | 0 | 0 | 0 | 25407.5033 | 0 | 1220.0549 | 0 | 0 | 0 | 0 | 0 | 0 | 0 | 0 | 34746.7991 | 34746.7991 | 8119.2409 | 8119.2409 | 0 | 26627.5582 | 0 | 1557.2593 | 0 | 6070.5664 | 0 | 3357.2354 | 0 | 6070.5664 | 0 | 2977.0673 | 0 | 6070.5664 | 0 | 3397.2789 | 0 | 6070.5664 | 0 | 7627.8257 | 9427.8017 | 9047.6337 | 9467.8453
141601 | 242.131 | 2176 | 3 | None | Gas, 100% Usage | Standard, 100% Usage | Electric, 100% Usage | None | 400%+ | None | None | Single-Family Detached | Single-Family Detached | Single-Family Detached | 2000-2499 | 1500-2499 | 1 | Natural Gas | 100% Conditioned | Central AC | None | Natural Gas Fuel Furnace | None | 100000-119999 | 100% LED | Vacant | 1970s | Natural Gas | Yes | 0 | 0 | 0 | 1101.6542 | 6162.1123 | 0 | 319.7405 | 192.5477 | 0 | 0 | 0 | 1092.5689 | 0 | 0 | 0 | 0 | 21.9803 | 0 | 0 | 0 | 0 | 0 | 817.9614 | 0 | 0 | 0 | 0 | 0 | 0 | 0 | 0 | 11703.5001 | 2511.0329 | 1562.3619 | 0 | 0 | 0 | 0 | 0 | 0 | 0 | 0 | 25485.4602 | 25485.4602 | 9708.2723 | 9708.2723 | 0 | 15776.8949 | 0 | 1639.8453 | 0 | 3596.8355 | 0 | 3408.1003 | 0 | 3596.8355 | 0 | 3055.5311 | 0 | 3596.8355 | 0 | 3542.0534 | 0 | 3596.8355 | 0 | 5236.6808 | 7004.9358 | 6652.3666 | 7138.8889
141612 | 242.131 | 853 | 2 | None | Electric, 120% Usage | Standard, 120% Usage | Electric, 120% Usage | 290 Rated kWh, 120% Usage | 300-400% | 11 | None | 10 to 19 Unit | Multifamily with 5+ units, 1-3 stories | Multi-Family with 5+ Units | 750-999 | 0-1499 | 3 | Electricity | 100% Conditioned | Heat Pump | None | Electricity ASHP | None | 80000-99999 | 100% LED | Occupied | 2000s | Electricity | Yes | 0 | 1213.3142 | 45.426 | 365.7527 | 1331.4219 | 152.9831 | 0 | 121.9176 | 226.2509 | 1208.332 | 0 | 0 | 5958.721 | 23.7388 | 0 | 298.0533 | 16.412 | 4103.8742 | 0 | 0 | 0 | 569.4371 | 434.0383 | 0 | 0 | 0 | 0 | 0 | 0 | 0 | 0 | 0 | 0 | 0 | 0 | 0 | 0 | 0 | 0 | 0 | 0 | 0 | 16069.966 | 16069.966 | 16069.966 | 16069.966 | 0 | 0 | 0 | 2710.2856 | 0 | 0 | 0 | 6079.3076 | 0 | 0 | 0 | 5336.5514 | 0 | 0 | 0 | 6474.3498 | 0 | 0 | 0 | 2710.2856 | 6079.3076 | 5336.5514 | 6474.3498
141633 | 242.131 | 3301 | 5 | Standard Efficiency | Electric, 80% Usage | EnergyStar, 80% Usage | Gas, 80% Usage | 290 Rated kWh, 80% Usage | 400%+ | None | None | Single-Family Detached | Single-Family Detached | Single-Family Detached | 3000-3999 | 2500-3999 | 2 | Natural Gas | 100% Conditioned | Central AC | None | Natural Gas Fuel Furnace | None | 160000-179999 | 100% Incandescent | Occupied | 1940s | Natural Gas | Yes | 67.9925 | 419.6778 | 24.618 | 1075.2778 | 6578.5663 | 100.5234 | 319.7405 | 1329.6634 | 0 | 0 | 0 | 0 | 0 | 264.9362 | 0 | 3321.6675 | 27.2556 | 1604.8572 | 0 | 0 | 0 | 25.7903 | 434.0383 | 0 | 0 | 0 | 0 | 0 | 0 | 0 | 0 | 53113.8562 | 0 | 3330.4596 | 0 | 0 | 757.8818 | 0 | 0 | 0 | 0 | 0 | 72796.8023 | 72796.8023 | 15594.8978 | 15594.8978 | 0 | 57201.9045 | 0 | 2610.2327 | 0 | 13040.8587 | 0 | 5674.6174 | 0 | 13040.8587 | 0 | 5034.6857 | 0 | 13040.8587 | 0 | 5959.9733 | 0 | 13040.8587 | 0 | 15651.0913 | 18715.4761 | 18075.5444 | 19000.832
141689 | 242.131 | 2663 | 5 | None | Gas, 100% Usage | Standard, 100% Usage | Electric, 100% Usage | 290 Rated kWh, 100% Usage | 400%+ | None | None | Single-Family Detached | Single-Family Detached | Single-Family Detached | 2500-2999 | 2500-3999 | 2 | Natural Gas | 20% Conditioned | Room AC | None | Natural Gas Fuel Boiler | None | 140000-159999 | 100% CFL | Occupied | <1940 | Electricity | Yes | 0 | 68.2856 | 28.4279 | 0 | 500.5654 | 91.1451 | 319.7405 | 90.2659 | 0 | 0 | 0 | 0 | 2344.8616 | 58.3211 | 0 | 887.4192 | 27.2556 | 2692.1508 | 0 | 0 | 0 | 405.6104 | 480.0504 | 402.3866 | 0 | 0 | 0 | 905.8827 | 0 | 0 | 0 | 29954.501 | 0 | 0 | 0 | 0 | 0 | 0 | 0 | 0 | 0 | 0 | 39256.8698 | 39256.8698 | 8396.4862 | 8396.4862 | 0 | 30860.3837 | 0 | 1418.9322 | 0 | 7035.5211 | 0 | 3141.7654 | 0 | 7035.5211 | 0 | 2764.1053 | 0 | 7035.5211 | 0 | 3366.773 | 0 | 7035.5211 | 0 | 8454.4533 | 10177.2865 | 9799.6264 | 10402.2941
141710 | 242.131 | 1202 | 3 | Standard Efficiency | Electric, 120% Usage | Standard, 120% Usage | Electric, 120% Usage | 318 Rated kWh, 120% Usage | 0-100% | None | 30 | Single-Family Attached | Single-Family Attached | Single-Family Attached | 1000-1499 | 0-1499 | 2 | Electricity | 100% Conditioned | Central AC | None | Electricity Baseboard | None | 20000-24999 | 100% LED | Occupied | 1980s | Electricity | Yes | 67.9925 | 1029.8517 | 38.6854 | 564.1618 | 2925.4354 | 135.1058 | 0 | 0 | 0 | 20227.1791 | 0 | 0 | 4972.8299 | 26.6695 | 0 | 371.321 | 21.9803 | 3835.7142 | 0 | 0 | 0 | 518.4427 | 480.0504 | 0 | 0 | 0 | 0 | 0 | 0 | 0 | 0 | 0 | 0 | 0 | 0 | 0 | 0 | 0 | 0 | 0 | 0 | 0 | 35215.1267 | 35215.1267 | 35215.1267 | 35215.1267 | 0 | 0 | 0 | 6392.4718 | 0 | 0 | 0 | 14323.9118 | 0 | 0 | 0 | 12877.7981 | 0 | 0 | 0 | 15758.8835 | 0 | 0 | 0 | 6392.4718 | 14323.9118 | 12877.7981 | 15758.8835
141733 | 242.131 | 1138 | 2 | Standard Efficiency | None | None | Gas, 100% Usage | None | 100-150% | 6 | None | 5 to 9 Unit | Multifamily with 5+ units, 1-3 stories | Multi-Family with 5+ Units | 1000-1499 | 0-1499 | 3 | Natural Gas | 100% Conditioned | Central AC | None | Natural Gas Fuel Furnace | None | 20000-24999 | 100% Incandescent | Occupied | 1980s | Natural Gas | No | 67.9925 | 0 | 0 | 308.8969 | 1842.5378 | 0 | 0 | 65.3548 | 0 | 0 | 0 | 0 | 0 | 156.793 | 0 | 1465.0623 | 16.412 | 1776.3038 | 0 | 0 | 0 | 26.6695 | 480.0504 | 0 | 0 | 0 | 0 | 0 | 0 | 0 | 0 | 4093.0306 | 0 | 3504.8369 | 0 | 0 | 781.0344 | 0 | 0 | 0 | 0 | 0 | 14584.9749 | 14584.9749 | 6206.366 | 6206.366 | 0 | 8378.9019 | 0 | 1079.382 | 0 | 1910.1881 | 0 | 2345.3715 | 0 | 1910.1881 | 0 | 2074.2298 | 0 | 1910.1881 | 0 | 2473.2092 | 0 | 1910.1881 | 0 | 2989.5702 | 4255.5596 | 3984.418 | 4383.3974
141781 | 242.131 | 3301 | 4 | Standard Efficiency | Electric, 100% Usage | EnergyStar, 100% Usage | Electric, 100% Usage | None | 200-300% | None | None | Single-Family Detached | Single-Family Detached | Single-Family Detached | 3000-3999 | 2500-3999 | 1 | Electricity | 100% Conditioned | Heat Pump | None | Electricity ASHP | None | 50000-59999 | 100% LED | Occupied | 1990s | Natural Gas | Yes | 67.9925 | 524.5972 | 30.7725 | 1512.5398 | 5178.2727 | 0 | 319.7405 | 648.8593 | 4385.2224 | 6056.8998 | 0 | 0 | 0 | 44.2537 | 16.7051 | 811.5138 | 21.9803 | 3209.7144 | 0 | 0 | 0 | 471.2583 | 960.1008 | 0 | 0 | 0 | 0 | 0 | 0 | 0 | 0 | 0 | 0 | 4772.9554 | 0 | 0 | 0 | 0 | 0 | 0 | 0 | 0 | 29033.3786 | 29033.3786 | 24260.4232 | 24260.4232 | 0 | 4772.9554 | 0 | 4590.9984 | 0 | 1088.1128 | 0 | 10282.4179 | 0 | 1088.1128 | 0 | 8986.5335 | 0 | 1088.1128 | 0 | 10641.2389 | 0 | 1088.1128 | 0 | 5679.1112 | 11370.5306 | 10074.6462 | 11729.3517
141832 | 242.131 | 1690 | 3 | Standard Efficiency | Gas, 120% Usage | Standard, 120% Usage | Electric, 120% Usage | 318 Rated kWh, 120% Usage | 400%+ | None | None | Single-Family Detached | Single-Family Detached | Single-Family Detached | 1500-1999 | 1500-2499 | 1 | Natural Gas | 100% Conditioned | Central AC | None | Natural Gas Fuel Furnace | None | 120000-139999 | 100% CFL | Occupied | 1970s | Natural Gas | Yes | 67.9925 | 132.7612 | 55.6835 | 1303.8732 | 3832.1973 | 206.322 | 319.7405 | 422.0223 | 0 | 0 | 0 | 0 | 0 | 46.0122 | 0 | 620.1384 | 21.9803 | 6024.3689 | 0 | 0 | 0 | 644.7564 | 868.0765 | 0 | 0 | 0 | 0 | 1762.5294 | 0 | 0 | 0 | 31846.8609 | 0 | 10130.8807 | 0 | 0 | 0 | 0 | 0 | 0 | 0 | 0 | 58306.4894 | 58306.4894 | 14565.9253 | 14565.9253 | 0 | 43740.5641 | 0 | 2528.5393 | 0 | 9971.9298 | 0 | 5477.2898 | 0 | 9971.9298 | 0 | 4851.8707 | 0 | 9971.9298 | 0 | 5748.6124 | 0 | 9971.9298 | 0 | 12500.4691 | 15449.2196 | 14823.8005 | 15720.5422
141905 | 242.131 | 1220 | 3 | None | Electric, 100% Usage | EnergyStar, 100% Usage | Electric, 100% Usage | None | 400%+ | None | None | Single-Family Detached | Single-Family Detached | Single-Family Detached | 1000-1499 | 0-1499 | 2 | Other Fuel | 100% Conditioned | Central AC | None | None | None | 120000-139999 | 100% LED | Occupied | 1980s | Electricity | Yes | 0 | 400.042 | 23.4457 | 689.8893 | 3245.176 | 0 | 319.7405 | 0 | 0 | 0 | 834.9595 | 824.9951 | 2330.2081 | 26.9625 | 0 | 375.131 | 21.9803 | 2233.2016 | 0 | 1853.3814 | 0 | 405.6104 | 868.0765 | 0 | 0 | 0 | 0 | 0 | 0 | 719.1964 | 0 | 0 | 0 | 0 | 0 | 0 | 0 | 0 | 0 | 0 | 0 | 0 | 15171.9962 | 15171.9962 | 14452.7998 | 14452.7998 | 0 | 719.1964 | 0 | 2297.893 | 0 | 163.9664 | 0 | 5063.7787 | 0 | 163.9664 | 0 | 4483.7311 | 0 | 163.9664 | 0 | 5399.3985 | 0 | 163.9664 | 0 | 2461.8594 | 5227.7451 | 4647.6975 | 5563.3648
141993 | 242.131 | 1202 | 2 | Standard Efficiency | Electric, 120% Usage | EnergyStar, 120% Usage | Electric, 120% Usage | None | 150-200% | None | 24 | Single-Family Attached | Single-Family Attached | Single-Family Attached | 1000-1499 | 0-1499 | 1 | Electricity | 100% Conditioned | Heat Pump | None | Electricity ASHP | None | 25000-29999 | 100% CFL | Occupied | 1980s | Electricity | Yes | 67.9925 | 444.0027 | 25.7903 | 474.7751 | 1928.9938 | 0 | 319.7405 | 278.7106 | 375.131 | 3251.9166 | 0 | 0 | 3259.2434 | 40.1507 | 0 | 486.2049 | 16.412 | 3573.4156 | 0 | 0 | 0 | 467.4484 | 914.0887 | 0 | 0 | 0 | 0 | 0 | 0 | 0 | 0 | 0 | 0 | 0 | 0 | 0 | 0 | 0 | 0 | 0 | 0 | 0 | 15924.3097 | 15924.3097 | 15924.3097 | 15924.3097 | 0 | 0 | 0 | 2763.7451 | 0 | 0 | 0 | 6240.2372 | 0 | 0 | 0 | 5469.3234 | 0 | 0 | 0 | 6564.6387 | 0 | 0 | 0 | 2763.7451 | 6240.2372 | 5469.3234 | 6564.6387
142011 | 242.131 | 2152 | 3 | Standard Efficiency | Electric, 100% Usage | EnergyStar, 100% Usage | Gas, 100% Usage | 318 Rated kWh, 100% Usage | 400%+ | None | 144 | Single-Family Attached | Single-Family Attached | Single-Family Attached | 2000-2499 | 1500-2499 | 1 | Electricity | 100% Conditioned | Central AC | None | Electricity Electric Furnace | None | 180000-199999 | 100% LED | Occupied | 1990s | Natural Gas | Yes | 67.9925 | 369.8557 | 21.6873 | 448.1057 | 2380.3232 | 88.5075 | 0 | 333.5149 | 0 | 15487.6338 | 0 | 0 | 0 | 34.5824 | 0 | 570.6094 | 21.9803 | 1932.8037 | 0 | 0 | 0 | 26.6695 | 434.0383 | 0 | 0 | 0 | 0 | 0 | 0 | 0 | 0 | 0 | 0 | 3484.9081 | 0 | 0 | 781.0344 | 0 | 0 | 0 | 0 | 0 | 26483.9534 | 26483.9534 | 22218.0109 | 22218.0109 | 0 | 4265.9425 | 0 | 4036.0431 | 0 | 972.5243 | 0 | 9301.2994 | 0 | 972.5243 | 0 | 8080.2292 | 0 | 972.5243 | 0 | 9785.3899 | 0 | 972.5243 | 0 | 5008.5674 | 10273.8236 | 9052.7534 | 10757.9142
142066 | 242.131 | 853 | 2 | Standard Efficiency | None | None | Electric, 100% Usage | None | 100-150% | 16 | None | 10 to 19 Unit | Multifamily with 5+ units, 1-3 stories | Multi-Family with 5+ Units | 750-999 | 0-1499 | 2 | Electricity | 100% Conditioned | Heat Pump | None | Electricity ASHP | None | 15000-19999 | 100% Incandescent | Occupied | 2000s | Electricity | Yes | 67.9925 | 0 | 0 | 278.1244 | 984.7188 | 0 | 0 | 126.0206 | 139.5018 | 1261.0848 | 0 | 0 | 1259.9125 | 142.7256 | 0 | 1220.3479 | 16.412 | 1466.5276 | 0 | 0 | 0 | 346.9961 | 400.042 | 0 | 0 | 0 | 0 | 0 | 0 | 0 | 0 | 0 | 0 | 0 | 0 | 0 | 0 | 0 | 0 | 0 | 0 | 0 | 7710.6999 | 7710.6999 | 7710.6999 | 7710.6999 | 0 | 0 | 0 | 1334.3535 | 0 | 0 | 0 | 2985.5409 | 0 | 0 | 0 | 2618.4205 | 0 | 0 | 0 | 3163.5355 | 0 | 0 | 0 | 1334.3535 | 2985.5409 | 2618.4205 | 3163.5355
142069 | 242.131 | 853 | 2 | Standard Efficiency | Electric, 120% Usage | Standard, 120% Usage | Electric, 120% Usage | None | 400%+ | 43 | None | 20 to 49 Unit | Multifamily with 5+ units, 1-3 stories | Multi-Family with 5+ Units | 750-999 | 0-1499 | 2 | Electricity | 100% Conditioned | Heat Pump | None | Electricity ASHP | None | 80000-99999 | 100% Incandescent | Occupied | 2000s | Electricity | Yes | 67.9925 | 846.3893 | 31.6517 | 305.3801 | 1185.1794 | 0 | 319.7405 | 16.412 | 77.3708 | 314.7583 | 0 | 0 | 3581.9146 | 142.7256 | 0 | 1220.3479 | 16.412 | 3323.1329 | 0 | 0 | 0 | 467.4484 | 434.0383 | 0 | 0 | 0 | 0 | 0 | 0 | 0 | 0 | 0 | 0 | 0 | 0 | 0 | 0 | 0 | 0 | 0 | 0 | 0 | 12351.1872 | 12351.1872 | 12351.1872 | 12351.1872 | 0 | 0 | 0 | 1989.6802 | 0 | 0 | 0 | 4564.3172 | 0 | 0 | 0 | 4014.5365 | 0 | 0 | 0 | 4803.8176 | 0 | 0 | 0 | 1989.6802 | 4564.3172 | 4014.5365 | 4803.8176
142072 | 242.131 | 2176 | 4 | Standard Efficiency | Electric, 80% Usage | Standard, 80% Usage | Electric, 80% Usage | 290 Rated kWh, 80% Usage | 0-100% | None | None | Single-Family Detached | Single-Family Detached | Single-Family Detached | 2000-2499 | 1500-2499 | 2 | Natural Gas | 100% Conditioned | Central AC | None | Natural Gas Fuel Furnace | None | <10000 | 100% CFL | Occupied | 1990s | Natural Gas | Yes | 67.9925 | 610.174 | 22.8595 | 391.2499 | 2262.2156 | 72.9747 | 319.7405 | 398.5767 | 0 | 0 | 0 | 0 | 0 | 52.1667 | 24.911 | 753.7788 | 21.9803 | 1268.7047 | 0 | 0 | 0 | 324.4297 | 868.0765 | 0 | 0 | 0 | 0 | 0 | 0 | 0 | 0 | 15913.173 | 0 | 2822.5675 | 0 | 0 | 0 | 0 | 0 | 0 | 0 | 0 | 26195.2784 | 26195.2784 | 7459.2449 | 7459.2449 | 0 | 18735.7404 | 0 | 1296.724 | 0 | 4271.3664 | 0 | 2798.7819 | 0 | 4271.3664 | 0 | 2478.6859 | 0 | 4271.3664 | 0 | 2943.0166 | 0 | 4271.3664 | 0 | 5568.0904 | 7070.1484 | 6750.0523 | 7214.383
142135 | 242.131 | 2663 | 4 | Standard Efficiency | Gas, 100% Usage | EnergyStar, 100% Usage | Gas, 100% Usage | 318 Rated kWh, 100% Usage | 400%+ | None | None | Single-Family Detached | Single-Family Detached | Single-Family Detached | 2500-2999 | 2500-3999 | 1 | Natural Gas | 100% Conditioned | Central AC | None | Natural Gas Fuel Furnace | None | 140000-159999 | 100% Incandescent | Occupied | 1950s | Electricity | Yes | 67.9925 | 58.0281 | 37.8062 | 1805.9039 | 5082.7316 | 171.7396 | 319.7405 | 824.1158 | 0 | 0 | 0 | 0 | 3848.0231 | 233.2846 | 0 | 2773.9177 | 21.9803 | 3321.6675 | 0 | 0 | 0 | 36.927 | 1206.8667 | 0 | 0 | 0 | 0 | 770.4838 | 0 | 0 | 0 | 43409.98 | 0 | 0 | 0 | 0 | 1080.8461 | 0 | 0 | 0 | 0 | 0 | 65072.3281 | 65072.3281 | 19810.7251 | 19810.7251 | 0 | 45261.3099 | 0 | 3415.8322 | 0 | 10318.6626 | 0 | 7387.5256 | 0 | 10318.6626 | 0 | 6537.6518 | 0 | 10318.6626 | 0 | 7827.6413 | 0 | 10318.6626 | 0 | 13734.4948 | 17706.1882 | 16856.3144 | 18146.3039
142144 | 242.131 | 2663 | 4 | None | Electric, 80% Usage | EnergyStar, 80% Usage | Electric, 80% Usage | 318 Rated kWh, 80% Usage | 400%+ | None | None | Single-Family Detached | Single-Family Detached | Single-Family Detached | 2500-2999 | 2500-3999 | 2 | Fuel Oil | None | None | None | Fuel Oil Fuel Boiler | None | 120000-139999 | 100% Incandescent | Occupied | 1950s | Fuel Oil | Yes | 0 | 618.673 | 36.0477 | 0 | 0 | 167.0505 | 0 | 252.9203 | 0 | 0 | 0 | 0 | 0 | 233.2846 | 0 | 2773.9177 | 21.9803 | 1818.2129 | 0 | 0 | 0 | 482.6881 | 434.0383 | 0 | 0 | 33506.5224 | 3979.319 | 0 | 0 | 0 | 0 | 0 | 0 | 0 | 0 | 0 | 0 | 0 | 0 | 0 | 0 | 0 | 44324.9478 | 44324.9478 | 6838.8134 | 6838.8134 | 37486.1344 | 0 | 0 | 1205.3741 | 11365.718 | 0 | 0 | 2629.1629 | 11365.718 | 0 | 0 | 2399.9019 | 11365.718 | 0 | 0 | 2935.4321 | 11365.718 | 0 | 0 | 12571.0921 | 13994.8809 | 13765.6199 | 14301.1501
142173 | 242.131 | 853 | 1 | Standard Efficiency | Electric, 120% Usage | EnergyStar, 120% Usage | Electric, 120% Usage | 290 Rated kWh, 120% Usage | 400%+ | 16 | None | 10 to 19 Unit | Multifamily with 5+ units, 1-3 stories | Multi-Family with 5+ Units | 750-999 | 0-1499 | 2 | Electricity | 100% Conditioned | Heat Pump | Heating and Cooling | Electricity Shared Heating | Fan Coil Heating and Cooling, Electricity | 100000-119999 | 100% CFL | Occupied | 1950s | Electricity | Yes | 67.9925 | 636.5504 | 37.22 | 20.515 | 1749.3412 | 152.9831 | 0 | 191.3754 | 0 | 8897.3446 | 0 | 0 | 5532.3026 | 35.7547 | 0 | 390.3707 | 16.412 | 4103.8742 | 0 | 0 | 0 | 569.4371 | 434.0383 | 0 | 0 | 0 | 0 | 0 | 0 | 0 | 0 | 0 | 0 | 0 | 0 | 0 | 0 | 0 | 0 | 0 | 0 | 0 | 22835.2186 | 22835.2186 | 22835.2186 | 22835.2186 | 0 | 0 | 0 | 4023.8801 | 0 | 0 | 0 | 9140.314 | 0 | 0 | 0 | 7977.4701 | 0 | 0 | 0 | 9687.951 | 0 | 0 | 0 | 4023.8801 | 9140.314 | 7977.4701 | 9687.951
142200 | 242.131 | 1675 | 2 | Standard Efficiency | Electric, 100% Usage | EnergyStar, 100% Usage | Electric, 100% Usage | None | 400%+ | None | 24 | Single-Family Attached | Single-Family Attached | Single-Family Attached | 1500-1999 | 1500-2499 | 2 | Electricity | 100% Conditioned | Heat Pump | None | Electricity ASHP | None | 120000-139999 | 100% Incandescent | Occupied | 2010s | Electricity | Yes | 67.9925 | 369.8557 | 21.6873 | 902.952 | 3918.3602 | 0 | 0 | 772.8284 | 1960.0593 | 7761.1081 | 0 | 0 | 1863.3459 | 183.7556 | 0 | 1926.0631 | 16.412 | 1859.5359 | 0 | 0 | 0 | 389.4915 | 434.0383 | 0 | 0 | 0 | 0 | 0 | 0 | 0 | 0 | 0 | 0 | 0 | 0 | 0 | 0 | 0 | 0 | 0 | 0 | 0 | 22447.4855 | 22447.4855 | 22447.4855 | 22447.4855 | 0 | 0 | 0 | 4010.1639 | 0 | 0 | 0 | 9134.1587 | 0 | 0 | 0 | 7978.1115 | 0 | 0 | 0 | 9536.8476 | 0 | 0 | 0 | 4010.1639 | 9134.1587 | 7978.1115 | 9536.8476
142253 | 242.131 | 1220 | 3 | Standard Efficiency | Electric, 100% Usage | EnergyStar, 100% Usage | Gas, 100% Usage | 290 Rated kWh, 100% Usage | 400%+ | None | None | Single-Family Detached | Single-Family Detached | Single-Family Detached | 1000-1499 | 0-1499 | 1 | Natural Gas | 60% Conditioned | Room AC | None | Natural Gas Fuel Wall/Floor Furnace | None | 80000-99999 | 100% CFL | Occupied | 1950s | Natural Gas | Yes | 67.9925 | 400.042 | 23.4457 | 0 | 1214.1934 | 91.1451 | 0 | 0 | 0 | 0 | 0 | 0 | 0 | 40.1507 | 0 | 491.1871 | 21.9803 | 2233.2016 | 0 | 0 | 0 | 27.8418 | 400.042 | 0 | 0 | 0 | 0 | 0 | 1460.9593 | 0 | 0 | 17128.5387 | 0 | 3019.5112 | 0 | 0 | 813.5653 | 0 | 0 | 0 | 0 | 0 | 27433.7967 | 27433.7967 | 5011.2222 | 5011.2222 | 0 | 22422.5745 | 0 | 869.1383 | 0 | 5111.8948 | 0 | 1885.2605 | 0 | 5111.8948 | 0 | 1668.1544 | 0 | 5111.8948 | 0 | 1985.7825 | 0 | 5111.8948 | 0 | 5981.0332 | 6997.1554 | 6780.0493 | 7097.6773
142422 | 242.131 | 2176 | 3 | Standard Efficiency | Electric, 120% Usage | Standard, 120% Usage | Electric, 120% Usage | 318 Rated kWh, 120% Usage | 400%+ | None | None | Single-Family Detached | Single-Family Detached | Single-Family Detached | 2000-2499 | 1500-2499 | 2 | Electricity | 100% Conditioned | Heat Pump | None | Electricity ASHP | None | 200000+ | 100% CFL | Occupied | 1980s | Natural Gas | Yes | 67.9925 | 1199.833 | 44.8399 | 914.0887 | 3635.8397 | 161.7752 | 0 | 456.3117 | 1343.7309 | 4999.4994 | 0 | 0 | 0 | 52.1667 | 24.911 | 753.7788 | 21.9803 | 5704.0422 | 0 | 0 | 0 | 565.6272 | 1324.9743 | 0 | 0 | 0 | 0 | 0 | 0 | 0 | 0 | 0 | 0 | 8695.4186 | 0 | 0 | 0 | 0 | 0 | 0 | 0 | 0 | 29966.81 | 29966.81 | 21271.3913 | 21271.3913 | 0 | 8695.4186 | 0 | 3681.9975 | 0 | 1982.401 | 0 | 8340.0936 | 0 | 1982.401 | 0 | 7306.2037 | 0 | 1982.401 | 0 | 8718.5243 | 0 | 1982.401 | 0 | 5664.3985 | 10322.4946 | 9288.6047 | 10700.9253
142435 | 242.131 | 1220 | 2 | Standard Efficiency | Electric, 100% Usage | EnergyStar, 100% Usage | Electric, 100% Usage | 318 Rated kWh, 100% Usage | 400%+ | None | None | Single-Family Detached | Single-Family Detached | Single-Family Detached | 1000-1499 | 0-1499 | 1 | Electricity | 100% Conditioned | Central AC | None | Electricity Electric Furnace | None | 120000-139999 | 100% LED | Occupied | 1990s | Electricity | Yes | 67.9925 | 400.042 | 23.4457 | 432.5729 | 2051.4975 | 97.5927 | 0 | 94.662 | 0 | 9237.014 | 0 | 0 | 2223.8233 | 26.9625 | 0 | 375.131 | 16.412 | 2233.2016 | 0 | 0 | 0 | 405.6104 | 434.0383 | 0 | 0 | 0 | 0 | 0 | 0 | 0 | 0 | 0 | 0 | 0 | 0 | 0 | 0 | 0 | 0 | 0 | 0 | 0 | 18119.705 | 18119.705 | 18119.705 | 18119.705 | 0 | 0 | 0 | 3264.7674 | 0 | 0 | 0 | 7444.5498 | 0 | 0 | 0 | 6494.1768 | 0 | 0 | 0 | 7836.2464 | 0 | 0 | 0 | 3264.7674 | 7444.5498 | 6494.1768 | 7836.2464
142447 | 242.131 | 1202 | 2 | Standard Efficiency | Electric, 120% Usage | EnergyStar, 120% Usage | Gas, 120% Usage | 290 Rated kWh, 120% Usage | 400%+ | None | 30 | Single-Family Attached | Single-Family Attached | Single-Family Attached | 1000-1499 | 0-1499 | 2 | Natural Gas | 100% Conditioned | Central AC | None | Natural Gas Fuel Furnace | None | 60000-69999 | 100% CFL | Occupied | 1990s | Natural Gas | Yes | 67.9925 | 444.0027 | 25.7903 | 341.1347 | 1885.3262 | 99.3511 | 0 | 25.7903 | 0 | 0 | 0 | 0 | 0 | 40.1507 | 0 | 486.2049 | 16.412 | 3573.4156 | 0 | 0 | 0 | 31.9447 | 434.0383 | 0 | 0 | 0 | 0 | 0 | 0 | 0 | 0 | 1510.4883 | 0 | 5730.7117 | 0 | 0 | 937.2413 | 0 | 0 | 0 | 0 | 0 | 15649.9951 | 15649.9951 | 7471.5539 | 7471.5539 | 0 | 8178.4413 | 0 | 1273.2964 | 0 | 1864.5422 | 0 | 2830.2463 | 0 | 1864.5422 | 0 | 2602.0326 | 0 | 1864.5422 | 0 | 3102.9859 | 0 | 1864.5422 | 0 | 3137.8386 | 4694.7885 | 4466.5749 | 4967.5282
142457 | 242.131 | 333 | 1 | Standard Efficiency | None | None | Electric, 120% Usage | 318 Rated kWh, 120% Usage | 0-100% | 67 | None | 50 or more Unit | Multifamily with 5+ units, 1-3 stories | Multi-Family with 5+ Units | 0-499 | 0-1499 | 3 | Electricity | 100% Conditioned | Central AC | None | Electricity Electric Furnace | None | <10000 | 100% LED | Occupied | 1980s | Electricity | Yes | 67.9925 | 0 | 0 | 161.4822 | 1308.5623 | 77.6638 | 0 | 6.1545 | 0 | 632.7404 | 0 | 0 | 2166.9675 | 19.3427 | 0 | 189.0308 | 16.412 | 2513.9636 | 0 | 0 | 0 | 416.454 | 914.0887 | 0 | 0 | 0 | 0 | 0 | 0 | 0 | 0 | 0 | 0 | 0 | 0 | 0 | 0 | 0 | 0 | 0 | 0 | 0 | 8491.1481 | 8491.1481 | 8491.1481 | 8491.1481 | 0 | 0 | 0 | 1415.2962 | 0 | 0 | 0 | 3184.345 | 0 | 0 | 0 | 2797.9414 | 0 | 0 | 0 | 3381.9112 | 0 | 0 | 0 | 1415.2962 | 3184.345 | 2797.9414 | 3381.9112
142488 | 242.131 | 2663 | 3 | Standard Efficiency | Electric, 100% Usage | EnergyStar, 100% Usage | Electric, 100% Usage | 290 Rated kWh, 100% Usage | 400%+ | None | None | Single-Family Detached | Single-Family Detached | Single-Family Detached | 2500-2999 | 2500-3999 | 1 | Electricity | 100% Conditioned | Central AC | None | Electricity Electric Furnace | None | 200000+ | 100% Incandescent | Occupied | 1960s | Electricity | Yes | 67.9925 | 400.042 | 23.4457 | 1034.8339 | 5977.4775 | 91.1451 | 0 | 322.0851 | 0 | 21550.395 | 0 | 0 | 2216.4965 | 233.2846 | 99.9372 | 2774.2107 | 21.9803 | 2692.1508 | 0 | 0 | 0 | 405.6104 | 434.0383 | 0 | 0 | 0 | 0 | 0 | 0 | 884.4885 | 0 | 0 | 0 | 0 | 0 | 0 | 0 | 0 | 0 | 0 | 0 | 0 | 39229.3211 | 39229.3211 | 38344.8327 | 38344.8327 | 0 | 884.4885 | 0 | 6662.8972 | 0 | 201.6277 | 0 | 15317.9477 | 0 | 201.6277 | 0 | 13376.2576 | 0 | 201.6277 | 0 | 16135.3869 | 0 | 201.6277 | 0 | 6864.525 | 15519.5754 | 13577.8853 | 16337.0146
142615 | 242.131 | 8194 | 5 | Standard Efficiency | None | None | Electric, 100% Usage | None | 400%+ | None | None | Single-Family Detached | Single-Family Detached | Single-Family Detached | 4000+ | 4000+ | 2 | Other Fuel | 100% Conditioned | Central AC | None | None | None | 200000+ | 100% CFL | Occupied | 1970s | Propane | Yes | 67.9925 | 0 | 0 | 3429.2246 | 10827.2176 | 0 | 0 | 0 | 0 | 0 | 0 | 0 | 0 | 127.4859 | 0 | 2406.1135 | 27.2556 | 5709.9037 | 0 | 0 | 0 | 669.0813 | 1356.0398 | 0 | 0 | 0 | 0 | 0 | 0 | 0 | 0 | 0 | 0 | 0 | 0 | 0 | 0 | 0 | 0 | 0 | 7892.9901 | 0 | 32513.8906 | 32513.8906 | 24620.6075 | 24620.6075 | 0 | 0 | 7892.9901 | 4304.964 | 0 | 0 | 2172.0475 | 8970.4954 | 0 | 0 | 2172.0475 | 8006.8257 | 0 | 0 | 2172.0475 | 9420.4277 | 0 | 0 | 2172.0475 | 6477.0115 | 11142.5428 | 10178.8731 | 11592.4752
142618 | 242.131 | 1220 | 3 | Standard Efficiency | Electric, 100% Usage | Standard, 100% Usage | Electric, 100% Usage | 290 Rated kWh, 100% Usage | 200-300% | None | None | Single-Family Detached | Single-Family Detached | Single-Family Detached | 1000-1499 | 0-1499 | 1 | Electricity | 100% Conditioned | Heat Pump | None | Electricity ASHP | None | 40000-44999 | 100% Incandescent | Occupied | 2000s | Electricity | Yes | 67.9925 | 762.864 | 28.4279 | 564.1618 | 2002.8477 | 91.1451 | 319.7405 | 436.3828 | 481.2227 | 4541.7224 | 0 | 0 | 2336.9487 | 160.896 | 0 | 1535.3993 | 21.9803 | 2233.2016 | 0 | 1853.3814 | 0 | 405.6104 | 434.0383 | 0 | 0 | 0 | 0 | 0 | 0 | 0 | 0 | 0 | 0 | 0 | 0 | 0 | 0 | 0 | 0 | 0 | 0 | 0 | 18277.9634 | 18277.9634 | 18277.9634 | 18277.9634 | 0 | 0 | 0 | 3106.2554 | 0 | 0 | 0 | 7032.062 | 0 | 0 | 0 | 6153.7053 | 0 | 0 | 0 | 7463.4533 | 0 | 0 | 0 | 3106.2554 | 7032.062 | 6153.7053 | 7463.4533
142709 | 242.131 | 866 | 4 | None | None | EnergyStar, 120% Usage | Gas, 120% Usage | None | 300-400% | None | 5 | Single-Family Attached | Single-Family Attached | Single-Family Attached | 750-999 | 0-1499 | 1 | Fuel Oil | 100% Conditioned | Central AC | None | Fuel Oil Fuel Furnace | None | 40000-44999 | 100% CFL | Vacant | 1960s | Natural Gas | Yes | 0 | 0 | 0 | 269.0392 | 1226.5024 | 0 | 319.7405 | 62.7172 | 0 | 0 | 0 | 0 | 0 | 0 | 0 | 0 | 21.9803 | 0 | 0 | 0 | 0 | 0 | 434.0383 | 0 | 0 | 3257.1919 | 0 | 0 | 0 | 0 | 0 | 0 | 0 | 1488.508 | 0 | 0 | 0 | 0 | 0 | 0 | 0 | 0 | 7079.4248 | 7079.4248 | 2334.018 | 2334.018 | 3257.1919 | 1488.508 | 0 | 406.2178 | 987.5613 | 339.3393 | 0 | 846.3049 | 987.5613 | 339.3393 | 0 | 755.9026 | 987.5613 | 339.3393 | 0 | 885.1147 | 987.5613 | 339.3393 | 0 | 1733.1184 | 2173.2055 | 2082.8032 | 2212.0153
142746 | 242.131 | 2663 | 4 | Standard Efficiency | Electric, 100% Usage | EnergyStar, 100% Usage | Electric, 100% Usage | None | 400%+ | None | None | Single-Family Detached | Single-Family Detached | Single-Family Detached | 2500-2999 | 2500-3999 | 1 | Natural Gas | 60% Conditioned | Room AC | None | Natural Gas Fuel Wall/Floor Furnace | None | 200000+ | 100% Incandescent | Occupied | 1960s | Natural Gas | Yes | 67.9925 | 400.042 | 23.4457 | 0 | 1360.729 | 0 | 0 | 0 | 0 | 0 | 0 | 0 | 0 | 233.2846 | 99.9372 | 2774.2107 | 21.9803 | 2692.1508 | 0 | 0 | 0 | 405.6104 | 434.0383 | 0 | 0 | 0 | 0 | 0 | 0 | 0 | 0 | 31993.1034 | 0 | 3661.923 | 0 | 0 | 0 | 0 | 0 | 0 | 0 | 0 | 44168.1548 | 44168.1548 | 8513.1284 | 8513.1284 | 0 | 35655.0264 | 0 | 1527.9658 | 0 | 8128.5998 | 0 | 3272.322 | 0 | 8128.5998 | 0 | 2885.4204 | 0 | 8128.5998 | 0 | 3501.2196 | 0 | 8128.5998 | 0 | 9656.5656 | 11400.9218 | 11014.0202 | 11629.8194
142811 | 242.131 | 1675 | 2 | Standard Efficiency | Electric, 100% Usage | EnergyStar, 100% Usage | Electric, 100% Usage | 318 Rated kWh, 100% Usage | 300-400% | None | 12 | Single-Family Attached | Single-Family Attached | Single-Family Attached | 1500-1999 | 1500-2499 | 1 | Electricity | None | None | None | Electricity Baseboard | None | 60000-69999 | 100% CFL | Occupied | 1960s | Electricity | Yes | 67.9925 | 369.8557 | 21.6873 | 0 | 0 | 88.5075 | 319.7405 | 0 | 0 | 6997.3649 | 0 | 0 | 1851.9161 | 46.0122 | 0 | 616.0354 | 16.412 | 1859.5359 | 0 | 0 | 0 | 389.4915 | 434.0383 | 0 | 0 | 0 | 0 | 0 | 0 | 0 | 0 | 0 | 0 | 0 | 0 | 0 | 0 | 0 | 0 | 0 | 0 | 0 | 13078.5896 | 13078.5896 | 13078.5896 | 13078.5896 | 0 | 0 | 0 | 2195.9808 | 0 | 0 | 0 | 5102.9078 | 0 | 0 | 0 | 4433.288 | 0 | 0 | 0 | 5435.4327 | 0 | 0 | 0 | 2195.9808 | 5102.9078 | 4433.288 | 5435.4327
142838 | 242.131 | 853 | 2 | None | None | None | Gas, 120% Usage | 318 Rated kWh, 120% Usage | 300-400% | 12 | None | 10 to 19 Unit | Multifamily with 5+ units, 1-3 stories | Multi-Family with 5+ Units | 750-999 | 0-1499 | 2 | Natural Gas | 80% Conditioned | Central AC | None | Natural Gas Fuel Furnace | None | 60000-69999 | 100% Incandescent | Occupied | 1970s | Natural Gas | Yes | 0 | 0 | 0 | 130.4166 | 2040.9469 | 106.3848 | 0 | 444.2957 | 0 | 0 | 0 | 0 | 0 | 142.7256 | 0 | 1220.3479 | 16.412 | 3323.4259 | 0 | 0 | 0 | 31.9447 | 868.0765 | 0 | 0 | 0 | 0 | 0 | 0 | 0 | 0 | 20560.1078 | 0 | 5488.635 | 0 | 0 | 937.2413 | 0 | 0 | 0 | 0 | 0 | 35310.3748 | 35310.3748 | 8324.6837 | 8324.6837 | 0 | 26985.6911 | 0 | 1415.1796 | 0 | 6152.2121 | 0 | 3108.5307 | 0 | 6152.2121 | 0 | 2744.1681 | 0 | 6152.2121 | 0 | 3287.4765 | 0 | 6152.2121 | 0 | 7567.3917 | 9260.7428 | 8896.3802 | 9439.6886
142899 | 242.131 | 3301 | 4 | Standard Efficiency | Electric, 100% Usage | EnergyStar, 100% Usage | Electric, 100% Usage | 290 Rated kWh, 100% Usage | 400%+ | None | None | Single-Family Detached | Single-Family Detached | Single-Family Detached | 3000-3999 | 2500-3999 | 2 | Fuel Oil | 100% Conditioned | Central AC | None | Fuel Oil Fuel Furnace | None | 200000+ | 100% CFL | Occupied | 2000s | Electricity | Yes | 67.9925 | 773.1215 | 45.1329 | 177.6011 | 1312.3723 | 195.1853 | 0 | 373.9587 | 0 | 0 | 0 | 0 | 4956.711 | 66.2341 | 24.911 | 1062.6757 | 21.9803 | 3839.231 | 0 | 0 | 0 | 603.1403 | 1790.0781 | 0 | 0 | 14848.4458 | 0 | 0 | 0 | 1328.7842 | 0 | 0 | 0 | 0 | 0 | 0 | 0 | 0 | 0 | 0 | 0 | 0 | 31487.5558 | 31487.5558 | 15310.0327 | 15310.0327 | 14848.4458 | 1328.7842 | 0 | 2511.1173 | 4502.0335 | 302.9661 | 0 | 5623.1901 | 4502.0335 | 302.9661 | 0 | 4948.1144 | 4502.0335 | 302.9661 | 0 | 6006.2225 | 4502.0335 | 302.9661 | 0 | 7316.117 | 10428.1897 | 9753.1141 | 10811.2222
142942 | 242.131 | 633 | 4 | None | Electric, 100% Usage | EnergyStar, 100% Usage | Electric, 100% Usage | None | 200-300% | None | None | Single-Family Detached | Single-Family Detached | Single-Family Detached | 500-749 | 0-1499 | 1 | Electricity | 100% Conditioned | Heat Pump | None | Electricity ASHP | None | 50000-59999 | 100% LED | Occupied | 1990s | Electricity | Yes | 0 | 524.5972 | 30.7725 | 431.9868 | 1458.9078 | 0 | 0 | 115.1769 | 171.1535 | 1915.2194 | 0 | 0 | 2902.5759 | 21.9803 | 0 | 252.0411 | 21.9803 | 2361.2736 | 0 | 0 | 0 | 471.2583 | 434.0383 | 352.8576 | 0 | 0 | 0 | 0 | 0 | 0 | 0 | 0 | 0 | 0 | 0 | 0 | 0 | 0 | 0 | 0 | 0 | 0 | 11465.8195 | 11465.8195 | 11465.8195 | 11465.8195 | 0 | 0 | 0 | 1934.5002 | 0 | 0 | 0 | 4371.5813 | 0 | 0 | 0 | 3835.6506 | 0 | 0 | 0 | 4617.3916 | 0 | 0 | 0 | 1934.5002 | 4371.5813 | 3835.6506 | 4617.3916
143003 | 242.131 | 1138 | 2 | None | None | None | Electric, 80% Usage | 290 Rated kWh, 80% Usage | 400%+ | 12 | None | 10 to 19 Unit | Multifamily with 5+ units, 1-3 stories | Multi-Family with 5+ Units | 1000-1499 | 0-1499 | 3 | Electricity | 100% Conditioned | Central AC | None | Electricity Electric Furnace | None | 70000-79999 | 100% CFL | Occupied | 1990s | Electricity | Yes | 0 | 0 | 0 | 118.1076 | 923.4669 | 66.2341 | 0 | 242.3698 | 0 | 10367.096 | 0 | 0 | 1139.1672 | 39.2715 | 0 | 468.6206 | 16.412 | 888.2984 | 0 | 0 | 0 | 311.5345 | 434.0383 | 0 | 0 | 0 | 0 | 0 | 0 | 0 | 0 | 0 | 0 | 0 | 0 | 0 | 0 | 0 | 0 | 0 | 0 | 0 | 15014.324 | 15014.324 | 15014.324 | 15014.324 | 0 | 0 | 0 | 2457.935 | 0 | 0 | 0 | 5852.2764 | 0 | 0 | 0 | 5081.325 | 0 | 0 | 0 | 6251.4554 | 0 | 0 | 0 | 2457.935 | 5852.2764 | 5081.325 | 6251.4554
143018 | 242.131 | 617 | 2 | Standard Efficiency, No usage | None | None | Gas, 100% Usage | None | 400%+ | 2 | None | 2 Unit | Multifamily with 2-4 Units | Multi-Family with 2 - 4 Units | 500-749 | 0-1499 | 2 | Natural Gas | 100% Conditioned | Central AC | Heating and Cooling | Natural Gas Shared Heating | Fan Coil Heating and Cooling, Natural Gas | 50000-59999 | 100% LED | Vacant | <1940 | Natural Gas | No | 0 | 0 | 0 | 23.7388 | 2018.6735 | 0 | 0 | 99.058 | 0 | 0 | 0 | 0 | 0 | 0 | 0 | 0 | 16.412 | 0 | 0 | 0 | 0 | 0 | 434.0383 | 0 | 0 | 0 | 0 | 0 | 0 | 0 | 0 | 5121.71 | 0 | 1631.8197 | 0 | 0 | 0 | 0 | 0 | 0 | 0 | 0 | 9345.4503 | 9345.4503 | 2591.9205 | 2591.9205 | 0 | 6753.5297 | 0 | 433.3889 | 0 | 1539.6667 | 0 | 879.8653 | 0 | 1539.6667 | 0 | 791.8961 | 0 | 1539.6667 | 0 | 929.5518 | 0 | 1539.6667 | 0 | 1973.0556 | 2419.532 | 2331.5628 | 2469.2185
143065 | 242.131 | 2176 | 3 | None | Electric, 100% Usage | EnergyStar, 100% Usage | Electric, 100% Usage | None | 400%+ | None | None | Single-Family Detached | Single-Family Detached | Single-Family Detached | 2000-2499 | 1500-2499 | 1 | Natural Gas | 100% Conditioned | Central AC | None | Natural Gas Fuel Furnace | None | 200000+ | 100% LED | Occupied | 1970s | Natural Gas | Yes | 0 | 400.042 | 23.4457 | 700.4399 | 7386.8563 | 0 | 0 | 414.9886 | 0 | 0 | 0 | 0 | 0 | 34.8755 | 0 | 575.5916 | 21.9803 | 2537.1163 | 0 | 0 | 0 | 405.6104 | 434.0383 | 0 | 0 | 0 | 0 | 0 | 0 | 0 | 0 | 19248.3217 | 0 | 3650.2002 | 506.4268 | 0 | 0 | 0 | 0 | 0 | 0 | 0 | 36339.6404 | 36339.6404 | 12934.9847 | 12934.9847 | 0 | 23404.6557 | 0 | 2309.9999 | 0 | 5335.8098 | 0 | 4984.7348 | 0 | 5335.8098 | 0 | 4436.0349 | 0 | 5335.8098 | 0 | 5065.2438 | 0 | 5335.8098 | 0 | 7645.8097 | 10320.5446 | 9771.8448 | 10401.0536
143104 | 242.131 | 2663 | 4 | Standard Efficiency | Electric, 100% Usage | EnergyStar, 100% Usage | Electric, 100% Usage | None | 400%+ | None | None | Single-Family Detached | Single-Family Detached | Single-Family Detached | 2500-2999 | 2500-3999 | 1 | Electricity | 100% Conditioned | Heat Pump | None | Electricity ASHP | None | 140000-159999 | 100% Incandescent | Occupied | 2010s | Electricity | Yes | 81.7668 | 400.042 | 23.4457 | 1333.1803 | 5331.5489 | 0 | 0 | 464.8107 | 878.334 | 5104.7119 | 0 | 0 | 756.7095 | 233.2846 | 99.9372 | 2774.2107 | 21.9803 | 2692.1508 | 0 | 0 | 0 | 405.6104 | 434.0383 | 0 | 0 | 0 | 0 | 0 | 0 | 0 | 0 | 0 | 0 | 0 | 0 | 0 | 0 | 0 | 0 | 0 | 0 | 0 | 21035.176 | 21035.176 | 21035.176 | 21035.176 | 0 | 0 | 0 | 3685.8213 | 0 | 0 | 0 | 8205.8366 | 0 | 0 | 0 | 7204.2697 | 0 | 0 | 0 | 8624.198 | 0 | 0 | 0 | 3685.8213 | 8205.8366 | 7204.2697 | 8624.198
143111 | 242.131 | 2176 | 3 | Standard Efficiency | Electric, 100% Usage | EnergyStar, 100% Usage | Electric, 100% Usage | 290 Rated kWh, 100% Usage | 400%+ | None | None | Single-Family Detached | Single-Family Detached | Single-Family Detached | 2000-2499 | 1500-2499 | 2 | Natural Gas | 20% Conditioned | Room AC | None | Natural Gas Fuel Wall/Floor Furnace | None | 200000+ | 100% CFL | Occupied | 1950s | Natural Gas | Yes | 67.9925 | 648.8593 | 37.8062 | 0 | 802.4286 | 160.6029 | 319.7405 | 0 | 0 | 0 | 0 | 0 | 0 | 52.1667 | 0 | 753.7788 | 21.9803 | 3166.6329 | 0 | 0 | 0 | 537.1993 | 434.0383 | 0 | 0 | 0 | 0 | 0 | 0 | 0 | 0 | 17776.5188 | 0 | 5780.2407 | 0 | 0 | 0 | 0 | 0 | 0 | 0 | 0 | 30559.9858 | 30559.9858 | 7003.2263 | 7003.2263 | 0 | 23556.7595 | 0 | 1211.6359 | 0 | 5370.4588 | 0 | 2673.3804 | 0 | 5370.4588 | 0 | 2356.7276 | 0 | 5370.4588 | 0 | 2823.6279 | 0 | 5370.4588 | 0 | 6582.0948 | 8043.8393 | 7727.1864 | 8194.0867
143245 | 242.131 | 866 | 2 | Standard Efficiency | None | None | Electric, 80% Usage | None | 300-400% | None | 60 | Single-Family Attached | Single-Family Attached | Single-Family Attached | 750-999 | 0-1499 | 1 | Electricity | 60% Conditioned | Room AC | None | Electricity Baseboard | None | 60000-69999 | 100% LED | Occupied | 2000s | Electricity | Yes | 81.7668 | 0 | 0 | 0 | 971.2375 | 0 | 0 | 0 | 0 | 2829.015 | 0 | 0 | 1293.0296 | 23.7388 | 0 | 300.984 | 16.412 | 933.1383 | 0 | 0 | 0 | 345.5308 | 434.0383 | 0 | 0 | 0 | 0 | 0 | 0 | 0 | 0 | 0 | 0 | 0 | 0 | 0 | 0 | 0 | 0 | 0 | 0 | 0 | 7228.891 | 7228.891 | 7228.891 | 7228.891 | 0 | 0 | 0 | 1258.6567 | 0 | 0 | 0 | 2885.6304 | 0 | 0 | 0 | 2517.5737 | 0 | 0 | 0 | 3034.6513 | 0 | 0 | 0 | 1258.6567 | 2885.6304 | 2517.5737 | 3034.6513
143311 | 242.131 | 866 | 2 | Standard Efficiency | Gas, 100% Usage | Standard, 100% Usage | Gas, 100% Usage | 318 Rated kWh, 100% Usage | 0-100% | None | 5 | Single-Family Attached | Single-Family Attached | Single-Family Attached | 750-999 | 0-1499 | 2 | Natural Gas | 40% Conditioned | Room AC | None | Natural Gas Fuel Wall/Floor Furnace | None | <10000 | 100% CFL | Occupied | <1940 | Natural Gas | Yes | 67.9925 | 63.0103 | 26.3764 | 0 | 791.878 | 88.5075 | 0 | 0 | 0 | 0 | 0 | 0 | 0 | 35.7547 | 0 | 393.8875 | 16.412 | 1735.2738 | 0 | 0 | 0 | 26.6695 | 480.0504 | 0 | 0 | 0 | 0 | 837.5971 | 0 | 0 | 0 | 10735.1933 | 0 | 3098.6404 | 0 | 0 | 781.0344 | 0 | 0 | 0 | 0 | 0 | 19177.9847 | 19177.9847 | 3725.8125 | 3725.8125 | 0 | 15452.1722 | 0 | 641.694 | 0 | 3522.7639 | 0 | 1408.0591 | 0 | 3522.7639 | 0 | 1243.3153 | 0 | 3522.7639 | 0 | 1485.0496 | 0 | 3522.7639 | 0 | 4164.4579 | 4930.823 | 4766.0792 | 5007.8135
143317 | 242.131 | 1138 | 2 | None | None | None | Electric, 100% Usage | 318 Rated kWh, 100% Usage | 100-150% | 12 | None | 10 to 19 Unit | Multifamily with 5+ units, 1-3 stories | Multi-Family with 5+ Units | 1000-1499 | 0-1499 | 2 | Electricity | 100% Conditioned | Heat Pump | None | Electricity ASHP | None | 15000-19999 | 100% CFL | Occupied | 1990s | Electricity | Yes | 0 | 0 | 0 | 250.5758 | 929.3284 | 64.7687 | 0 | 282.5205 | 555.3697 | 2624.4514 | 0 | 0 | 1342.8516 | 39.2715 | 0 | 468.6206 | 16.412 | 1581.4115 | 0 | 0 | 0 | 346.9961 | 434.0383 | 0 | 0 | 0 | 0 | 0 | 0 | 0 | 0 | 0 | 0 | 0 | 0 | 0 | 0 | 0 | 0 | 0 | 0 | 0 | 8936.03 | 8936.03 | 8936.03 | 8936.03 | 0 | 0 | 0 | 1548.3843 | 0 | 0 | 0 | 3570.4106 | 0 | 0 | 0 | 3118.3863 | 0 | 0 | 0 | 3736.1923 | 0 | 0 | 0 | 1548.3843 | 3570.4106 | 3118.3863 | 3736.1923
143375 | 242.131 | 1690 | 3 | Standard Efficiency | Electric, 100% Usage | EnergyStar, 100% Usage | Electric, 100% Usage | None | 400%+ | None | None | Single-Family Detached | Single-Family Detached | Single-Family Detached | 1500-1999 | 1500-2499 | 1 | Natural Gas | 100% Conditioned | Central AC | None | Natural Gas Fuel Furnace | None | 120000-139999 | 100% Incandescent | Occupied | 1980s | Natural Gas | Yes | 67.9925 | 524.5972 | 30.7725 | 1179.9041 | 4357.9668 | 0 | 0 | 334.3941 | 0 | 0 | 0 | 0 | 0 | 184.6348 | 99.9372 | 1938.9582 | 21.9803 | 2697.4261 | 0 | 0 | 0 | 471.2583 | 868.0765 | 0 | 0 | 0 | 0 | 0 | 0 | 0 | 0 | 19380.4968 | 0 | 4564.875 | 0 | 0 | 0 | 0 | 0 | 0 | 0 | 0 | 36722.9774 | 36722.9774 | 12777.6056 | 12777.6056 | 0 | 23945.3718 | 0 | 2205.9186 | 0 | 5459.0604 | 0 | 4745.7669 | 0 | 5459.0604 | 0 | 4209.3558 | 0 | 5459.0604 | 0 | 4995.0989 | 0 | 5459.0604 | 0 | 7664.979 | 10204.8272 | 9668.4162 | 10454.1593
143385 | 242.131 | 1220 | 3 | Standard Efficiency, No usage | Electric, 80% Usage | Standard, 80% Usage | Electric, 80% Usage | 318 Rated kWh, 80% Usage | 400%+ | None | None | Mobile Home | Mobile Home | Mobile Home | 1000-1499 | 0-1499 | 1 | Propane | 100% Conditioned | Room AC | None | Propane Fuel Furnace | None | 50000-59999 | 100% LED | Vacant | 2000s | Electricity | Yes | 0 | 0 | 0 | 0 | 1113.0839 | 0 | 0 | 118.9869 | 0 | 0 | 0 | 0 | 348.7546 | 0 | 0 | 0 | 21.9803 | 0 | 0 | 0 | 0 | 0 | 434.0383 | 0 | 0 | 0 | 0 | 0 | 0 | 0 | 0 | 0 | 0 | 0 | 0 | 0 | 0 | 0 | 0 | 4751.5613 | 0 | 0 | 6788.6983 | 6788.6983 | 2036.8439 | 2036.8439 | 0 | 0 | 4751.5613 | 347.9153 | 0 | 0 | 1307.5902 | 730.1513 | 0 | 0 | 1307.5902 | 651.3546 | 0 | 0 | 1307.5902 | 769.4165 | 0 | 0 | 1307.5902 | 1655.5056 | 2037.7415 | 1958.9448 | 2077.0067
143444 | 242.131 | 8194 | 3 | None | Electric, 80% Usage | EnergyStar, 80% Usage | Electric, 80% Usage | None | 400%+ | None | None | Single-Family Detached | Single-Family Detached | Single-Family Detached | 4000+ | 4000+ | 3 | Natural Gas | 100% Conditioned | Central AC | None | Natural Gas Fuel Wall/Floor Furnace | None | 200000+ | 100% Incandescent | Occupied | 1990s | Electricity | Yes | 0 | 320.0336 | 18.7565 | 2444.2127 | 9470.0055 | 0 | 0 | 0 | 0 | 0 | 0 | 0 | 1247.8966 | 509.6506 | 99.9372 | 7521.669 | 21.9803 | 2225.5817 | 0 | 0 | 0 | 324.4297 | 434.0383 | 0 | 0 | 0 | 0 | 0 | 0 | 0 | 0 | 45515.4025 | 0 | 0 | 0 | 0 | 0 | 0 | 0 | 0 | 0 | 0 | 70153.5943 | 70153.5943 | 24638.1918 | 24638.1918 | 0 | 45515.4025 | 0 | 4214.0478 | 0 | 10376.595 | 0 | 8950.2638 | 0 | 10376.595 | 0 | 7956.1218 | 0 | 10376.595 | 0 | 9479.1416 | 0 | 10376.595 | 0 | 14590.6427 | 19326.8587 | 18332.7167 | 19855.7366
143450 | 242.131 | 617 | 2 | Standard Efficiency, No usage | None | None | Electric, 80% Usage | None | 200-300% | None | 7 | Single-Family Attached | Single-Family Attached | Single-Family Attached | 500-749 | 0-1499 | 2 | Natural Gas | 100% Conditioned | Central AC | None | Natural Gas Fuel Furnace | None | 45000-49999 | 100% CFL | Vacant | 1990s | Natural Gas | Yes | 0 | 0 | 0 | 172.3258 | 766.0878 | 0 | 319.7405 | 21.6873 | 0 | 0 | 0 | 0 | 0 | 0 | 0 | 0 | 16.412 | 0 | 0 | 0 | 0 | 0 | 480.0504 | 0 | 0 | 0 | 0 | 0 | 0 | 0 | 0 | 2240.2353 | 0 | 1458.9078 | 0 | 0 | 0 | 0 | 0 | 0 | 0 | 0 | 5475.4468 | 5475.4468 | 1776.3038 | 1776.3038 | 0 | 3699.143 | 0 | 324.2265 | 0 | 843.3452 | 0 | 696.638 | 0 | 843.3452 | 0 | 641.4653 | 0 | 843.3452 | 0 | 760.3088 | 0 | 843.3452 | 0 | 1167.5717 | 1539.9833 | 1484.8106 | 1603.6541
143459 | 242.131 | 1202 | 3 | Standard Efficiency | Electric, 80% Usage | EnergyStar, 80% Usage | Electric, 80% Usage | 318 Rated kWh, 80% Usage | 150-200% | None | 6 | Single-Family Attached | Single-Family Attached | Single-Family Attached | 1000-1499 | 0-1499 | 1 | Natural Gas | 100% Conditioned | Central AC | None | Natural Gas Fuel Furnace | None | 50000-59999 | 100% Incandescent | Occupied | 1980s | Natural Gas | Yes | 67.9925 | 488.5495 | 28.4279 | 563.2826 | 2573.7501 | 128.3651 | 0 | 512.8744 | 0 | 0 | 0 | 0 | 0 | 160.0168 | 0 | 1519.8666 | 21.9803 | 1089.9313 | 0 | 0 | 0 | 413.5233 | 434.0383 | 0 | 0 | 0 | 0 | 0 | 0 | 0 | 0 | 20425.8813 | 0 | 3717.6065 | 0 | 0 | 0 | 0 | 0 | 0 | 0 | 0 | 32146.6726 | 32146.6726 | 8002.8917 | 8002.8917 | 0 | 24143.7809 | 0 | 1420.0684 | 0 | 5504.2772 | 0 | 3056.8202 | 0 | 5504.2772 | 0 | 2825.0531 | 0 | 5504.2772 | 0 | 3365.2354 | 0 | 5504.2772 | 0 | 6924.3456 | 8561.0974 | 8329.3303 | 8869.5125
143691 | 242.131 | 1220 | 3 | None | Electric, 100% Usage | EnergyStar, 100% Usage | Gas, 100% Usage | None | 400%+ | None | None | Single-Family Detached | Single-Family Detached | Single-Family Detached | 1000-1499 | 0-1499 | 1 | Natural Gas | 100% Conditioned | Central AC | None | Natural Gas Fuel Furnace | None | 200000+ | 100% CFL | Occupied | 1980s | Natural Gas | Yes | 0 | 773.1215 | 45.1329 | 617.2077 | 4032.0718 | 0 | 0 | 285.7443 | 0 | 0 | 0 | 0 | 0 | 40.1507 | 0 | 491.1871 | 21.9803 | 3177.4765 | 0 | 0 | 0 | 41.323 | 480.0504 | 0 | 0 | 0 | 0 | 0 | 2215.3242 | 0 | 0 | 13217.5053 | 0 | 6821.5222 | 0 | 0 | 1214.7796 | 0 | 0 | 0 | 0 | 0 | 33474.5776 | 33474.5776 | 10005.7394 | 10005.7394 | 0 | 23469.1313 | 0 | 1734.2946 | 0 | 5350.459 | 0 | 3774.9858 | 0 | 5350.459 | 0 | 3347.773 | 0 | 5350.459 | 0 | 3909.7744 | 0 | 5350.459 | 0 | 7084.7536 | 9125.4448 | 8698.232 | 9260.2334
143741 | 242.131 | 1138 | 3 | Standard Efficiency | None | None | Electric, 120% Usage | None | 150-200% | 67 | None | 50 or more Unit | Multifamily with 5+ units, 1-3 stories | Multi-Family with 5+ Units | 1000-1499 | 0-1499 | 2 | Electricity | 100% Conditioned | Heat Pump | None | Electricity ASHP | None | 30000-34999 | 100% Incandescent | Occupied | 1990s | Electricity | Yes | 67.9925 | 0 | 0 | 390.3707 | 1435.169 | 0 | 0 | 1.1723 | 5.5684 | 174.6704 | 0 | 0 | 4453.2149 | 156.793 | 0 | 1465.0623 | 21.9803 | 3943.2712 | 0 | 0 | 0 | 518.4427 | 434.0383 | 345.5308 | 0 | 0 | 0 | 0 | 0 | 0 | 0 | 0 | 0 | 0 | 0 | 0 | 0 | 0 | 0 | 0 | 0 | 0 | 13413.2767 | 13413.2767 | 13413.2767 | 13413.2767 | 0 | 0 | 0 | 2250.3575 | 0 | 0 | 0 | 4977.3035 | 0 | 0 | 0 | 4379.1449 | 0 | 0 | 0 | 5349.6689 | 0 | 0 | 0 | 2250.3575 | 4977.3035 | 4379.1449 | 5349.6689
143811 | 242.131 | 1675 | 3 | Standard Efficiency | Electric, 80% Usage | Standard, 80% Usage | Electric, 80% Usage | 318 Rated kWh, 80% Usage | 400%+ | None | 20 | Single-Family Attached | Single-Family Attached | Single-Family Attached | 1500-1999 | 1500-2499 | 1 | Electricity | 100% Conditioned | Heat Pump | None | Electricity ASHP | None | 180000-199999 | 100% CFL | Occupied | 1980s | Electricity | Yes | 67.9925 | 686.6655 | 25.7903 | 589.659 | 2316.7268 | 89.9728 | 0 | 302.7424 | 439.8997 | 3286.2059 | 0 | 0 | 1632.6989 | 46.0122 | 0 | 616.0354 | 21.9803 | 995.2694 | 0 | 0 | 0 | 345.5308 | 434.0383 | 0 | 0 | 0 | 0 | 0 | 0 | 0 | 0 | 0 | 0 | 0 | 0 | 0 | 0 | 0 | 0 | 0 | 0 | 0 | 11896.927 | 11896.927 | 11896.927 | 11896.927 | 0 | 0 | 0 | 2090.6816 | 0 | 0 | 0 | 4706.2966 | 0 | 0 | 0 | 4124.1208 | 0 | 0 | 0 | 4930.6284 | 0 | 0 | 0 | 2090.6816 | 4706.2966 | 4124.1208 | 4930.6284
143826 | 242.131 | 2176 | 3 | Standard Efficiency | Gas, 100% Usage | EnergyStar, 100% Usage | Electric, 100% Usage | None | 400%+ | None | None | Single-Family Detached | Single-Family Detached | Single-Family Detached | 2000-2499 | 1500-2499 | 1 | Electricity | 100% Conditioned | Heat Pump | None | Electricity ASHP | None | 80000-99999 | 100% Incandescent | Occupied | 2000s | Electricity | Yes | 67.9925 | 46.8914 | 30.7725 | 585.2629 | 2519.2389 | 0 | 0 | 386.2677 | 277.8314 | 3969.9407 | 0 | 0 | 2822.5675 | 208.6666 | 99.9372 | 2355.9983 | 21.9803 | 2851.8746 | 0 | 0 | 0 | 471.2583 | 868.0765 | 0 | 0 | 0 | 0 | 622.776 | 0 | 0 | 0 | 0 | 0 | 0 | 0 | 0 | 0 | 0 | 0 | 0 | 0 | 0 | 18207.6264 | 18207.6264 | 17584.5573 | 17584.5573 | 0 | 622.776 | 0 | 3175.9894 | 0 | 141.9962 | 0 | 7098.4307 | 0 | 141.9962 | 0 | 6222.9222 | 0 | 141.9962 | 0 | 7441.5194 | 0 | 141.9962 | 0 | 3317.9855 | 7240.4269 | 6364.9184 | 7583.5156
143852 | 242.131 | 2152 | 3 | Standard Efficiency | Electric, 80% Usage | EnergyStar, 80% Usage | Electric, 80% Usage | 318 Rated kWh, 80% Usage | 400%+ | None | 10 | Single-Family Attached | Single-Family Attached | Single-Family Attached | 2000-2499 | 1500-2499 | 1 | Electricity | 100% Conditioned | Heat Pump | None | Electricity ASHP | None | 70000-79999 | 100% CFL | Occupied | 1990s | Electricity | Yes | 67.9925 | 231.8192 | 13.4813 | 868.3696 | 3655.7685 | 51.5805 | 0 | 957.4632 | 6691.6917 | 10042.3733 | 0 | 0 | 841.9932 | 51.8736 | 0 | 747.0382 | 21.9803 | 900.9005 | 0 | 0 | 0 | 277.5383 | 480.0504 | 0 | 0 | 0 | 0 | 0 | 0 | 0 | 0 | 0 | 0 | 0 | 0 | 0 | 0 | 0 | 0 | 0 | 0 | 0 | 25902.2073 | 25902.2073 | 25902.2073 | 25902.2073 | 0 | 0 | 0 | 4649.4951 | 0 | 0 | 0 | 10741.0778 | 0 | 0 | 0 | 9341.1892 | 0 | 0 | 0 | 11226.8058 | 0 | 0 | 0 | 4649.4951 | 10741.0778 | 9341.1892 | 11226.8058
143902 | 242.131 | 1623 | 3 | Standard Efficiency | Electric, 80% Usage | EnergyStar, 80% Usage | Electric, 80% Usage | None | 400%+ | 8 | None | 5 to 9 Unit | Multifamily with 5+ units, 1-3 stories | Multi-Family with 5+ Units | 1500-1999 | 1500-2499 | 2 | Electricity | 40% Conditioned | Room AC | Heating Only | Electricity Shared Heating | Boiler Baseboards Heating Only, Electricity | 200000+ | 100% CFL | Occupied | <1940 | Electricity | No | 67.9925 | 296.0018 | 17.2912 | 0 | 767.8462 | 0 | 0 | 111.6601 | 0 | 10643.169 | 0 | 0 | 1129.2028 | 45.426 | 0 | 601.968 | 21.9803 | 985.8911 | 0 | 0 | 0 | 311.5345 | 434.0383 | 0 | 0 | 0 | 0 | 0 | 0 | 0 | 0 | 0 | 0 | 0 | 0 | 0 | 0 | 0 | 0 | 0 | 0 | 0 | 15433.7087 | 15433.7087 | 15433.7087 | 15433.7087 | 0 | 0 | 0 | 2822.948 | 0 | 0 | 0 | 6327.3564 | 0 | 0 | 0 | 5673.7856 | 0 | 0 | 0 | 6962.4097 | 0 | 0 | 0 | 2822.948 | 6327.3564 | 5673.7856 | 6962.4097
144067 | 242.131 | 1220 | 3 | Standard Efficiency | Gas, 100% Usage | EnergyStar, 100% Usage | Electric, 100% Usage | None | 400%+ | None | None | Single-Family Detached | Single-Family Detached | Single-Family Detached | 1000-1499 | 0-1499 | 1 | Fuel Oil | 100% Conditioned | Central AC | None | Fuel Oil Fuel Furnace | None | 100000-119999 | 100% LED | Occupied | 1970s | Electricity | Yes | 67.9925 | 35.7547 | 23.4457 | 805.0662 | 4313.1269 | 0 | 319.7405 | 375.424 | 0 | 0 | 0 | 0 | 2084.0284 | 26.9625 | 0 | 375.131 | 21.9803 | 2233.2016 | 0 | 0 | 0 | 405.6104 | 480.0504 | 0 | 0 | 16405.8254 | 0 | 475.0682 | 0 | 0 | 0 | 0 | 0 | 0 | 0 | 0 | 0 | 0 | 0 | 0 | 0 | 0 | 28448.1157 | 28448.1157 | 11567.2221 | 11567.2221 | 16405.8254 | 475.0682 | 0 | 1992.6966 | 4974.1973 | 108.3247 | 0 | 4301.9721 | 4974.1973 | 108.3247 | 0 | 3815.7651 | 4974.1973 | 108.3247 | 0 | 4500.5294 | 4974.1973 | 108.3247 | 0 | 7075.2186 | 9384.4941 | 8898.2871 | 9583.0514
144074 | 242.131 | 1138 | 1 | None | Electric, 120% Usage | EnergyStar, 120% Usage | Electric, 120% Usage | 318 Rated kWh, 120% Usage | 150-200% | 8 | None | 5 to 9 Unit | Multifamily with 5+ units, 1-3 stories | Multi-Family with 5+ Units | 1000-1499 | 0-1499 | 2 | Natural Gas | 100% Conditioned | Central AC | Heating and Cooling | Natural Gas Shared Heating | Fan Coil Heating and Cooling, Natural Gas | 20000-24999 | 100% CFL | Occupied | 1970s | Electricity | No | 0 | 347.5823 | 20.2219 | 12.8951 | 1198.3676 | 77.6638 | 0 | 205.4428 | 0 | 0 | 0 | 0 | 2081.3907 | 39.2715 | 0 | 468.6206 | 16.412 | 3162.5299 | 0 | 0 | 0 | 416.454 | 480.0504 | 272.8492 | 0 | 0 | 0 | 0 | 0 | 0 | 0 | 8251.709 | 0 | 0 | 0 | 0 | 0 | 0 | 0 | 0 | 0 | 0 | 17051.7541 | 17051.7541 | 8800.045 | 8800.045 | 0 | 8251.709 | 0 | 1454.5369 | 0 | 1881.2467 | 0 | 3270.9743 | 0 | 1881.2467 | 0 | 2883.4359 | 0 | 1881.2467 | 0 | 3448.3435 | 0 | 1881.2467 | 0 | 3335.7836 | 5152.221 | 4764.6826 | 5329.5901
144096 | 242.131 | 1202 | 2 | Standard Efficiency, No usage | None | EnergyStar, 120% Usage | Electric, 120% Usage | None | 400%+ | None | 16 | Single-Family Attached | Single-Family Attached | Single-Family Attached | 1000-1499 | 0-1499 | 2 | Electricity | 100% Conditioned | Heat Pump | None | Electricity ASHP | None | 140000-159999 | 100% Incandescent | Vacant | <1940 | Electricity | Yes | 0 | 0 | 0 | 457.1909 | 2055.8936 | 0 | 0 | 512.8744 | 1038.9369 | 4465.5239 | 0 | 0 | 345.2377 | 0 | 0 | 0 | 16.412 | 0 | 0 | 0 | 0 | 0 | 400.042 | 0 | 0 | 0 | 0 | 0 | 0 | 0 | 0 | 0 | 0 | 0 | 0 | 0 | 0 | 0 | 0 | 0 | 0 | 0 | 9292.1113 | 9292.1113 | 9292.1113 | 9292.1113 | 0 | 0 | 0 | 1804.2267 | 0 | 0 | 0 | 4124.7368 | 0 | 0 | 0 | 3592.4375 | 0 | 0 | 0 | 4196.8258 | 0 | 0 | 0 | 1804.2267 | 4124.7368 | 3592.4375 | 4196.8258
144138 | 242.131 | 2663 | 5 | Standard Efficiency, No usage | Electric, 80% Usage | Standard, 80% Usage | Electric, 80% Usage | None | 400%+ | None | None | Single-Family Detached | Single-Family Detached | Single-Family Detached | 2500-2999 | 2500-3999 | 2 | Electricity | 100% Conditioned | Central AC | None | Electricity Electric Furnace | None | 120000-139999 | 100% Incandescent | Vacant | 1980s | Electricity | Yes | 0 | 0 | 0 | 899.7282 | 6927.3209 | 0 | 319.7405 | 58.0281 | 0 | 4857.0668 | 0 | 0 | 351.9784 | 0 | 0 | 0 | 27.2556 | 0 | 0 | 0 | 0 | 0 | 480.0504 | 0 | 0 | 0 | 0 | 0 | 0 | 0 | 0 | 0 | 0 | 0 | 0 | 0 | 0 | 0 | 0 | 0 | 0 | 0 | 13921.1689 | 13921.1689 | 13921.1689 | 13921.1689 | 0 | 0 | 0 | 2303.044 | 0 | 0 | 0 | 5193.1228 | 0 | 0 | 0 | 4571.8523 | 0 | 0 | 0 | 5339.2716 | 0 | 0 | 0 | 2303.044 | 5193.1228 | 4571.8523 | 5339.2716
144140 | 242.131 | 885 | 2 | Standard Efficiency | Electric, 100% Usage | Standard, 100% Usage | Electric, 100% Usage | 318 Rated kWh, 100% Usage | 300-400% | None | None | Mobile Home | Mobile Home | Mobile Home | 750-999 | 0-1499 | 1 | Propane | 100% Conditioned | Central AC | None | Propane Fuel Furnace | None | 50000-59999 | 100% CFL | Occupied | 2000s | Propane | Yes | 67.9925 | 762.864 | 28.4279 | 631.2751 | 2228.2193 | 97.5927 | 0 | 47.1844 | 0 | 0 | 0 | 0 | 0 | 36.0477 | 0 | 399.1628 | 16.412 | 2206.8252 | 0 | 0 | 0 | 405.6104 | 434.0383 | 0 | 0 | 0 | 0 | 0 | 0 | 0 | 0 | 0 | 0 | 0 | 0 | 0 | 0 | 0 | 0 | 12927.3649 | 4016.8321 | 0 | 24305.8492 | 24305.8492 | 7361.9453 | 7361.9453 | 0 | 0 | 16944.197 | 1224.185 | 0 | 0 | 4662.7781 | 2635.002 | 0 | 0 | 4662.7781 | 2336.9215 | 0 | 0 | 4662.7781 | 2811.1428 | 0 | 0 | 4662.7781 | 5886.9631 | 7297.7801 | 6999.6996 | 7473.9209
144166 | 242.131 | 1220 | 3 | Standard Efficiency | Electric, 120% Usage | Standard, 120% Usage | Gas, 120% Usage | None | 400%+ | None | None | Single-Family Detached | Single-Family Detached | Single-Family Detached | 1000-1499 | 0-1499 | 1 | Electricity | 100% Conditioned | Central AC | None | Electricity Electric Furnace | None | 200000+ | 100% CFL | Occupied | 1970s | Electricity | Yes | 67.9925 | 630.6889 | 23.7388 | 960.687 | 5562.782 | 0 | 319.7405 | 100.8164 | 0 | 13005.3218 | 0 | 0 | 2026.8795 | 40.1507 | 24.911 | 491.1871 | 21.9803 | 3836.8864 | 0 | 0 | 0 | 27.8418 | 434.0383 | 0 | 0 | 0 | 0 | 0 | 0 | 0 | 0 | 0 | 0 | 0 | 0 | 0 | 815.6168 | 0 | 0 | 0 | 0 | 0 | 28391.846 | 28391.846 | 27575.9362 | 27575.9362 | 0 | 815.6168 | 0 | 4771.5132 | 0 | 185.9624 | 0 | 10899.8768 | 0 | 185.9624 | 0 | 9531.8214 | 0 | 185.9624 | 0 | 11460.8372 | 0 | 185.9624 | 0 | 4957.4757 | 11085.8393 | 9717.7838 | 11646.7997
144195 | 242.131 | 2663 | 3 | Standard Efficiency | Electric, 100% Usage | EnergyStar, 100% Usage | Electric, 100% Usage | None | 200-300% | None | None | Single-Family Detached | Single-Family Detached | Single-Family Detached | 2500-2999 | 2500-3999 | 1 | Other Fuel | 100% Conditioned | Central AC | None | None | None | 40000-44999 | 100% Incandescent | Occupied | 1970s | Propane | Yes | 67.9925 | 400.042 | 23.4457 | 783.0859 | 3223.4887 | 0 | 319.7405 | 0 | 0 | 0 | 0 | 0 | 0 | 233.2846 | 0 | 2774.2107 | 21.9803 | 2692.1508 | 0 | 0 | 0 | 405.6104 | 400.042 | 0 | 0 | 0 | 0 | 0 | 0 | 0 | 0 | 0 | 0 | 0 | 0 | 0 | 0 | 0 | 0 | 0 | 4300.2318 | 0 | 15644.7199 | 15644.7199 | 11344.488 | 11344.488 | 0 | 0 | 4300.2318 | 1953.2146 | 0 | 0 | 1183.3572 | 4113.6333 | 0 | 0 | 1183.3572 | 3651.4149 | 0 | 0 | 1183.3572 | 4418.724 | 0 | 0 | 1183.3572 | 3136.5717 | 5296.9905 | 4834.7721 | 5602.0812
144200 | 242.131 | 2176 | 4 | Standard Efficiency | Propane, 80% Usage | Standard, 80% Usage | Electric, 80% Usage | None | 400%+ | None | None | Single-Family Detached | Single-Family Detached | Single-Family Detached | 2000-2499 | 1500-2499 | 2 | Propane | 100% Conditioned | Central AC | None | Propane Fuel Wall/Floor Furnace | None | 200000+ | 100% LED | Occupied | 1960s | Electricity | Yes | 81.7668 | 71.5093 | 29.8932 | 953.3602 | 4872.3065 | 0 | 319.7405 | 0 | 0 | 0 | 0 | 0 | 1704.7944 | 34.8755 | 16.7051 | 575.5916 | 21.9803 | 1426.0838 | 0 | 0 | 0 | 377.1825 | 434.0383 | 0 | 0 | 0 | 0 | 0 | 0 | 0 | 0 | 0 | 0 | 0 | 0 | 0 | 0 | 949.8433 | 0 | 43330.5577 | 0 | 0 | 55199.936 | 55199.936 | 10919.535 | 10919.535 | 0 | 0 | 44280.401 | 1819.6008 | 0 | 0 | 12185.2705 | 3820.2357 | 0 | 0 | 12185.2705 | 3407.898 | 0 | 0 | 12185.2705 | 4057.2427 | 0 | 0 | 12185.2705 | 14004.8713 | 16005.5062 | 15593.1685 | 16242.5132
144217 | 242.131 | 1690 | 3 | Standard Efficiency | Electric, 80% Usage | EnergyStar, 80% Usage | Electric, 80% Usage | 318 Rated kWh, 80% Usage | 400%+ | None | None | Single-Family Detached | Single-Family Detached | Single-Family Detached | 1500-1999 | 1500-2499 | 1 | Other Fuel | 80% Conditioned | Central AC | None | None | None | 120000-139999 | 100% LED | Occupied | 1980s | Electricity | Yes | 67.9925 | 618.673 | 36.0477 | 640.3603 | 3179.8211 | 167.0505 | 0 | 0 | 0 | 0 | 0 | 0 | 2419.0086 | 30.7725 | 16.7051 | 473.6028 | 21.9803 | 1663.4714 | 0 | 0 | 0 | 482.6881 | 434.0383 | 0 | 0 | 0 | 0 | 0 | 0 | 0 | 0 | 0 | 0 | 0 | 0 | 0 | 0 | 0 | 0 | 0 | 0 | 0 | 10252.5052 | 10252.5052 | 10252.5052 | 10252.5052 | 0 | 0 | 0 | 1810.5788 | 0 | 0 | 0 | 3922.3207 | 0 | 0 | 0 | 3470.7627 | 0 | 0 | 0 | 4109.6734 | 0 | 0 | 0 | 1810.5788 | 3922.3207 | 3470.7627 | 4109.6734
144222 | 242.131 | 853 | 2 | Standard Efficiency | None | None | Electric, 100% Usage | 318 Rated kWh, 100% Usage | 0-100% | 116 | None | 50 or more Unit | Multifamily with 5+ units, 8+ stories | Multi-Family with 5+ Units | 750-999 | 0-1499 | 21 | Natural Gas | 100% Conditioned | Room AC | None | Natural Gas Fuel Boiler | None | <10000 | 100% Incandescent | Occupied | 1960s | Electricity | Yes | 67.9925 | 0 | 0 | 0 | 2332.8457 | 64.7687 | 0 | 101.1095 | 0 | 0 | 0 | 0 | 1257.861 | 142.7256 | 0 | 1220.3479 | 16.412 | 1466.5276 | 0 | 0 | 0 | 346.9961 | 434.0383 | 0 | 0 | 0 | 0 | 0 | 0 | 0 | 0 | 11956.7135 | 0 | 0 | 0 | 0 | 0 | 0 | 0 | 0 | 0 | 0 | 19408.3385 | 19408.3385 | 7451.625 | 7451.625 | 0 | 11956.7135 | 0 | 1213.9701 | 0 | 2725.9114 | 0 | 2670.1631 | 0 | 2725.9114 | 0 | 2362.5599 | 0 | 2725.9114 | 0 | 2836.1453 | 0 | 2725.9114 | 0 | 3939.8816 | 5396.0745 | 5088.4713 | 5562.0567
144223 | 242.131 | 1675 | 3 | Standard Efficiency | Electric, 80% Usage | EnergyStar, 80% Usage | Electric, 80% Usage | 290 Rated kWh, 80% Usage | 400%+ | None | 60 | Single-Family Attached | Single-Family Attached | Single-Family Attached | 1500-1999 | 1500-2499 | 1 | Electricity | 20% Conditioned | Room AC | None | Electricity Baseboard | None | 100000-119999 | 100% CFL | Occupied | 1970s | Electricity | Yes | 67.9925 | 424.3669 | 24.911 | 0 | 283.1067 | 101.9887 | 0 | 0 | 0 | 11247.7746 | 0 | 0 | 1765.7532 | 46.0122 | 0 | 616.0354 | 21.9803 | 1060.9173 | 0 | 0 | 0 | 379.527 | 434.0383 | 0 | 0 | 0 | 0 | 0 | 0 | 0 | 0 | 0 | 0 | 0 | 0 | 0 | 0 | 0 | 0 | 0 | 0 | 0 | 16473.8179 | 16473.8179 | 16473.8179 | 16473.8179 | 0 | 0 | 0 | 2908.9545 | 0 | 0 | 0 | 6809.1422 | 0 | 0 | 0 | 5909.005 | 0 | 0 | 0 | 7210.1542 | 0 | 0 | 0 | 2908.9545 | 6809.1422 | 5909.005 | 7210.1542
144246 | 242.131 | 1690 | 3 | None | Gas, 100% Usage | EnergyStar, 100% Usage | Gas, 100% Usage | None | 400%+ | None | None | Single-Family Detached | Single-Family Detached | Single-Family Detached | 1500-1999 | 1500-2499 | 1 | Natural Gas | 60% Conditioned | Central AC | None | Natural Gas Fuel Furnace | None | 200000+ | 100% Incandescent | Occupied | 1980s | Electricity | Yes | 0 | 46.8914 | 30.7725 | 203.3913 | 1751.0996 | 0 | 0 | 280.7621 | 0 | 0 | 0 | 0 | 2777.1415 | 184.6348 | 99.9372 | 1938.9582 | 21.9803 | 2697.4261 | 0 | 0 | 0 | 32.2378 | 400.042 | 0 | 0 | 0 | 0 | 622.776 | 0 | 0 | 0 | 11300.2343 | 0 | 0 | 0 | 0 | 947.2057 | 0 | 0 | 0 | 0 | 0 | 23335.4909 | 23335.4909 | 10465.2748 | 10465.2748 | 0 | 12870.216 | 0 | 1836.2821 | 0 | 2934.1602 | 0 | 4060.0137 | 0 | 2934.1602 | 0 | 3573.5354 | 0 | 2934.1602 | 0 | 4289.0007 | 0 | 2934.1602 | 0 | 4770.4423 | 6994.1739 | 6507.6956 | 7223.1609
144253 | 242.131 | 1138 | 2 | Standard Efficiency | Electric, 100% Usage | Standard, 100% Usage | Electric, 100% Usage | None | 200-300% | 67 | None | 50 or more Unit | Multifamily with 5+ units, 4-7 stories | Multi-Family with 5+ Units | 1000-1499 | 0-1499 | 4 | Natural Gas | 100% Conditioned | Central AC | None | Natural Gas Fuel Furnace | None | 40000-44999 | 100% LED | Occupied | 1970s | Natural Gas | No | 67.9925 | 858.1121 | 32.2378 | 351.6853 | 1405.5689 | 0 | 319.7405 | 166.1713 | 0 | 0 | 0 | 0 | 0 | 26.0833 | 0 | 357.8398 | 16.412 | 1971.4891 | 0 | 0 | 0 | 431.9868 | 400.042 | 0 | 0 | 0 | 0 | 0 | 0 | 0 | 0 | 6425.2901 | 0 | 4625.8338 | 0 | 0 | 0 | 0 | 0 | 0 | 0 | 0 | 17457.0714 | 17457.0714 | 6405.6544 | 6405.6544 | 0 | 11051.1239 | 0 | 1060.8736 | 0 | 2519.4457 | 0 | 2360.2883 | 0 | 2519.4457 | 0 | 2181.1166 | 0 | 2519.4457 | 0 | 2604.1373 | 0 | 2519.4457 | 0 | 3580.3193 | 4879.734 | 4700.5623 | 5123.583
144298 | 242.131 | 853 | 1 | Standard Efficiency | None | None | Electric, 100% Usage | None | 300-400% | 5 | None | 5 to 9 Unit | Multifamily with 5+ units, 1-3 stories | Multi-Family with 5+ Units | 750-999 | 0-1499 | 2 | Electricity | 100% Conditioned | Heat Pump | None | Electricity ASHP | None | 45000-49999 | 100% Incandescent | Occupied | 2010s | Electricity | Yes | 81.7668 | 0 | 0 | 242.9559 | 974.1682 | 0 | 0 | 72.9747 | 133.0543 | 942.5166 | 0 | 0 | 1176.9734 | 142.7256 | 0 | 1220.3479 | 16.412 | 1466.5276 | 0 | 0 | 0 | 346.9961 | 434.0383 | 0 | 0 | 0 | 0 | 0 | 0 | 0 | 0 | 0 | 0 | 0 | 0 | 0 | 0 | 0 | 0 | 0 | 0 | 0 | 7251.1644 | 7251.1644 | 7251.1644 | 7251.1644 | 0 | 0 | 0 | 1222.5507 | 0 | 0 | 0 | 2773.8747 | 0 | 0 | 0 | 2437.4979 | 0 | 0 | 0 | 2906.6145 | 0 | 0 | 0 | 1222.5507 | 2773.8747 | 2437.4979 | 2906.6145
144300 | 242.131 | 1623 | 3 | Standard Efficiency, No usage | Electric, 100% Usage | EnergyStar, 100% Usage | Electric, 100% Usage | None | 400%+ | 7 | None | 5 to 9 Unit | Multifamily with 5+ units, 1-3 stories | Multi-Family with 5+ Units | 1500-1999 | 1500-2499 | 2 | Electricity | 100% Conditioned | Heat Pump | None | Electricity ASHP | None | 200000+ | 100% Incandescent | Vacant | 1980s | Electricity | Yes | 0 | 0 | 0 | 317.689 | 1749.6343 | 0 | 0 | 3.2238 | 0.29307 | 178.7734 | 0 | 0 | 203.9775 | 0 | 0 | 0 | 21.9803 | 0 | 0 | 0 | 0 | 0 | 480.0504 | 0 | 0 | 0 | 0 | 0 | 0 | 0 | 0 | 0 | 0 | 0 | 0 | 0 | 0 | 0 | 0 | 0 | 0 | 0 | 2955.6217 | 2955.6217 | 2955.6217 | 2955.6217 | 0 | 0 | 0 | 505.0787 | 0 | 0 | 0 | 1079.6773 | 0 | 0 | 0 | 964.0058 | 0 | 0 | 0 | 1099.59 | 0 | 0 | 0 | 505.0787 | 1079.6773 | 964.0058 | 1099.59
144356 | 242.131 | 8194 | 4 | Standard Efficiency | Electric, 100% Usage | EnergyStar, 100% Usage | Electric, 100% Usage | None | 400%+ | None | None | Single-Family Detached | Single-Family Detached | Single-Family Detached | 4000+ | 4000+ | 3 | Natural Gas | 100% Conditioned | Central AC | None | Natural Gas Fuel Furnace | None | 200000+ | 100% Incandescent | Occupied | 2000s | Natural Gas | Yes | 67.9925 | 396.2321 | 23.4457 | 2314.0892 | 7742.3515 | 0 | 319.7405 | 171.1535 | 0 | 0 | 0 | 0 | 0 | 509.6506 | 99.9372 | 7521.669 | 21.9803 | 4450.8703 | 0 | 0 | 0 | 405.6104 | 868.0765 | 0 | 0 | 0 | 0 | 0 | 0 | 0 | 0 | 28646.8179 | 0 | 3663.3884 | 0 | 0 | 0 | 0 | 0 | 0 | 0 | 0 | 57222.4195 | 57222.4195 | 24912.2132 | 24912.2132 | 0 | 32310.2063 | 0 | 4227.5013 | 0 | 7366.0625 | 0 | 9122.2456 | 0 | 7366.0625 | 0 | 8096.207 | 0 | 7366.0625 | 0 | 9598.6968 | 0 | 7366.0625 | 0 | 11593.5638 | 16488.3081 | 15462.2694 | 16964.7592
144455 | 242.131 | 1202 | 2 | Standard Efficiency | Gas, 120% Usage | EnergyStar, 120% Usage | Electric, 120% Usage | 290 Rated kWh, 120% Usage | 100-150% | None | 6 | Single-Family Attached | Single-Family Attached | Single-Family Attached | 1000-1499 | 0-1499 | 1 | Natural Gas | 60% Conditioned | Room AC | None | Natural Gas Fuel Furnace | None | 10000-14999 | 100% CFL | Occupied | <1940 | Natural Gas | Yes | 67.9925 | 31.0655 | 20.2219 | 0 | 1337.5764 | 72.3886 | 0 | 235.9222 | 0 | 0 | 0 | 0 | 0 | 40.1507 | 0 | 486.2049 | 16.412 | 3311.41 | 0 | 0 | 0 | 416.454 | 1160.8545 | 0 | 0 | 0 | 0 | 412.9371 | 0 | 0 | 0 | 9968.5194 | 0 | 3409.8819 | 0 | 0 | 0 | 0 | 0 | 0 | 0 | 0 | 20987.9916 | 20987.9916 | 7196.9463 | 7196.9463 | 0 | 13791.3384 | 0 | 1213.2004 | 0 | 3144.1104 | 0 | 2686.6013 | 0 | 3144.1104 | 0 | 2369.9271 | 0 | 3144.1104 | 0 | 2839.398 | 0 | 3144.1104 | 0 | 4357.3108 | 5830.7117 | 5514.0376 | 5983.5084
144525 | 242.131 | 1138 | 3 | Standard Efficiency | None | None | Electric, 100% Usage | 290 Rated kWh, 100% Usage | 400%+ | 323 | None | 50 or more Unit | Multifamily with 5+ units, 8+ stories | Multi-Family with 5+ Units | 1000-1499 | 0-1499 | 9 | Electricity | None | None | None | Electricity Baseboard | None | 60000-69999 | 100% LED | Occupied | 1960s | Electricity | No | 67.9925 | 0 | 0 | 0 | 0 | 60.3726 | 0 | 0 | 0 | 5298.7249 | 0 | 0 | 1224.4509 | 26.0833 | 0 | 357.8398 | 21.9803 | 1581.4115 | 0 | 0 | 0 | 346.9961 | 434.0383 | 0 | 0 | 0 | 0 | 0 | 0 | 0 | 0 | 0 | 0 | 0 | 0 | 0 | 0 | 0 | 0 | 0 | 0 | 0 | 9419.8903 | 9419.8903 | 9419.8903 | 9419.8903 | 0 | 0 | 0 | 1655.5609 | 0 | 0 | 0 | 3865.5273 | 0 | 0 | 0 | 3358.1942 | 0 | 0 | 0 | 4083.073 | 0 | 0 | 0 | 1655.5609 | 3865.5273 | 3358.1942 | 4083.073
144668 | 242.131 | 617 | 1 | Standard Efficiency | None | None | Electric, 100% Usage | 318 Rated kWh, 100% Usage | 400%+ | 15 | None | 10 to 19 Unit | Multifamily with 5+ units, 1-3 stories | Multi-Family with 5+ Units | 500-749 | 0-1499 | 2 | Electricity | 100% Conditioned | Central AC | None | Electricity Electric Furnace | None | 70000-79999 | 100% CFL | Occupied | 1990s | Electricity | Yes | 67.9925 | 0 | 0 | 140.9672 | 914.0887 | 64.7687 | 0 | 1.1723 | 0 | 175.8426 | 0 | 0 | 1263.7225 | 32.824 | 0 | 325.602 | 16.412 | 1371.2795 | 0 | 0 | 0 | 346.9961 | 434.0383 | 0 | 0 | 0 | 0 | 0 | 0 | 0 | 0 | 0 | 0 | 0 | 0 | 0 | 0 | 0 | 0 | 0 | 0 | 0 | 5155.4132 | 5155.4132 | 5155.4132 | 5155.4132 | 0 | 0 | 0 | 888.2527 | 0 | 0 | 0 | 1967.6043 | 0 | 0 | 0 | 1730.6463 | 0 | 0 | 0 | 2088.0957 | 0 | 0 | 0 | 888.2527 | 1967.6043 | 1730.6463 | 2088.0957
144710 | 242.131 | 2663 | 3 | Standard Efficiency | Electric, 120% Usage | Standard, 120% Usage | Electric, 120% Usage | 290 Rated kWh, 120% Usage | 400%+ | None | None | Single-Family Detached | Single-Family Detached | Single-Family Detached | 2500-2999 | 2500-3999 | 1 | Other Fuel | 60% Conditioned | Central AC | None | None | None | 200000+ | 100% Incandescent | Occupied | 1970s | Electricity | Yes | 67.9925 | 1199.833 | 44.8399 | 480.6366 | 2539.4608 | 150.9316 | 319.7405 | 0 | 0 | 0 | 0 | 0 | 5937.3268 | 233.2846 | 99.9372 | 2774.2107 | 21.9803 | 6013.8184 | 0 | 0 | 0 | 565.6272 | 434.0383 | 0 | 0 | 0 | 0 | 0 | 0 | 0 | 0 | 0 | 0 | 0 | 0 | 0 | 0 | 0 | 0 | 0 | 0 | 0 | 20883.6583 | 20883.6583 | 20883.6583 | 20883.6583 | 0 | 0 | 0 | 3550.9996 | 0 | 0 | 0 | 7850.0161 | 0 | 0 | 0 | 6912.9713 | 0 | 0 | 0 | 8383.1622 | 0 | 0 | 0 | 3550.9996 | 7850.0161 | 6912.9713 | 8383.1622
144742 | 242.131 | 1202 | 4 | None | Electric, 120% Usage | EnergyStar, 120% Usage | Gas, 120% Usage | 290 Rated kWh, 120% Usage | 300-400% | None | 16 | Single-Family Attached | Single-Family Attached | Single-Family Attached | 1000-1499 | 0-1499 | 1 | Natural Gas | 100% Conditioned | Central AC | None | Natural Gas Fuel Furnace | None | 80000-99999 | 100% LED | Occupied | 2000s | Natural Gas | Yes | 0 | 636.5504 | 37.22 | 492.6525 | 2103.078 | 152.9831 | 0 | 98.1788 | 0 | 0 | 0 | 0 | 0 | 26.6695 | 0 | 371.321 | 21.9803 | 4097.7197 | 0 | 0 | 0 | 38.9785 | 1324.9743 | 0 | 0 | 0 | 0 | 0 | 0 | 0 | 0 | 4791.4189 | 0 | 8360.1453 | 0 | 0 | 1144.1495 | 0 | 0 | 0 | 0 | 0 | 23698.0198 | 23698.0198 | 9402.3061 | 9402.3061 | 0 | 14295.7137 | 0 | 1585.3208 | 0 | 3259.126 | 0 | 3477.6723 | 0 | 3259.126 | 0 | 3071.6917 | 0 | 3259.126 | 0 | 3690.4869 | 0 | 3259.126 | 0 | 4844.4468 | 6736.7983 | 6330.8177 | 6949.613
144799 | 242.131 | 617 | 1 | Standard Efficiency, No usage | Electric, 80% Usage | EnergyStar, 80% Usage | Electric, 80% Usage | 290 Rated kWh, 80% Usage | 0-100% | 24 | None | 20 to 49 Unit | Multifamily with 5+ units, 1-3 stories | Multi-Family with 5+ Units | 500-749 | 0-1499 | 3 | Electricity | 100% Conditioned | Central AC | Heating and Cooling | Electricity Shared Heating | Fan Coil Heating and Cooling, Electricity | <10000 | 100% Incandescent | Vacant | 1970s | Electricity | No | 0 | 0 | 0 | 4.9822 | 378.3548 | 0 | 0 | 15.5328 | 0 | 138.3295 | 0 | 0 | 318.8613 | 0 | 0 | 0 | 16.412 | 0 | 0 | 0 | 0 | 0 | 434.0383 | 0 | 0 | 0 | 0 | 0 | 0 | 0 | 0 | 0 | 0 | 0 | 0 | 0 | 0 | 0 | 0 | 0 | 0 | 0 | 1306.2178 | 1306.2178 | 1306.2178 | 1306.2178 | 0 | 0 | 0 | 231.0858 | 0 | 0 | 0 | 511.6458 | 0 | 0 | 0 | 450.8268 | 0 | 0 | 0 | 527.8577 | 0 | 0 | 0 | 231.0858 | 511.6458 | 450.8268 | 527.8577
144808 | 242.131 | 2176 | 5 | Standard Efficiency, No usage | Electric, 100% Usage | EnergyStar, 100% Usage | Electric, 100% Usage | 290 Rated kWh, 100% Usage | 400%+ | None | None | Single-Family Detached | Single-Family Detached | Single-Family Detached | 2000-2499 | 1500-2499 | 2 | Natural Gas | 20% Conditioned | Room AC | None | Natural Gas Fuel Wall/Floor Furnace | None | 200000+ | 100% CFL | Vacant | <1940 | Natural Gas | Yes | 0 | 0 | 0 | 0 | 1126.5652 | 0 | 0 | 0 | 0 | 0 | 0 | 0 | 0 | 0 | 0 | 0 | 27.2556 | 0 | 0 | 0 | 0 | 0 | 434.0383 | 0 | 0 | 0 | 0 | 0 | 0 | 0 | 0 | 17769.7782 | 0 | 1482.6465 | 0 | 0 | 0 | 0 | 0 | 0 | 0 | 0 | 20840.5769 | 20840.5769 | 1587.8591 | 1587.8591 | 0 | 19252.7178 | 0 | 275.1106 | 0 | 4389.1997 | 0 | 573.4718 | 0 | 4389.1997 | 0 | 513.9251 | 0 | 4389.1997 | 0 | 591.523 | 0 | 4389.1997 | 0 | 4664.3103 | 4962.6716 | 4903.1249 | 4980.7227
144821 | 242.131 | 317 | 2 | Standard Efficiency | Electric, 100% Usage | Standard, 100% Usage | Electric, 100% Usage | 318 Rated kWh, 100% Usage | 0-100% | None | 8 | Single-Family Attached | Single-Family Attached | Single-Family Attached | 0-499 | 0-1499 | 1 | Electricity | 100% Conditioned | Central AC | None | Electricity Electric Furnace | None | 10000-14999 | 100% CFL | Occupied | 1950s | Electricity | Yes | 67.9925 | 705.129 | 26.3764 | 267.867 | 2520.7043 | 88.5075 | 0 | 211.0112 | 0 | 9019.5553 | 0 | 0 | 2135.902 | 29.014 | 0 | 243.249 | 16.412 | 1650.8693 | 0 | 0 | 0 | 389.4915 | 1356.0398 | 0 | 0 | 0 | 0 | 0 | 0 | 0 | 0 | 0 | 0 | 0 | 0 | 0 | 0 | 0 | 0 | 0 | 0 | 0 | 18728.1206 | 18728.1206 | 18728.1206 | 18728.1206 | 0 | 0 | 0 | 3304.8286 | 0 | 0 | 0 | 7532.158 | 0 | 0 | 0 | 6579.2584 | 0 | 0 | 0 | 7958.925 | 0 | 0 | 0 | 3304.8286 | 7532.158 | 6579.2584 | 7958.925
144838 | 242.131 | 1690 | 3 | None | Electric, 80% Usage | EnergyStar, 80% Usage | Electric, 80% Usage | None | 400%+ | None | None | Single-Family Detached | Single-Family Detached | Single-Family Detached | 1500-1999 | 1500-2499 | 2 | Fuel Oil | 100% Conditioned | Central AC | None | Fuel Oil Fuel Furnace | None | 200000+ | 100% CFL | Occupied | 1940s | Electricity | Yes | 0 | 320.0336 | 18.7565 | 853.716 | 3429.5177 | 0 | 0 | 959.5147 | 0 | 0 | 0 | 0 | 1206.5736 | 46.0122 | 0 | 620.1384 | 21.9803 | 1191.3339 | 0 | 1992.0041 | 0 | 324.4297 | 914.0887 | 0 | 0 | 44953.2922 | 0 | 0 | 0 | 0 | 0 | 0 | 0 | 0 | 0 | 0 | 0 | 0 | 0 | 0 | 0 | 0 | 56851.3915 | 56851.3915 | 11898.0993 | 11898.0993 | 44953.2922 | 0 | 0 | 2031.4162 | 13629.8021 | 0 | 0 | 4389.3762 | 13629.8021 | 0 | 0 | 3891.1499 | 13629.8021 | 0 | 0 | 4637.9321 | 13629.8021 | 0 | 0 | 15661.2182 | 18019.1783 | 17520.9519 | 18267.7342
144840 | 242.131 | 617 | 3 | Standard Efficiency | Electric, 100% Usage | EnergyStar, 100% Usage | Electric, 100% Usage | 318 Rated kWh, 100% Usage | 0-100% | 7 | None | 5 to 9 Unit | Multifamily with 5+ units, 1-3 stories | Multi-Family with 5+ Units | 500-749 | 0-1499 | 3 | Natural Gas | 100% Conditioned | Central AC | None | Natural Gas Fuel Boiler | None | 25000-29999 | 100% CFL | Occupied | 1960s | Natural Gas | No | 67.9925 | 610.7601 | 35.7547 | 550.9736 | 2148.504 | 160.3099 | 319.7405 | 89.0936 | 0 | 0 | 0 | 0 | 0 | 32.824 | 0 | 325.602 | 21.9803 | 2152.0209 | 0 | 0 | 0 | 516.9774 | 434.0383 | 0 | 0 | 0 | 0 | 0 | 0 | 0 | 0 | 11428.8925 | 0 | 5766.1733 | 0 | 0 | 0 | 0 | 0 | 0 | 0 | 0 | 24661.6375 | 24661.6375 | 7466.5717 | 7466.5717 | 0 | 17195.0658 | 0 | 1203.3574 | 0 | 3920.1217 | 0 | 2663.66 | 0 | 3920.1217 | 0 | 2489.2346 | 0 | 3920.1217 | 0 | 2942.1162 | 0 | 3920.1217 | 0 | 5123.4791 | 6583.7817 | 6409.3563 | 6862.2379
144871 | 242.131 | 2176 | 3 | None | Electric, 120% Usage | EnergyStar, 120% Usage | Gas, 120% Usage | 318 Rated kWh, 120% Usage | 400%+ | None | None | Single-Family Detached | Single-Family Detached | Single-Family Detached | 2000-2499 | 1500-2499 | 1 | Natural Gas | 60% Conditioned | Central AC | None | Natural Gas Fuel Furnace | None | 200000+ | 100% LED | Occupied | 2000s | Electricity | Yes | 0 | 480.0504 | 28.1348 | 617.5007 | 1977.9367 | 117.2284 | 0 | 140.381 | 0 | 0 | 0 | 0 | 3996.024 | 34.8755 | 16.7051 | 575.5916 | 21.9803 | 5074.5256 | 0 | 0 | 0 | 33.4101 | 400.042 | 0 | 0 | 0 | 0 | 0 | 0 | 0 | 0 | 7103.4566 | 0 | 0 | 0 | 0 | 976.2197 | 0 | 0 | 0 | 0 | 0 | 21593.4764 | 21593.4764 | 13514.0932 | 13514.0932 | 0 | 8079.6763 | 0 | 2254.2851 | 0 | 1841.9778 | 0 | 5033.7323 | 0 | 1841.9778 | 0 | 4437.139 | 0 | 1841.9778 | 0 | 5331.1632 | 0 | 1841.9778 | 0 | 4096.263 | 6875.7101 | 6279.1168 | 7173.141
144930 | 242.131 | 8194 | 5 | Standard Efficiency | Electric, 100% Usage | EnergyStar, 100% Usage | Electric, 100% Usage | None | 400%+ | None | None | Single-Family Detached | Single-Family Detached | Single-Family Detached | 4000+ | 4000+ | 2 | Fuel Oil | 100% Conditioned | Central AC | None | Fuel Oil Fuel Furnace | None | 200000+ | 100% CFL | Occupied | 1940s | Electricity | Yes | 67.9925 | 400.042 | 23.4457 | 1484.405 | 9275.9924 | 0 | 0 | 2072.5986 | 0 | 0 | 0 | 0 | 2140.5911 | 127.4859 | 24.911 | 2406.1135 | 27.2556 | 4450.8703 | 0 | 0 | 0 | 405.6104 | 868.0765 | 690.4754 | 0 | 83123.4545 | 0 | 0 | 0 | 0 | 0 | 0 | 0 | 0 | 0 | 0 | 0 | 0 | 0 | 0 | 0 | 0 | 107589.3205 | 107589.3205 | 24465.866 | 24465.866 | 83123.4545 | 0 | 0 | 4456.4498 | 25202.9515 | 0 | 0 | 9399.9988 | 25202.9515 | 0 | 0 | 8334.4709 | 25202.9515 | 0 | 0 | 9900.1828 | 25202.9515 | 0 | 0 | 29659.4013 | 34602.9503 | 33537.4224 | 35103.1343
144995 | 242.131 | 853 | 2 | None | Electric, 100% Usage | EnergyStar, 100% Usage | Gas, 100% Usage | None | 300-400% | 116 | None | 50 or more Unit | Multifamily with 5+ units, 8+ stories | Multi-Family with 5+ Units | 750-999 | 0-1499 | 21 | Natural Gas | 100% Conditioned | Central AC | None | Natural Gas Fuel Furnace | None | 70000-79999 | 100% Incandescent | Occupied | 1960s | Natural Gas | No | 0 | 530.4586 | 31.0655 | 687.8378 | 2705.9252 | 0 | 0 | 416.1609 | 0 | 0 | 0 | 0 | 0 | 142.7256 | 0 | 1220.3479 | 16.412 | 2052.0836 | 0 | 0 | 0 | 32.5309 | 434.0383 | 0 | 0 | 0 | 0 | 0 | 0 | 0 | 0 | 21553.0326 | 0 | 4856.7738 | 0 | 0 | 953.6533 | 0 | 0 | 0 | 0 | 0 | 35632.4599 | 35632.4599 | 8269.0002 | 8269.0002 | 0 | 27363.4597 | 0 | 1386.7838 | 0 | 6238.2894 | 0 | 2991.1605 | 0 | 6238.2894 | 0 | 2651.0297 | 0 | 6238.2894 | 0 | 3185.1701 | 0 | 6238.2894 | 0 | 7625.0733 | 9229.4499 | 8889.3191 | 9423.4595
145029 | 242.131 | 2663 | 3 | None | Electric, 120% Usage | EnergyStar, 120% Usage | Electric, 120% Usage | None | 400%+ | None | None | Single-Family Detached | Single-Family Detached | Single-Family Detached | 2500-2999 | 2500-3999 | 1 | Natural Gas | 100% Conditioned | Central AC | None | Natural Gas Fuel Furnace | None | 160000-179999 | 100% Incandescent | Occupied | 1980s | Electricity | Yes | 0 | 629.5167 | 36.6339 | 720.0756 | 6541.0532 | 0 | 0 | 769.6046 | 0 | 0 | 0 | 0 | 5485.1181 | 233.2846 | 99.9372 | 2773.9177 | 21.9803 | 6013.8184 | 0 | 0 | 0 | 565.6272 | 480.0504 | 0 | 0 | 0 | 0 | 0 | 0 | 0 | 0 | 35598.4637 | 0 | 0 | 0 | 0 | 0 | 0 | 0 | 0 | 0 | 0 | 59969.0816 | 59969.0816 | 24370.6179 | 24370.6179 | 0 | 35598.4637 | 0 | 4092.9223 | 0 | 8115.7082 | 0 | 8961.7995 | 0 | 8115.7082 | 0 | 7925.9021 | 0 | 8115.7082 | 0 | 9503.2369 | 0 | 8115.7082 | 0 | 12208.6305 | 17077.5078 | 16041.6103 | 17618.9451
145077 | 242.131 | 866 | 2 | Standard Efficiency, No usage | Electric, 100% Usage | EnergyStar, 100% Usage | Gas, 100% Usage | 318 Rated kWh, 100% Usage | 300-400% | None | 8 | Single-Family Attached | Single-Family Attached | Single-Family Attached | 750-999 | 0-1499 | 2 | Natural Gas | 100% Conditioned | Central AC | None | Natural Gas Fuel Furnace | None | 50000-59999 | 100% Incandescent | Vacant | 1950s | Natural Gas | Yes | 0 | 0 | 0 | 115.1769 | 886.54 | 0 | 0 | 18.4635 | 0 | 0 | 0 | 0 | 0 | 0 | 0 | 0 | 16.412 | 0 | 0 | 0 | 0 | 0 | 480.0504 | 0 | 0 | 0 | 0 | 0 | 0 | 0 | 0 | 2241.9937 | 0 | 1429.0145 | 0 | 0 | 0 | 0 | 0 | 0 | 0 | 0 | 5187.9441 | 5187.9441 | 1516.9359 | 1516.9359 | 0 | 3671.0082 | 0 | 266.7164 | 0 | 836.9314 | 0 | 550.4126 | 0 | 836.9314 | 0 | 491.8456 | 0 | 836.9314 | 0 | 578.4051 | 0 | 836.9314 | 0 | 1103.6478 | 1387.344 | 1328.7771 | 1415.3366
145131 | 242.131 | 8194 | 5 | Standard Efficiency | Electric, 100% Usage | EnergyStar, 100% Usage | Electric, 100% Usage | 318 Rated kWh, 100% Usage | 400%+ | None | None | Single-Family Detached | Single-Family Detached | Single-Family Detached | 4000+ | 4000+ | 2 | Natural Gas | 80% Conditioned | Central AC | None | Natural Gas Fuel Wall/Floor Furnace | None | 180000-199999 | 100% CFL | Occupied | 1970s | Natural Gas | Yes | 67.9925 | 524.5972 | 30.7725 | 1707.7251 | 6424.4109 | 134.8127 | 0 | 0 | 0 | 0 | 0 | 0 | 0 | 127.4859 | 24.911 | 2406.1135 | 27.2556 | 4765.6287 | 0 | 0 | 0 | 471.2583 | 434.0383 | 0 | 0 | 0 | 0 | 0 | 0 | 0 | 0 | 38091.6193 | 0 | 5020.8936 | 0 | 0 | 0 | 0 | 0 | 0 | 0 | 0 | 60259.8081 | 60259.8081 | 17147.2952 | 17147.2952 | 0 | 43112.5128 | 0 | 2973.6813 | 0 | 9828.7951 | 0 | 6420.7574 | 0 | 9828.7951 | 0 | 5703.1275 | 0 | 9828.7951 | 0 | 6658.496 | 0 | 9828.7951 | 0 | 12802.4764 | 16249.5525 | 15531.9226 | 16487.2911
145159 | 242.131 | 1202 | 2 | None | Gas, 80% Usage | Standard, 80% Usage | Electric, 80% Usage | 290 Rated kWh, 80% Usage | 0-100% | None | 24 | Single-Family Attached | Single-Family Attached | Single-Family Attached | 1000-1499 | 0-1499 | 2 | Natural Gas | 60% Conditioned | Room AC | None | Natural Gas Fuel Wall/Floor Furnace | None | <10000 | 100% LED | Occupied | <1940 | Natural Gas | Yes | 0 | 39.5646 | 16.412 | 0 | 1365.125 | 48.3567 | 319.7405 | 0 | 0 | 0 | 0 | 0 | 0 | 26.6695 | 0 | 371.321 | 16.412 | 827.9258 | 0 | 0 | 0 | 277.5383 | 914.0887 | 276.366 | 0 | 0 | 0 | 524.5972 | 0 | 0 | 0 | 24430.1113 | 0 | 2224.9956 | 0 | 0 | 0 | 0 | 0 | 0 | 0 | 0 | 31679.5173 | 31679.5173 | 4499.5201 | 4499.5201 | 0 | 27179.9972 | 0 | 777.7603 | 0 | 6196.4623 | 0 | 1681.6261 | 0 | 6196.4623 | 0 | 1489.698 | 0 | 6196.4623 | 0 | 1766.579 | 0 | 6196.4623 | 0 | 6974.2226 | 7878.0884 | 7686.1604 | 7963.0413
145162 | 242.131 | 1690 | 4 | Standard Efficiency | Electric, 100% Usage | EnergyStar, 100% Usage | Gas, 100% Usage | None | 400%+ | None | None | Single-Family Detached | Single-Family Detached | Single-Family Detached | 1500-1999 | 1500-2499 | 2 | Natural Gas | 100% Conditioned | Central AC | None | Natural Gas Fuel Furnace | None | 80000-99999 | 100% Incandescent | Occupied | 1960s | Natural Gas | Yes | 67.9925 | 275.7799 | 16.1189 | 793.9295 | 3747.4998 | 0 | 0 | 332.0495 | 0 | 0 | 0 | 0 | 0 | 184.6348 | 99.9372 | 1938.9582 | 21.9803 | 2067.9095 | 0 | 0 | 0 | 23.1526 | 434.0383 | 0 | 0 | 0 | 0 | 0 | 0 | 0 | 0 | 40012.7001 | 0 | 2534.4786 | 0 | 0 | 679.6318 | 0 | 0 | 0 | 0 | 0 | 53231.0846 | 53231.0846 | 10003.981 | 10003.981 | 0 | 43227.1036 | 0 | 1659.2454 | 0 | 9854.8807 | 0 | 3530.8147 | 0 | 9854.8807 | 0 | 3140.2286 | 0 | 9854.8807 | 0 | 3760.2313 | 0 | 9854.8807 | 0 | 11514.1262 | 13385.6955 | 12995.1093 | 13615.112
145238 | 242.131 | 1690 | 4 | Standard Efficiency | Electric, 80% Usage | EnergyStar, 80% Usage | Electric, 80% Usage | 318 Rated kWh, 80% Usage | 150-200% | None | None | Single-Family Detached | Single-Family Detached | Single-Family Detached | 1500-1999 | 1500-2499 | 2 | Electricity | 100% Conditioned | Central AC | None | Electricity Baseboard | None | 40000-44999 | 100% CFL | Occupied | 1950s | Electricity | Yes | 67.9925 | 519.0289 | 30.1863 | 1845.4685 | 8679.8859 | 137.4503 | 319.7405 | 0 | 0 | 36189.8811 | 0 | 0 | 2218.8411 | 46.0122 | 0 | 620.1384 | 21.9803 | 1506.0922 | 0 | 0 | 0 | 429.9353 | 868.0765 | 0 | 0 | 0 | 0 | 0 | 0 | 0 | 0 | 0 | 0 | 0 | 0 | 0 | 0 | 0 | 0 | 0 | 0 | 0 | 53501.003 | 53501.003 | 53501.003 | 53501.003 | 0 | 0 | 0 | 9818.2123 | 0 | 0 | 0 | 21907.2115 | 0 | 0 | 0 | 19717.9225 | 0 | 0 | 0 | 24014.3172 | 0 | 0 | 0 | 9818.2123 | 21907.2115 | 19717.9225 | 24014.3172
145241 | 242.131 | 853 | 2 | Standard Efficiency, No usage | Electric, 120% Usage | EnergyStar, 120% Usage | Electric, 120% Usage | None | 300-400% | 30 | None | 20 to 49 Unit | Multifamily with 5+ units, 1-3 stories | Multi-Family with 5+ Units | 750-999 | 0-1499 | 3 | Electricity | 100% Conditioned | Central AC | None | Electricity Electric Furnace | None | 60000-69999 | 100% CFL | Vacant | 2000s | Electricity | No | 0 | 0 | 0 | 84.4045 | 621.0176 | 0 | 0 | 0 | 0 | 0 | 0 | 0 | 324.4297 | 0 | 0 | 0 | 16.412 | 0 | 0 | 0 | 0 | 0 | 434.0383 | 0 | 0 | 0 | 0 | 0 | 0 | 0 | 0 | 0 | 0 | 0 | 0 | 0 | 0 | 0 | 0 | 0 | 0 | 0 | 1480.302 | 1480.302 | 1480.302 | 1480.302 | 0 | 0 | 0 | 256.174 | 0 | 0 | 0 | 551.7352 | 0 | 0 | 0 | 488.2155 | 0 | 0 | 0 | 583.9562 | 0 | 0 | 0 | 256.174 | 551.7352 | 488.2155 | 583.9562
145285 | 242.131 | 1690 | 3 | Standard Efficiency | Electric, 80% Usage | EnergyStar, 80% Usage | Electric, 80% Usage | None | 400%+ | None | None | Single-Family Detached | Single-Family Detached | Single-Family Detached | 1500-1999 | 1500-2499 | 1 | Electricity | 100% Conditioned | Heat Pump | None | Electricity ASHP | None | 160000-179999 | 100% LED | Occupied | 1960s | Natural Gas | Yes | 67.9925 | 320.0336 | 18.7565 | 812.6861 | 3152.8586 | 0 | 0 | 1068.5371 | 3421.3117 | 9628.2639 | 0 | 0 | 0 | 30.7725 | 16.7051 | 473.6028 | 21.9803 | 1191.3339 | 0 | 0 | 0 | 324.4297 | 434.0383 | 351.6853 | 0 | 0 | 0 | 0 | 0 | 0 | 0 | 0 | 0 | 2518.6528 | 0 | 0 | 0 | 0 | 0 | 0 | 0 | 0 | 23853.6405 | 23853.6405 | 21334.9878 | 21334.9878 | 0 | 2518.6528 | 0 | 3754.7011 | 0 | 574.169 | 0 | 8734.4668 | 0 | 574.169 | 0 | 7601.4724 | 0 | 574.169 | 0 | 9102.347 | 0 | 574.169 | 0 | 4328.8701 | 9308.6358 | 8175.6414 | 9676.516
145407 | 242.131 | 2663 | 3 | None | Electric, 100% Usage | Standard, 100% Usage | Electric, 100% Usage | None | 400%+ | None | None | Single-Family Detached | Single-Family Detached | Single-Family Detached | 2500-2999 | 2500-3999 | 1 | Natural Gas | 60% Conditioned | Central AC | None | Natural Gas Fuel Furnace | None | 200000+ | 100% LED | Occupied | 1950s | Electricity | Yes | 0 | 762.864 | 28.4279 | 515.512 | 4176.8489 | 0 | 0 | 970.3583 | 0 | 0 | 0 | 0 | 2169.019 | 38.9785 | 16.7051 | 677.8734 | 21.9803 | 2692.1508 | 0 | 0 | 0 | 405.6104 | 868.0765 | 0 | 0 | 0 | 0 | 0 | 0 | 0 | 0 | 39024.1714 | 0 | 0 | 0 | 0 | 0 | 0 | 0 | 0 | 0 | 0 | 52368.2834 | 52368.2834 | 13343.8189 | 13343.8189 | 0 | 39024.1714 | 0 | 2295.0658 | 0 | 8896.739 | 0 | 5012.867 | 0 | 8896.739 | 0 | 4435.3854 | 0 | 8896.739 | 0 | 5253.7699 | 0 | 8896.739 | 0 | 11191.8048 | 13909.606 | 13332.1244 | 14150.5089
145446 | 242.131 | 2176 | 3 | Standard Efficiency | Electric, 100% Usage | Standard, 100% Usage | Gas, 100% Usage | None | 400%+ | None | None | Single-Family Detached | Single-Family Detached | Single-Family Detached | 2000-2499 | 1500-2499 | 1 | Natural Gas | 100% Conditioned | Central AC | None | Natural Gas Fuel Furnace | None | 200000+ | 100% CFL | Occupied | 1960s | Natural Gas | Yes | 67.9925 | 762.864 | 28.4279 | 1410.258 | 4287.9228 | 0 | 0 | 367.5111 | 0 | 0 | 0 | 0 | 0 | 52.1667 | 24.911 | 753.7788 | 21.9803 | 2537.1163 | 0 | 0 | 0 | 27.8418 | 434.0383 | 0 | 0 | 0 | 0 | 0 | 0 | 828.805 | 0 | 18836.5569 | 0 | 3894.0353 | 0 | 0 | 813.5653 | 0 | 0 | 0 | 0 | 0 | 35149.4788 | 35149.4788 | 10776.8094 | 10776.8094 | 0 | 24372.6694 | 0 | 1906.8824 | 0 | 5556.4734 | 0 | 4101.8022 | 0 | 5556.4734 | 0 | 3641.7448 | 0 | 5556.4734 | 0 | 4250.5379 | 0 | 5556.4734 | 0 | 7463.3558 | 9658.2757 | 9198.2182 | 9807.0113
145463 | 242.131 | 1675 | 2 | Standard Efficiency | Electric, 100% Usage | Standard, 100% Usage | Gas, 100% Usage | None | 400%+ | None | 6 | Single-Family Attached | Single-Family Attached | Single-Family Attached | 1500-1999 | 1500-2499 | 1 | Electricity | 100% Conditioned | Central AC | None | Electricity Electric Wall Furnace | None | 140000-159999 | 100% CFL | Occupied | 1970s | Electricity | Yes | 67.9925 | 858.1121 | 32.2378 | 1034.2478 | 4208.5006 | 0 | 0 | 0 | 0 | 13278.171 | 0 | 0 | 2644.0872 | 46.0122 | 0 | 616.0354 | 16.412 | 1990.5387 | 0 | 0 | 0 | 29.6002 | 834.0803 | 0 | 0 | 0 | 0 | 0 | 0 | 0 | 0 | 0 | 0 | 0 | 0 | 0 | 867.1973 | 0 | 0 | 0 | 0 | 0 | 26523.2249 | 26523.2249 | 25655.7345 | 25655.7345 | 0 | 867.1973 | 0 | 4500.5662 | 0 | 197.7232 | 0 | 10293.9586 | 0 | 197.7232 | 0 | 8986.7898 | 0 | 197.7232 | 0 | 10761.2354 | 0 | 197.7232 | 0 | 4698.2894 | 10491.6818 | 9184.5129 | 10958.9586
145495 | 242.131 | 853 | 2 | Standard Efficiency | Electric, 100% Usage | EnergyStar, 100% Usage | Electric, 100% Usage | 318 Rated kWh, 100% Usage | 400%+ | 12 | None | 10 to 19 Unit | Multifamily with 5+ units, 1-3 stories | Multi-Family with 5+ Units | 750-999 | 0-1499 | 3 | Electricity | 20% Conditioned | Room AC | Heating Only | Electricity Shared Heating | Boiler Baseboards Heating Only, Electricity | 160000-179999 | 100% LED | Occupied | 1960s | Electricity | No | 67.9925 | 369.8557 | 21.6873 | 0 | 575.0054 | 88.5075 | 0 | 89.3867 | 0 | 6650.9549 | 0 | 0 | 1907.8927 | 23.7388 | 0 | 298.0533 | 16.412 | 1661.713 | 0 | 0 | 0 | 389.4915 | 434.0383 | 294.5364 | 0 | 0 | 0 | 0 | 1314.4237 | 0 | 0 | 0 | 0 | 0 | 0 | 0 | 0 | 0 | 0 | 0 | 0 | 0 | 14203.9825 | 14203.9825 | 12889.2657 | 12889.2657 | 0 | 1314.4237 | 0 | 2171.5762 | 0 | 299.6876 | 0 | 5061.9652 | 0 | 299.6876 | 0 | 4405.6347 | 0 | 299.6876 | 0 | 5399.2624 | 0 | 299.6876 | 0 | 2471.2638 | 5361.6528 | 4705.3223 | 5698.95
145607 | 242.131 | 853 | 1 | Standard Efficiency | Electric, 100% Usage | EnergyStar, 100% Usage | Electric, 100% Usage | None | 300-400% | 67 | None | 50 or more Unit | Multifamily with 5+ units, 1-3 stories | Multi-Family with 5+ Units | 750-999 | 0-1499 | 3 | Electricity | 100% Conditioned | Heat Pump | None | Electricity ASHP | None | 60000-69999 | 100% Incandescent | Occupied | 1980s | Electricity | Yes | 67.9925 | 369.8557 | 21.6873 | 651.2039 | 2744.6106 | 0 | 0 | 684.0279 | 2609.7979 | 6888.3424 | 0 | 0 | 1893.8253 | 142.7256 | 0 | 1220.3479 | 16.412 | 1661.713 | 0 | 0 | 0 | 389.4915 | 434.0383 | 0 | 0 | 0 | 0 | 0 | 0 | 0 | 0 | 0 | 0 | 0 | 0 | 0 | 0 | 0 | 0 | 0 | 0 | 0 | 19795.4854 | 19795.4854 | 19795.4854 | 19795.4854 | 0 | 0 | 0 | 3496.158 | 0 | 0 | 0 | 8035.6982 | 0 | 0 | 0 | 7006.6935 | 0 | 0 | 0 | 8411.2563 | 0 | 0 | 0 | 3496.158 | 8035.6982 | 7006.6935 | 8411.2563
145617 | 242.131 | 2152 | 2 | None | Electric, 100% Usage | EnergyStar, 100% Usage | Electric, 100% Usage | 318 Rated kWh, 100% Usage | 400%+ | None | 8 | Single-Family Attached | Single-Family Attached | Single-Family Attached | 2000-2499 | 1500-2499 | 2 | Electricity | 100% Conditioned | Central AC | None | Electricity Electric Furnace | None | 180000-199999 | 100% CFL | Occupied | 1970s | Electricity | Yes | 0 | 369.8557 | 21.6873 | 638.0157 | 3014.529 | 88.5075 | 0 | 56.5627 | 0 | 15016.9616 | 0 | 0 | 1886.7915 | 51.8736 | 0 | 747.0382 | 16.412 | 1932.8037 | 0 | 0 | 0 | 389.4915 | 400.042 | 0 | 0 | 0 | 0 | 0 | 0 | 0 | 0 | 0 | 0 | 0 | 0 | 0 | 0 | 0 | 0 | 0 | 0 | 0 | 24630.865 | 24630.865 | 24630.865 | 24630.865 | 0 | 0 | 0 | 4433.5402 | 0 | 0 | 0 | 10176.0772 | 0 | 0 | 0 | 8863.8345 | 0 | 0 | 0 | 10709.1648 | 0 | 0 | 0 | 4433.5402 | 10176.0772 | 8863.8345 | 10709.1648
145635 | 242.131 | 617 | 1 | Standard Efficiency | Electric, 100% Usage | EnergyStar, 100% Usage | Electric, 100% Usage | None | 200-300% | 18 | None | 10 to 19 Unit | Multifamily with 5+ units, 1-3 stories | Multi-Family with 5+ Units | 500-749 | 0-1499 | 3 | Electricity | 100% Conditioned | Central AC | None | Electricity Electric Furnace | None | 70000-79999 | 100% Incandescent | Occupied | 1970s | Electricity | Yes | 67.9925 | 532.2171 | 31.0655 | 361.3566 | 1696.0023 | 0 | 0 | 143.3118 | 0 | 6247.1029 | 0 | 0 | 2821.3952 | 130.7097 | 0 | 1017.8358 | 16.412 | 1956.8355 | 0 | 0 | 0 | 474.4821 | 434.0383 | 0 | 0 | 0 | 0 | 0 | 0 | 0 | 0 | 0 | 0 | 0 | 0 | 0 | 0 | 0 | 0 | 0 | 0 | 0 | 15930.7572 | 15930.7572 | 15930.7572 | 15930.7572 | 0 | 0 | 0 | 2756.5489 | 0 | 0 | 0 | 6321.3485 | 0 | 0 | 0 | 5520.2482 | 0 | 0 | 0 | 6678.2423 | 0 | 0 | 0 | 2756.5489 | 6321.3485 | 5520.2482 | 6678.2423
145653 | 242.131 | 1220 | 3 | Standard Efficiency | Electric, 100% Usage | EnergyStar, 100% Usage | Electric, 100% Usage | 318 Rated kWh, 100% Usage | 400%+ | None | None | Single-Family Detached | Single-Family Detached | Single-Family Detached | 1000-1499 | 0-1499 | 2 | Fuel Oil | 80% Conditioned | Room AC | None | Fuel Oil Fuel Boiler | None | 70000-79999 | 100% Incandescent | Occupied | <1940 | Electricity | Yes | 81.7668 | 400.042 | 23.4457 | 0 | 3984.3012 | 97.5927 | 0 | 211.0112 | 0 | 0 | 0 | 0 | 2068.4956 | 160.896 | 0 | 1535.3993 | 21.9803 | 2233.2016 | 0 | 0 | 0 | 405.6104 | 434.0383 | 0 | 0 | 24052.6358 | 0 | 0 | 0 | 0 | 0 | 0 | 0 | 0 | 0 | 0 | 0 | 0 | 0 | 0 | 0 | 0 | 35710.4168 | 35710.4168 | 11657.488 | 11657.488 | 24052.6358 | 0 | 0 | 1944.8417 | 7292.7474 | 0 | 0 | 4239.9452 | 7292.7474 | 0 | 0 | 3751.5092 | 7292.7474 | 0 | 0 | 4508.8324 | 7292.7474 | 0 | 0 | 9237.5891 | 11532.6926 | 11044.2566 | 11801.5799
145713 | 242.131 | 1675 | 2 | None | Gas, 100% Usage | EnergyStar, 100% Usage | Electric, 100% Usage | 318 Rated kWh, 100% Usage | 400%+ | None | 7 | Single-Family Attached | Single-Family Attached | Single-Family Attached | 1500-1999 | 1500-2499 | 2 | Natural Gas | 100% Conditioned | Central AC | None | Natural Gas Fuel Furnace | None | 120000-139999 | 100% Incandescent | Occupied | 1990s | Natural Gas | Yes | 0 | 33.117 | 21.6873 | 826.4604 | 3304.3763 | 88.5075 | 0 | 289.8473 | 0 | 0 | 0 | 0 | 0 | 183.7556 | 0 | 1926.0631 | 16.412 | 1859.5359 | 0 | 0 | 0 | 389.4915 | 400.042 | 0 | 0 | 0 | 0 | 439.3135 | 0 | 0 | 0 | 15984.0962 | 0 | 3663.3884 | 0 | 0 | 0 | 0 | 0 | 0 | 0 | 0 | 29425.8008 | 29425.8008 | 9339.0027 | 9339.0027 | 0 | 20086.7981 | 0 | 1564.3739 | 0 | 4579.3928 | 0 | 3377.6937 | 0 | 4579.3928 | 0 | 2997.0898 | 0 | 4579.3928 | 0 | 3565.2174 | 0 | 4579.3928 | 0 | 6143.7667 | 7957.0865 | 7576.4826 | 8144.6102
145719 | 242.131 | 1690 | 3 | Standard Efficiency | Electric, 120% Usage | EnergyStar, 120% Usage | Electric, 120% Usage | None | 200-300% | None | None | Single-Family Detached | Single-Family Detached | Single-Family Detached | 1500-1999 | 1500-2499 | 1 | Natural Gas | None | None | None | Natural Gas Fuel Furnace | None | 40000-44999 | 100% Incandescent | Occupied | 1950s | Natural Gas | Yes | 67.9925 | 480.0504 | 28.1348 | 0 | 0 | 0 | 319.7405 | 544.526 | 0 | 0 | 0 | 0 | 0 | 184.6348 | 0 | 1938.9582 | 21.9803 | 4765.3356 | 0 | 0 | 0 | 486.498 | 863.9735 | 0 | 0 | 0 | 0 | 0 | 0 | 0 | 0 | 21842.2938 | 0 | 5863.4729 | 0 | 0 | 0 | 0 | 0 | 0 | 0 | 0 | 37407.5914 | 37407.5914 | 9701.8247 | 9701.8247 | 0 | 27705.7667 | 0 | 1615.9074 | 0 | 6316.325 | 0 | 3650.0533 | 0 | 6316.325 | 0 | 3203.3301 | 0 | 6316.325 | 0 | 3892.6113 | 0 | 6316.325 | 0 | 7932.2324 | 9966.3783 | 9519.6551 | 10208.9363
145756 | 242.131 | 2663 | 3 | Standard Efficiency | Electric, 100% Usage | EnergyStar, 100% Usage | Electric, 100% Usage | None | 300-400% | None | None | Single-Family Detached | Single-Family Detached | Single-Family Detached | 2500-2999 | 2500-3999 | 1 | Natural Gas | 20% Conditioned | Room AC | None | Natural Gas Fuel Wall/Floor Furnace | None | 50000-59999 | 100% Incandescent | Occupied | <1940 | Natural Gas | Yes | 67.9925 | 400.042 | 23.4457 | 0 | 632.1543 | 0 | 0 | 0 | 0 | 0 | 0 | 0 | 0 | 233.2846 | 0 | 2774.2107 | 21.9803 | 2692.1508 | 0 | 0 | 0 | 405.6104 | 727.1093 | 0 | 0 | 0 | 0 | 0 | 0 | 0 | 0 | 30841.041 | 0 | 3732.8462 | 0 | 0 | 0 | 0 | 0 | 0 | 0 | 0 | 42550.9887 | 42550.9887 | 7977.3945 | 7977.3945 | 0 | 34573.5941 | 0 | 1368.358 | 0 | 7882.0996 | 0 | 3010.9593 | 0 | 7882.0996 | 0 | 2648.842 | 0 | 7882.0996 | 0 | 3226.2211 | 0 | 7882.0996 | 0 | 9250.4576 | 10893.0589 | 10530.9416 | 11108.3207
145844 | 242.131 | 1138 | 2 | Standard Efficiency | Electric, 100% Usage | EnergyStar, 100% Usage | Electric, 100% Usage | 290 Rated kWh, 100% Usage | 150-200% | 12 | None | 10 to 19 Unit | Multifamily with 5+ units, 1-3 stories | Multi-Family with 5+ Units | 1000-1499 | 0-1499 | 3 | Electricity | 100% Conditioned | Central AC | None | Electricity Electric Furnace | None | 25000-29999 | 100% CFL | Occupied | 1980s | Natural Gas | Yes | 67.9925 | 369.8557 | 21.6873 | 298.6394 | 3034.1648 | 82.646 | 0 | 317.396 | 0 | 13658.5772 | 0 | 0 | 0 | 39.2715 | 0 | 468.6206 | 16.412 | 1776.3038 | 0 | 0 | 0 | 389.4915 | 727.1093 | 0 | 0 | 0 | 0 | 0 | 0 | 0 | 0 | 0 | 0 | 3529.748 | 0 | 0 | 0 | 0 | 0 | 0 | 0 | 0 | 24798.2086 | 24798.2086 | 21268.4606 | 21268.4606 | 0 | 3529.748 | 0 | 3741.6086 | 0 | 804.7042 | 0 | 8639.2319 | 0 | 804.7042 | 0 | 7525.1745 | 0 | 804.7042 | 0 | 9103.5236 | 0 | 804.7042 | 0 | 4546.3128 | 9443.936 | 8329.8787 | 9908.2277
145899 | 242.131 | 2663 | 4 | None | Electric, 80% Usage | EnergyStar, 80% Usage | Electric, 80% Usage | 318 Rated kWh, 80% Usage | 300-400% | None | None | Single-Family Detached | Single-Family Detached | Single-Family Detached | 2500-2999 | 2500-3999 | 2 | Electricity | 60% Conditioned | Central AC | None | Electricity Electric Furnace | None | 100000-119999 | 100% CFL | Occupied | 1970s | Electricity | Yes | 0 | 618.673 | 36.0477 | 246.4728 | 2825.2051 | 167.0505 | 319.7405 | 824.1158 | 0 | 35347.5948 | 0 | 0 | 2449.488 | 58.3211 | 24.911 | 887.4192 | 21.9803 | 1818.2129 | 0 | 0 | 0 | 482.6881 | 480.0504 | 0 | 0 | 0 | 0 | 0 | 0 | 1255.8095 | 0 | 0 | 0 | 0 | 0 | 0 | 0 | 0 | 0 | 0 | 0 | 0 | 47863.4879 | 47863.4879 | 46607.6784 | 46607.6784 | 0 | 1255.8095 | 0 | 8271.8783 | 0 | 286.3148 | 0 | 19442.2694 | 0 | 286.3148 | 0 | 16864.3153 | 0 | 286.3148 | 0 | 20466.2057 | 0 | 286.3148 | 0 | 8558.193 | 19728.5842 | 17150.6301 | 20752.5204
145950 | 242.131 | 617 | 1 | Standard Efficiency | Electric, 100% Usage | Standard, 100% Usage | Electric, 100% Usage | None | 0-100% | 8 | None | 5 to 9 Unit | Multifamily with 5+ units, 1-3 stories | Multi-Family with 5+ Units | 500-749 | 0-1499 | 2 | Electricity | 100% Conditioned | Heat Pump | None | Electricity ASHP | None | <10000 | 100% CFL | Occupied | 1960s | Natural Gas | No | 67.9925 | 552.439 | 20.808 | 437.5551 | 1768.0978 | 0 | 0 | 217.4587 | 706.8874 | 2178.3973 | 0 | 0 | 0 | 32.824 | 0 | 325.602 | 16.412 | 1371.2795 | 0 | 0 | 0 | 346.9961 | 434.0383 | 0 | 0 | 0 | 0 | 0 | 0 | 0 | 0 | 0 | 0 | 2985.2219 | 0 | 0 | 0 | 0 | 0 | 0 | 0 | 0 | 11461.7165 | 11461.7165 | 8476.4946 | 8476.4946 | 0 | 2985.2219 | 0 | 1464.1186 | 0 | 680.5487 | 0 | 3325.756 | 0 | 680.5487 | 0 | 2914.7419 | 0 | 680.5487 | 0 | 3469.1234 | 0 | 680.5487 | 0 | 2144.6673 | 4006.3047 | 3595.2906 | 4149.6721
145964 | 242.131 | 1690 | 3 | Standard Efficiency | Electric, 120% Usage | EnergyStar, 120% Usage | Electric, 120% Usage | None | 400%+ | None | None | Single-Family Detached | Single-Family Detached | Single-Family Detached | 1500-1999 | 1500-2499 | 1 | Natural Gas | 100% Conditioned | Central AC | None | Natural Gas Fuel Furnace | None | 80000-99999 | 100% LED | Occupied | 1960s | Natural Gas | Yes | 67.9925 | 629.5167 | 36.6339 | 1017.8358 | 4661.0023 | 0 | 319.7405 | 457.777 | 0 | 0 | 0 | 0 | 0 | 30.7725 | 0 | 473.6028 | 21.9803 | 5394.8523 | 0 | 0 | 0 | 565.6272 | 480.0504 | 0 | 0 | 0 | 0 | 0 | 0 | 0 | 0 | 27150.1039 | 0 | 7703.6661 | 0 | 0 | 0 | 0 | 0 | 0 | 0 | 0 | 49011.4473 | 49011.4473 | 14157.6772 | 14157.6772 | 0 | 34853.7701 | 0 | 2485.2412 | 0 | 7945.9354 | 0 | 5391.8502 | 0 | 7945.9354 | 0 | 4780.6749 | 0 | 7945.9354 | 0 | 5602.3629 | 0 | 7945.9354 | 0 | 10431.1766 | 13337.7857 | 12726.6103 | 13548.2983
145991 | 242.131 | 1220 | 5 | None | Gas, 100% Usage | EnergyStar, 100% Usage | Gas, 100% Usage | None | 400%+ | None | None | Single-Family Detached | Single-Family Detached | Single-Family Detached | 1000-1499 | 0-1499 | 2 | Natural Gas | 100% Conditioned | Central AC | None | Natural Gas Fuel Furnace | None | 120000-139999 | 100% Incandescent | Occupied | 1970s | Natural Gas | Yes | 0 | 58.0281 | 37.8062 | 906.4688 | 3095.4166 | 0 | 0 | 272.5561 | 0 | 0 | 0 | 0 | 0 | 160.896 | 0 | 1535.3993 | 27.2556 | 2862.7182 | 0 | 0 | 0 | 36.927 | 914.0887 | 439.8997 | 0 | 0 | 0 | 770.4838 | 0 | 0 | 0 | 23367.4356 | 0 | 5618.1724 | 0 | 0 | 1080.8461 | 0 | 0 | 0 | 0 | 0 | 41184.6913 | 41184.6913 | 10347.4603 | 10347.4603 | 0 | 30837.2311 | 0 | 1774.9219 | 0 | 7030.2195 | 0 | 3815.1124 | 0 | 7030.2195 | 0 | 3381.6341 | 0 | 7030.2195 | 0 | 4035.3187 | 0 | 7030.2195 | 0 | 8805.1414 | 10845.3319 | 10411.8536 | 11065.5383
146018 | 242.131 | 1202 | 3 | Standard Efficiency | Electric, 100% Usage | Standard, 100% Usage | Electric, 100% Usage | 318 Rated kWh, 100% Usage | 150-200% | None | 90 | Single-Family Attached | Single-Family Attached | Single-Family Attached | 1000-1499 | 0-1499 | 2 | Natural Gas | 20% Conditioned | Room AC | None | Natural Gas Fuel Boiler | None | 15000-19999 | 100% Incandescent | Occupied | <1940 | Natural Gas | Yes | 67.9925 | 552.439 | 20.808 | 0 | 483.8603 | 64.7687 | 0 | 98.765 | 0 | 0 | 0 | 0 | 0 | 160.0168 | 0 | 1519.8666 | 21.9803 | 1655.5585 | 0 | 0 | 0 | 346.9961 | 434.0383 | 276.366 | 0 | 0 | 0 | 0 | 0 | 0 | 0 | 17272.1435 | 0 | 2943.6058 | 0 | 0 | 0 | 0 | 0 | 0 | 0 | 0 | 25918.9124 | 25918.9124 | 5703.4561 | 5703.4561 | 0 | 20215.7493 | 0 | 996.2217 | 0 | 4608.7502 | 0 | 2178.5534 | 0 | 4608.7502 | 0 | 1916.411 | 0 | 4608.7502 | 0 | 2340.3293 | 0 | 4608.7502 | 0 | 5604.972 | 6787.3036 | 6525.1612 | 6949.0796
146148 | 242.131 | 1690 | 3 | None | Electric, 80% Usage | Standard, 80% Usage | Electric, 80% Usage | None | 100-150% | None | None | Single-Family Detached | Single-Family Detached | Single-Family Detached | 1500-1999 | 1500-2499 | 1 | Fuel Oil | 100% Conditioned | Central AC | None | Fuel Oil Fuel Furnace | None | 20000-24999 | 100% CFL | Occupied | 1960s | Electricity | Yes | 0 | 799.791 | 29.8932 | 448.9849 | 2324.0536 | 0 | 319.7405 | 813.2722 | 0 | 0 | 0 | 0 | 1824.3674 | 46.0122 | 24.911 | 620.1384 | 21.9803 | 1348.7131 | 0 | 0 | 0 | 377.1825 | 960.1008 | 0 | 0 | 32690.6125 | 0 | 0 | 0 | 0 | 0 | 0 | 0 | 0 | 0 | 0 | 0 | 0 | 0 | 0 | 0 | 0 | 42650.3397 | 42650.3397 | 9959.7272 | 9959.7272 | 32690.6125 | 0 | 0 | 1671.037 | 9911.7839 | 0 | 0 | 3645.4729 | 9911.7839 | 0 | 0 | 3223.3412 | 9911.7839 | 0 | 0 | 3873.8136 | 9911.7839 | 0 | 0 | 11582.8209 | 13557.2568 | 13135.1251 | 13785.5975
146149 | 242.131 | 1138 | 1 | Standard Efficiency | Electric, 100% Usage | EnergyStar, 100% Usage | Gas, 100% Usage | 318 Rated kWh, 100% Usage | 400%+ | 323 | None | 50 or more Unit | Multifamily with 5+ units, 8+ stories | Multi-Family with 5+ Units | 1000-1499 | 0-1499 | 21 | Natural Gas | None | None | None | Natural Gas Fuel Boiler | None | 80000-99999 | 100% CFL | Occupied | 1950s | Electricity | No | 67.9925 | 369.8557 | 21.6873 | 0 | 0 | 88.5075 | 0 | 85.2837 | 0 | 0 | 0 | 0 | 1953.6118 | 39.2715 | 0 | 468.6206 | 16.412 | 1776.3038 | 0 | 0 | 0 | 26.6695 | 434.0383 | 0 | 0 | 0 | 0 | 0 | 0 | 0 | 0 | 9149.3857 | 0 | 0 | 0 | 0 | 781.0344 | 0 | 0 | 0 | 0 | 0 | 15278.6741 | 15278.6741 | 5348.254 | 5348.254 | 0 | 9930.4201 | 0 | 874.6381 | 0 | 2263.9144 | 0 | 1972.3435 | 0 | 2263.9144 | 0 | 1730.7425 | 0 | 2263.9144 | 0 | 2121.6175 | 0 | 2263.9144 | 0 | 3138.5526 | 4236.2579 | 3994.6569 | 4385.532
146200 | 242.131 | 1202 | 3 | Standard Efficiency, No usage | Electric, 120% Usage | EnergyStar, 120% Usage | Electric, 120% Usage | None | 400%+ | None | 7 | Single-Family Attached | Single-Family Attached | Single-Family Attached | 1000-1499 | 0-1499 | 1 | Electricity | 100% Conditioned | Heat Pump | None | Electricity ASHP | None | 70000-79999 | 100% Incandescent | Vacant | 1990s | Electricity | Yes | 0 | 0 | 0 | 298.0533 | 1201.0052 | 0 | 0 | 204.2705 | 1029.2656 | 1996.4001 | 0 | 0 | 330.8772 | 0 | 0 | 0 | 21.9803 | 0 | 0 | 0 | 0 | 0 | 400.042 | 0 | 0 | 0 | 0 | 0 | 0 | 0 | 0 | 0 | 0 | 0 | 0 | 0 | 0 | 0 | 0 | 0 | 0 | 0 | 5481.8944 | 5481.8944 | 5481.8944 | 5481.8944 | 0 | 0 | 0 | 945.4099 | 0 | 0 | 0 | 2168.7812 | 0 | 0 | 0 | 1891.5532 | 0 | 0 | 0 | 2241.7769 | 0 | 0 | 0 | 945.4099 | 2168.7812 | 1891.5532 | 2241.7769
146294 | 242.131 | 2176 | 3 | Standard Efficiency, No usage | Electric, 120% Usage | Standard, 120% Usage | Electric, 120% Usage | None | 0-100% | None | None | Single-Family Detached | Single-Family Detached | Single-Family Detached | 2000-2499 | 1500-2499 | 1 | Fuel Oil | 20% Conditioned | Room AC | None | Fuel Oil Fuel Furnace | None | 10000-14999 | 100% LED | Vacant | 1950s | Electricity | Yes | 0 | 0 | 0 | 0 | 1109.274 | 0 | 0 | 180.2387 | 0 | 0 | 0 | 0 | 187.2724 | 0 | 0 | 0 | 21.9803 | 0 | 0 | 0 | 0 | 0 | 480.0504 | 0 | 0 | 7253.2159 | 0 | 0 | 0 | 0 | 0 | 0 | 0 | 0 | 0 | 0 | 0 | 0 | 0 | 0 | 0 | 0 | 9232.0318 | 9232.0318 | 1978.5228 | 1978.5228 | 7253.2159 | 0 | 0 | 337.0572 | 2199.2086 | 0 | 0 | 724.3199 | 2199.2086 | 0 | 0 | 644.2182 | 2199.2086 | 0 | 0 | 752.2639 | 2199.2086 | 0 | 0 | 2536.2658 | 2923.5285 | 2843.4268 | 2951.4725
146379 | 242.131 | 1675 | 1 | Standard Efficiency | None | Standard, 100% Usage | Electric, 100% Usage | None | 400%+ | None | 60 | Single-Family Attached | Single-Family Attached | Single-Family Attached | 1500-1999 | 1500-2499 | 1 | Electricity | 100% Conditioned | Central AC | None | Electricity Electric Furnace | None | 180000-199999 | 100% CFL | Occupied | 2000s | Electricity | Yes | 67.9925 | 0 | 26.3764 | 429.6422 | 2447.1434 | 0 | 0 | 133.3473 | 0 | 6472.4746 | 0 | 0 | 2067.3233 | 46.0122 | 0 | 616.0354 | 16.412 | 1859.5359 | 0 | 0 | 0 | 389.4915 | 868.0765 | 337.3248 | 0 | 0 | 0 | 0 | 0 | 0 | 0 | 0 | 0 | 0 | 0 | 0 | 0 | 0 | 0 | 0 | 0 | 0 | 15776.8949 | 15776.8949 | 15776.8949 | 15776.8949 | 0 | 0 | 0 | 2757.6389 | 0 | 0 | 0 | 6274.9932 | 0 | 0 | 0 | 5484.6303 | 0 | 0 | 0 | 6619.7611 | 0 | 0 | 0 | 2757.6389 | 6274.9932 | 5484.6303 | 6619.7611
146475 | 242.131 | 1202 | 3 | Standard Efficiency, No usage | Electric, 80% Usage | Standard, 80% Usage | Electric, 80% Usage | None | 100-150% | None | 20 | Single-Family Attached | Single-Family Attached | Single-Family Attached | 1000-1499 | 0-1499 | 1 | Electricity | 100% Conditioned | Heat Pump | None | Electricity ASHP | None | 35000-39999 | 100% CFL | Vacant | 1980s | Electricity | Yes | 0 | 0 | 0 | 408.5411 | 1931.0453 | 0 | 0 | 135.1058 | 138.0365 | 1652.6278 | 0 | 0 | 359.0121 | 0 | 0 | 0 | 21.9803 | 0 | 0 | 0 | 0 | 0 | 480.0504 | 0 | 0 | 0 | 0 | 0 | 0 | 0 | 0 | 0 | 0 | 0 | 0 | 0 | 0 | 0 | 0 | 0 | 0 | 0 | 5126.3992 | 5126.3992 | 5126.3992 | 5126.3992 | 0 | 0 | 0 | 1054.5487 | 0 | 0 | 0 | 2326.952 | 0 | 0 | 0 | 2044.6338 | 0 | 0 | 0 | 2324.46 | 0 | 0 | 0 | 1054.5487 | 2326.952 | 2044.6338 | 2324.46
146483 | 242.131 | 2176 | 4 | None | Electric, 100% Usage | EnergyStar, 100% Usage | Electric, 100% Usage | None | 400%+ | None | None | Single-Family Detached | Single-Family Detached | Single-Family Detached | 2000-2499 | 1500-2499 | 1 | Electricity | 100% Conditioned | Central AC | None | Electricity Electric Furnace | None | 200000+ | 100% LED | Occupied | 1990s | Natural Gas | Yes | 0 | 400.042 | 23.4457 | 748.2104 | 4752.1474 | 0 | 319.7405 | 491.7733 | 0 | 21034.883 | 0 | 0 | 0 | 34.8755 | 16.7051 | 575.5916 | 21.9803 | 2537.1163 | 0 | 0 | 0 | 405.6104 | 434.0383 | 0 | 0 | 0 | 0 | 0 | 0 | 0 | 0 | 0 | 0 | 3811.0962 | 0 | 0 | 0 | 0 | 0 | 0 | 0 | 0 | 35607.2558 | 35607.2558 | 31796.1596 | 31796.1596 | 0 | 3811.0962 | 0 | 5735.0645 | 0 | 868.8448 | 0 | 13182.1259 | 0 | 868.8448 | 0 | 11481.5678 | 0 | 868.8448 | 0 | 13843.2454 | 0 | 868.8448 | 0 | 6603.9094 | 14050.9708 | 12350.4126 | 14712.0903
146595 | 242.131 | 1138 | 2 | Standard Efficiency, No usage | Electric, 120% Usage | EnergyStar, 120% Usage | Electric, 120% Usage | None | 0-100% | 20 | None | 20 to 49 Unit | Multifamily with 5+ units, 1-3 stories | Multi-Family with 5+ Units | 1000-1499 | 0-1499 | 2 | Electricity | 100% Conditioned | Heat Pump | None | Electricity ASHP | None | <10000 | 100% Incandescent | Vacant | 2000s | Electricity | No | 0 | 0 | 0 | 179.3595 | 720.3687 | 0 | 0 | 18.4635 | 6.1545 | 314.4653 | 0 | 0 | 347.5823 | 0 | 0 | 0 | 16.412 | 0 | 0 | 0 | 0 | 0 | 400.042 | 0 | 0 | 0 | 0 | 0 | 0 | 0 | 0 | 0 | 0 | 0 | 0 | 0 | 0 | 0 | 0 | 0 | 0 | 0 | 2002.8477 | 2002.8477 | 2002.8477 | 2002.8477 | 0 | 0 | 0 | 377.8987 | 0 | 0 | 0 | 835.631 | 0 | 0 | 0 | 737.7403 | 0 | 0 | 0 | 835.1602 | 0 | 0 | 0 | 377.8987 | 835.631 | 737.7403 | 835.1602
146676 | 242.131 | 2176 | 4 | Standard Efficiency | Gas, 80% Usage | Standard, 80% Usage | Electric, 80% Usage | None | 400%+ | None | None | Single-Family Detached | Single-Family Detached | Single-Family Detached | 2000-2499 | 1500-2499 | 2 | Natural Gas | None | None | None | Natural Gas Fuel Boiler | None | 200000+ | 100% Incandescent | Occupied | <1940 | Natural Gas | Yes | 67.9925 | 122.5037 | 51.2874 | 0 | 0 | 0 | 319.7405 | 160.6029 | 0 | 0 | 0 | 0 | 0 | 208.6666 | 0 | 2355.9983 | 21.9803 | 1898.2213 | 0 | 0 | 0 | 535.4408 | 434.0383 | 0 | 0 | 0 | 0 | 1625.6652 | 0 | 0 | 0 | 60894.8931 | 0 | 4726.9433 | 0 | 0 | 0 | 0 | 0 | 0 | 0 | 0 | 73423.3882 | 73423.3882 | 6176.1797 | 6176.1797 | 0 | 67247.5016 | 0 | 1060.0853 | 0 | 15331.0248 | 0 | 2357.9428 | 0 | 15331.0248 | 0 | 2069.8962 | 0 | 15331.0248 | 0 | 2530.5542 | 0 | 15331.0248 | 0 | 16391.11 | 17688.9675 | 17400.921 | 17861.5789
146730 | 242.131 | 617 | 1 | Standard Efficiency | Electric, 80% Usage | EnergyStar, 80% Usage | Electric, 80% Usage | None | 0-100% | 7 | None | 5 to 9 Unit | Multifamily with 5+ units, 4-7 stories | Multi-Family with 5+ Units | 500-749 | 0-1499 | 4 | Electricity | 100% Conditioned | Room AC | None | Electricity Baseboard | None | <10000 | 100% Incandescent | Occupied | <1940 | Electricity | No | 67.9925 | 231.8192 | 13.4813 | 0 | 1903.7897 | 0 | 0 | 0 | 0 | 8219.1782 | 0 | 0 | 830.2703 | 130.7097 | 0 | 1017.8358 | 16.412 | 685.7863 | 0 | 0 | 0 | 277.5383 | 434.0383 | 245.8866 | 0 | 0 | 0 | 0 | 0 | 0 | 0 | 0 | 0 | 0 | 0 | 0 | 0 | 0 | 0 | 0 | 0 | 0 | 14074.7381 | 14074.7381 | 14074.7381 | 14074.7381 | 0 | 0 | 0 | 2646.2316 | 0 | 0 | 0 | 5942.8634 | 0 | 0 | 0 | 5315.6363 | 0 | 0 | 0 | 6492.8904 | 0 | 0 | 0 | 2646.2316 | 5942.8634 | 5315.6363 | 6492.8904
146752 | 242.131 | 853 | 2 | Standard Efficiency | None | EnergyStar, 120% Usage | None | 318 Rated kWh, 120% Usage | 200-300% | 116 | None | 50 or more Unit | Multifamily with 5+ units, 1-3 stories | Multi-Family with 5+ Units | 750-999 | 0-1499 | 2 | None | 40% Conditioned | Room AC | None | None | None | 50000-59999 | 100% Incandescent | Occupied | 1960s | Natural Gas | Yes | 67.9925 | 0 | 37.22 | 0 | 1249.9481 | 163.8267 | 0 | 0 | 0 | 0 | 0 | 0 | 0 | 142.7256 | 0 | 1220.3479 | 16.412 | 4103.8742 | 0 | 0 | 0 | 0 | 434.0383 | 0 | 0 | 0 | 0 | 0 | 0 | 0 | 0 | 0 | 0 | 7302.7449 | 0 | 0 | 0 | 0 | 0 | 0 | 0 | 0 | 14739.4233 | 14739.4233 | 7436.3853 | 7436.3853 | 0 | 7302.7449 | 0 | 1286.163 | 0 | 1664.8985 | 0 | 2838.5969 | 0 | 1664.8985 | 0 | 2500.8929 | 0 | 1664.8985 | 0 | 3004.3799 | 0 | 1664.8985 | 0 | 2951.0615 | 4503.4955 | 4165.7914 | 4669.2785
146791 | 242.131 | 633 | 3 | Standard Efficiency | Electric, 100% Usage | Standard, 100% Usage | Electric, 100% Usage | 318 Rated kWh, 100% Usage | 0-100% | None | None | Single-Family Detached | Single-Family Detached | Single-Family Detached | 500-749 | 0-1499 | 1 | Electricity | 100% Conditioned | Heat Pump | None | Electricity ASHP | None | <10000 | 100% CFL | Occupied | 1970s | Natural Gas | Yes | 67.9925 | 1237.053 | 46.3052 | 613.9839 | 2204.7737 | 171.7396 | 319.7405 | 235.6291 | 578.2292 | 3193.3024 | 0 | 0 | 0 | 32.824 | 0 | 329.998 | 21.9803 | 2676.0319 | 0 | 0 | 0 | 537.1993 | 914.0887 | 0 | 0 | 0 | 0 | 0 | 0 | 0 | 0 | 0 | 0 | 6384.5533 | 0 | 0 | 0 | 0 | 0 | 0 | 0 | 0 | 19565.4246 | 19565.4246 | 13180.8714 | 13180.8714 | 0 | 6384.5533 | 0 | 2276.5887 | 0 | 1455.5394 | 0 | 5146.5493 | 0 | 1455.5394 | 0 | 4512.2734 | 0 | 1455.5394 | 0 | 5396.2909 | 0 | 1455.5394 | 0 | 3732.1281 | 6602.0887 | 5967.8128 | 6851.8303
146849 | 242.131 | 1220 | 3 | Standard Efficiency | Electric, 120% Usage | EnergyStar, 120% Usage | Electric, 120% Usage | None | 200-300% | None | None | Single-Family Detached | Single-Family Detached | Single-Family Detached | 1000-1499 | 0-1499 | 1 | Electricity | 100% Conditioned | Heat Pump | None | Electricity ASHP | None | 40000-44999 | 100% LED | Occupied | <1940 | Electricity | Yes | 67.9925 | 480.0504 | 28.1348 | 831.7357 | 3186.5617 | 0 | 319.7405 | 577.0569 | 2117.7316 | 5685.8718 | 0 | 0 | 4167.7637 | 26.9625 | 0 | 375.131 | 21.9803 | 4466.4031 | 0 | 0 | 0 | 486.498 | 434.0383 | 0 | 0 | 0 | 0 | 0 | 0 | 0 | 0 | 0 | 0 | 0 | 0 | 0 | 0 | 0 | 0 | 0 | 0 | 0 | 23273.6529 | 23273.6529 | 23273.6529 | 23273.6529 | 0 | 0 | 0 | 4202.1323 | 0 | 0 | 0 | 9486.4054 | 0 | 0 | 0 | 8295.7962 | 0 | 0 | 0 | 9908.8147 | 0 | 0 | 0 | 4202.1323 | 9486.4054 | 8295.7962 | 9908.8147
146888 | 242.131 | 853 | 2 | None | Electric, 80% Usage | EnergyStar, 80% Usage | Electric, 80% Usage | 318 Rated kWh, 80% Usage | 300-400% | 43 | None | 20 to 49 Unit | Multifamily with 5+ units, 4-7 stories | Multi-Family with 5+ Units | 750-999 | 0-1499 | 4 | Electricity | None | None | None | Electricity Electric Furnace | None | 100000-119999 | 100% CFL | Occupied | 1950s | Electricity | No | 0 | 552.732 | 32.2378 | 0 | 0 | 147.4147 | 0 | 128.9513 | 0 | 5539.3363 | 0 | 0 | 2163.7437 | 35.7547 | 0 | 390.3707 | 16.412 | 1221.2271 | 0 | 0 | 0 | 447.5195 | 434.0383 | 0 | 0 | 0 | 0 | 0 | 0 | 0 | 0 | 0 | 0 | 0 | 0 | 0 | 0 | 0 | 0 | 0 | 0 | 0 | 11109.7381 | 11109.7381 | 11109.7381 | 11109.7381 | 0 | 0 | 0 | 1935.6156 | 0 | 0 | 0 | 4517.7868 | 0 | 0 | 0 | 3922.3638 | 0 | 0 | 0 | 4784.3358 | 0 | 0 | 0 | 1935.6156 | 4517.7868 | 3922.3638 | 4784.3358
147068 | 242.131 | 8194 | 4 | Standard Efficiency | Electric, 120% Usage | Standard, 120% Usage | Electric, 120% Usage | 290 Rated kWh, 120% Usage | 300-400% | None | None | Single-Family Detached | Single-Family Detached | Single-Family Detached | 4000+ | 4000+ | 2 | Electricity | 60% Conditioned | Central AC | None | Electricity Electric Furnace | None | 80000-99999 | 100% Incandescent | Occupied | 1970s | Electricity | Yes | 67.9925 | 1484.405 | 55.6835 | 1320.8713 | 7854.0116 | 192.5477 | 0 | 984.7188 | 0 | 47777.9112 | 0 | 0 | 7463.6409 | 509.6506 | 99.9372 | 7521.9621 | 21.9803 | 10161.0671 | 0 | 0 | 0 | 644.7564 | 1790.0781 | 0 | 0 | 0 | 0 | 0 | 0 | 0 | 0 | 0 | 0 | 0 | 0 | 0 | 0 | 0 | 0 | 0 | 0 | 0 | 87950.9212 | 87950.9212 | 87950.9212 | 87950.9212 | 0 | 0 | 0 | 15917.1582 | 0 | 0 | 0 | 36526.0862 | 0 | 0 | 0 | 31804.5997 | 0 | 0 | 0 | 38437.6851 | 0 | 0 | 0 | 15917.1582 | 36526.0862 | 31804.5997 | 38437.6851
147093 | 242.131 | 1675 | 3 | Standard Efficiency | Electric, 100% Usage | EnergyStar, 100% Usage | Electric, 100% Usage | None | 400%+ | None | 8 | Single-Family Attached | Single-Family Attached | Single-Family Attached | 1500-1999 | 1500-2499 | 2 | Natural Gas | 100% Conditioned | Central AC | None | Natural Gas Fuel Furnace | None | 70000-79999 | 100% LED | Occupied | 1940s | Natural Gas | Yes | 67.9925 | 369.8557 | 21.6873 | 419.0916 | 2610.0909 | 0 | 0 | 188.1516 | 0 | 0 | 0 | 0 | 0 | 30.4794 | 0 | 470.6721 | 21.9803 | 1859.5359 | 0 | 0 | 0 | 389.4915 | 434.0383 | 0 | 0 | 0 | 0 | 0 | 0 | 0 | 0 | 7936.9507 | 0 | 3669.5429 | 0 | 0 | 0 | 0 | 0 | 0 | 0 | 0 | 18489.5607 | 18489.5607 | 6883.0672 | 6883.0672 | 0 | 11606.4936 | 0 | 1190.9018 | 0 | 2646.0338 | 0 | 2576.2572 | 0 | 2646.0338 | 0 | 2284.7257 | 0 | 2646.0338 | 0 | 2689.4775 | 0 | 2646.0338 | 0 | 3836.9356 | 5222.2911 | 4930.7595 | 5335.5113
147181 | 242.131 | 853 | 1 | Standard Efficiency, No usage | None | None | Electric, 100% Usage | None | 400%+ | 7 | None | 5 to 9 Unit | Multifamily with 5+ units, 1-3 stories | Multi-Family with 5+ Units | 750-999 | 0-1499 | 2 | Electricity | 100% Conditioned | Central AC | None | Electricity Electric Furnace | None | 80000-99999 | 100% Incandescent | Vacant | 1970s | Electricity | No | 0 | 0 | 0 | 254.0926 | 1596.065 | 0 | 0 | 5.5684 | 0 | 236.5084 | 0 | 0 | 376.0102 | 0 | 0 | 0 | 16.412 | 0 | 0 | 0 | 0 | 0 | 434.0383 | 0 | 0 | 0 | 0 | 0 | 0 | 0 | 0 | 0 | 0 | 0 | 0 | 0 | 0 | 0 | 0 | 0 | 0 | 0 | 2918.4017 | 2918.4017 | 2918.4017 | 2918.4017 | 0 | 0 | 0 | 508.7741 | 0 | 0 | 0 | 1114.3875 | 0 | 0 | 0 | 987.613 | 0 | 0 | 0 | 1139.2263 | 0 | 0 | 0 | 508.7741 | 1114.3875 | 987.613 | 1139.2263
147250 | 242.131 | 328 | 1 | Standard Efficiency | Electric, 100% Usage | EnergyStar, 100% Usage | Electric, 100% Usage | 290 Rated kWh, 100% Usage | 300-400% | None | None | Single-Family Detached | Single-Family Detached | Single-Family Detached | 0-499 | 0-1499 | 1 | Electricity | 100% Conditioned | Heat Pump | None | Electricity ASHP | None | 60000-69999 | 100% Incandescent | Occupied | 1950s | Natural Gas | Yes | 67.9925 | 400.042 | 23.4457 | 276.0729 | 746.1589 | 91.1451 | 0 | 160.6029 | 594.0551 | 2257.5265 | 0 | 0 | 0 | 116.3492 | 0 | 769.6046 | 16.412 | 1949.5088 | 0 | 0 | 0 | 405.6104 | 434.0383 | 0 | 0 | 0 | 0 | 0 | 1253.465 | 0 | 0 | 0 | 0 | 3373.248 | 377.1825 | 0 | 0 | 0 | 0 | 0 | 0 | 0 | 13312.4603 | 13312.4603 | 8308.5648 | 8308.5648 | 0 | 5003.8954 | 0 | 1534.664 | 0 | 1140.7726 | 0 | 3392.46 | 0 | 1140.7726 | 0 | 3066.9684 | 0 | 1140.7726 | 0 | 3708.6211 | 0 | 1140.7726 | 0 | 2675.4366 | 4533.2325 | 4207.741 | 4849.3937
147276 | 242.131 | 1675 | 3 | Standard Efficiency | Electric, 80% Usage | EnergyStar, 80% Usage | Electric, 80% Usage | 318 Rated kWh, 80% Usage | 150-200% | None | 12 | Single-Family Attached | Single-Family Attached | Single-Family Attached | 1500-1999 | 1500-2499 | 2 | Natural Gas | 40% Conditioned | Room AC | None | Natural Gas Fuel Boiler | None | 30000-34999 | 100% CFL | Occupied | <1940 | Natural Gas | Yes | 67.9925 | 296.0018 | 17.2912 | 0 | 1313.5445 | 70.9232 | 0 | 134.2266 | 0 | 0 | 0 | 0 | 0 | 46.0122 | 0 | 616.0354 | 21.9803 | 929.6214 | 0 | 0 | 0 | 311.5345 | 960.1008 | 0 | 0 | 0 | 0 | 0 | 0 | 0 | 0 | 27682.0279 | 0 | 2559.9758 | 0 | 0 | 0 | 0 | 0 | 0 | 0 | 0 | 35027.2681 | 35027.2681 | 4784.9714 | 4784.9714 | 0 | 30242.2968 | 0 | 813.4789 | 0 | 6894.5872 | 0 | 1759.0162 | 0 | 6894.5872 | 0 | 1556.6669 | 0 | 6894.5872 | 0 | 1871.0173 | 0 | 6894.5872 | 0 | 7708.0661 | 8653.6035 | 8451.2541 | 8765.6045
147332 | 242.131 | 2176 | 3 | None | Electric, 100% Usage | EnergyStar, 100% Usage | Electric, 100% Usage | 290 Rated kWh, 100% Usage | 0-100% | None | None | Single-Family Detached | Single-Family Detached | Single-Family Detached | 2000-2499 | 1500-2499 | 2 | Electricity | 100% Conditioned | Heat Pump | None | Electricity ASHP | None | <10000 | 100% CFL | Occupied | 2000s | Electricity | Yes | 0 | 524.5972 | 30.7725 | 1018.1289 | 4956.4179 | 125.7275 | 319.7405 | 303.6216 | 1358.3844 | 5393.3869 | 0 | 0 | 2886.1639 | 52.1667 | 24.911 | 753.7788 | 21.9803 | 2851.8746 | 0 | 0 | 0 | 471.2583 | 914.0887 | 0 | 0 | 0 | 0 | 0 | 0 | 0 | 0 | 0 | 0 | 0 | 0 | 0 | 0 | 0 | 0 | 0 | 0 | 0 | 22006.9997 | 22006.9997 | 22006.9997 | 22006.9997 | 0 | 0 | 0 | 3728.253 | 0 | 0 | 0 | 8474.2957 | 0 | 0 | 0 | 7430.6536 | 0 | 0 | 0 | 8889.0878 | 0 | 0 | 0 | 3728.253 | 8474.2957 | 7430.6536 | 8889.0878
147352 | 242.131 | 3301 | 4 | Standard Efficiency | Electric, 100% Usage | EnergyStar, 100% Usage | Electric, 100% Usage | None | 400%+ | None | None | Single-Family Detached | Single-Family Detached | Single-Family Detached | 3000-3999 | 2500-3999 | 1 | Natural Gas | 100% Conditioned | Central AC | None | Natural Gas Fuel Boiler | None | 200000+ | 100% CFL | Occupied | 1950s | Natural Gas | Yes | 67.9925 | 400.042 | 23.4457 | 1424.6185 | 5838.2688 | 0 | 0 | 120.1591 | 0 | 0 | 0 | 0 | 0 | 66.2341 | 24.911 | 1062.6757 | 21.9803 | 2894.956 | 0 | 0 | 0 | 405.6104 | 434.0383 | 435.5036 | 0 | 0 | 0 | 0 | 0 | 0 | 0 | 45418.396 | 0 | 3574.8809 | 0 | 0 | 0 | 0 | 0 | 0 | 0 | 0 | 62213.7129 | 62213.7129 | 13220.436 | 13220.436 | 0 | 48993.2769 | 0 | 2354.3013 | 0 | 11169.4817 | 0 | 4961.7617 | 0 | 11169.4817 | 0 | 4417.7438 | 0 | 11169.4817 | 0 | 5168.5667 | 0 | 11169.4817 | 0 | 13523.783 | 16131.2433 | 15587.2255 | 16338.0484
147353 | 242.131 | 853 | 2 | Standard Efficiency | Electric, 100% Usage | EnergyStar, 100% Usage | Electric, 100% Usage | None | 200-300% | 67 | None | 50 or more Unit | Multifamily with 5+ units, 1-3 stories | Multi-Family with 5+ Units | 750-999 | 0-1499 | 3 | Electricity | 40% Conditioned | Room AC | None | Electricity Electric Furnace | None | 45000-49999 | 100% Incandescent | Occupied | 2010s | Electricity | Yes | 67.9925 | 450.1572 | 26.3764 | 0 | 511.7021 | 0 | 0 | 50.9944 | 0 | 2164.916 | 0 | 0 | 2404.062 | 142.7256 | 0 | 1220.3479 | 16.412 | 1856.8983 | 0 | 0 | 0 | 431.9868 | 434.0383 | 0 | 0 | 0 | 0 | 0 | 0 | 0 | 0 | 0 | 0 | 0 | 0 | 0 | 0 | 0 | 0 | 0 | 0 | 0 | 9778.3163 | 9778.3163 | 9778.3163 | 9778.3163 | 0 | 0 | 0 | 1613.5492 | 0 | 0 | 0 | 3703.6189 | 0 | 0 | 0 | 3239.7059 | 0 | 0 | 0 | 3949.084 | 0 | 0 | 0 | 1613.5492 | 3703.6189 | 3239.7059 | 3949.084
147378 | 242.131 | 866 | 3 | None | Electric, 80% Usage | EnergyStar, 80% Usage | Electric, 80% Usage | 290 Rated kWh, 80% Usage | 200-300% | None | 10 | Single-Family Attached | Single-Family Attached | Single-Family Attached | 750-999 | 0-1499 | 1 | Electricity | 100% Conditioned | Heat Pump | None | Electricity ASHP | None | 30000-34999 | 100% LED | Occupied | 1950s | Electricity | Yes | 0 | 231.8192 | 13.4813 | 342.0139 | 1303.287 | 48.3567 | 0 | 354.9091 | 1397.3629 | 4607.6634 | 0 | 0 | 857.2329 | 23.7388 | 0 | 300.984 | 21.9803 | 802.1355 | 0 | 0 | 0 | 277.5383 | 400.042 | 0 | 0 | 0 | 0 | 0 | 0 | 0 | 0 | 0 | 0 | 0 | 0 | 0 | 0 | 0 | 0 | 0 | 0 | 0 | 10982.5453 | 10982.5453 | 10982.5453 | 10982.5453 | 0 | 0 | 0 | 1946.0628 | 0 | 0 | 0 | 4468.9599 | 0 | 0 | 0 | 3895.024 | 0 | 0 | 0 | 4693.9185 | 0 | 0 | 0 | 1946.0628 | 4468.9599 | 3895.024 | 4693.9185
147388 | 242.131 | 1675 | 3 | Standard Efficiency | Electric, 80% Usage | EnergyStar, 80% Usage | Electric, 80% Usage | 318 Rated kWh, 80% Usage | 400%+ | None | 5 | Single-Family Attached | Single-Family Attached | Single-Family Attached | 1500-1999 | 1500-2499 | 1 | Electricity | 100% Conditioned | Heat Pump | None | Electricity ASHP | None | 180000-199999 | 100% LED | Occupied | 1980s | Electricity | Yes | 67.9925 | 231.8192 | 13.4813 | 1062.3826 | 4279.1307 | 51.5805 | 0 | 245.5936 | 222.1479 | 2443.0404 | 0 | 0 | 894.746 | 30.4794 | 0 | 470.6721 | 21.9803 | 864.2666 | 0 | 0 | 0 | 277.5383 | 434.0383 | 0 | 0 | 0 | 0 | 0 | 0 | 0 | 0 | 0 | 0 | 0 | 0 | 0 | 0 | 0 | 0 | 0 | 0 | 0 | 11611.1827 | 11611.1827 | 11611.1827 | 11611.1827 | 0 | 0 | 0 | 2067.8265 | 0 | 0 | 0 | 4539.3565 | 0 | 0 | 0 | 4003.7691 | 0 | 0 | 0 | 4706.8468 | 0 | 0 | 0 | 2067.8265 | 4539.3565 | 4003.7691 | 4706.8468
147399 | 242.131 | 1220 | 2 | Standard Efficiency | Electric, 120% Usage | EnergyStar, 120% Usage | Electric, 120% Usage | 290 Rated kWh, 120% Usage | 300-400% | None | None | Single-Family Detached | Single-Family Detached | Single-Family Detached | 1000-1499 | 0-1499 | 1 | Natural Gas | 40% Conditioned | Room AC | None | Natural Gas Fuel Furnace | None | 40000-44999 | 100% Incandescent | Occupied | 1960s | Natural Gas | Yes | 67.9925 | 330.8772 | 19.3427 | 0 | 1430.4799 | 67.6994 | 319.7405 | 206.322 | 0 | 0 | 0 | 0 | 0 | 160.896 | 0 | 1535.3993 | 16.412 | 3836.8864 | 0 | 0 | 0 | 407.3688 | 434.0383 | 0 | 0 | 0 | 0 | 0 | 0 | 0 | 0 | 9518.6553 | 0 | 3737.2423 | 0 | 0 | 0 | 0 | 0 | 0 | 0 | 0 | 22089.9388 | 22089.9388 | 8834.0413 | 8834.0413 | 0 | 13255.6045 | 0 | 1486.273 | 0 | 3022.036 | 0 | 3301.5959 | 0 | 3022.036 | 0 | 2909.1695 | 0 | 3022.036 | 0 | 3501.0872 | 0 | 3022.036 | 0 | 4508.309 | 6323.6319 | 5931.2056 | 6523.1232
147414 | 242.131 | 866 | 1 | Standard Efficiency | Electric, 80% Usage | EnergyStar, 80% Usage | Electric, 80% Usage | None | 300-400% | None | 12 | Single-Family Attached | Single-Family Attached | Single-Family Attached | 750-999 | 0-1499 | 1 | Electricity | 100% Conditioned | Central AC | None | Electricity Electric Furnace | None | 60000-69999 | 100% CFL | Occupied | 1960s | Natural Gas | Yes | 67.9925 | 360.1843 | 21.1011 | 410.8856 | 2475.2783 | 0 | 0 | 38.3923 | 0 | 4872.8927 | 0 | 0 | 0 | 35.7547 | 0 | 393.8875 | 16.412 | 933.1383 | 0 | 0 | 0 | 344.6516 | 1160.8545 | 0 | 0 | 0 | 0 | 0 | 0 | 728.5747 | 0 | 0 | 0 | 2871.5103 | 0 | 0 | 0 | 0 | 0 | 0 | 0 | 0 | 14731.8035 | 14731.8035 | 11132.0115 | 11132.0115 | 0 | 3600.085 | 0 | 1969.3969 | 0 | 820.7182 | 0 | 4453.6021 | 0 | 820.7182 | 0 | 3899.0038 | 0 | 820.7182 | 0 | 4667.8461 | 0 | 820.7182 | 0 | 2790.1152 | 5274.3204 | 4719.722 | 5488.5643
147492 | 242.131 | 2663 | 4 | Standard Efficiency | Gas, 100% Usage | Standard, 100% Usage | Electric, 100% Usage | None | 400%+ | None | None | Single-Family Detached | Single-Family Detached | Single-Family Detached | 2500-2999 | 2500-3999 | 2 | Natural Gas | 60% Conditioned | Room AC | None | Natural Gas Fuel Wall/Floor Furnace | None | 100000-119999 | 100% CFL | Occupied | <1940 | Natural Gas | Yes | 67.9925 | 68.2856 | 28.4279 | 0 | 2169.3121 | 0 | 319.7405 | 0 | 0 | 0 | 0 | 0 | 0 | 58.3211 | 24.911 | 887.4192 | 21.9803 | 2692.1508 | 0 | 0 | 0 | 405.6104 | 434.0383 | 0 | 0 | 0 | 0 | 905.8827 | 0 | 0 | 0 | 73890.8366 | 0 | 3938.5821 | 0 | 0 | 0 | 0 | 0 | 0 | 0 | 0 | 85913.198 | 85913.198 | 7178.1897 | 7178.1897 | 0 | 78735.0083 | 0 | 1221.0793 | 0 | 17949.9582 | 0 | 2630.5337 | 0 | 17949.9582 | 0 | 2333.593 | 0 | 17949.9582 | 0 | 2784.5069 | 0 | 17949.9582 | 0 | 19171.0375 | 20580.4919 | 20283.5513 | 20734.4652
147521 | 242.131 | 1220 | 3 | None | Electric, 100% Usage | EnergyStar, 100% Usage | Electric, 100% Usage | None | 0-100% | None | None | Single-Family Detached | Single-Family Detached | Single-Family Detached | 1000-1499 | 0-1499 | 1 | Electricity | 100% Conditioned | Heat Pump | None | Electricity ASHP | None | <10000 | 100% LED | Occupied | 1970s | Electricity | Yes | 0 | 275.7799 | 16.1189 | 380.9924 | 1559.1381 | 0 | 319.7405 | 490.601 | 2821.1021 | 5343.2717 | 0 | 0 | 1146.494 | 26.9625 | 0 | 375.131 | 21.9803 | 1918.4432 | 0 | 0 | 0 | 339.6694 | 434.0383 | 0 | 0 | 0 | 0 | 0 | 0 | 0 | 0 | 0 | 0 | 0 | 0 | 0 | 0 | 0 | 0 | 0 | 0 | 0 | 15469.1703 | 15469.1703 | 15469.1703 | 15469.1703 | 0 | 0 | 0 | 2809.0653 | 0 | 0 | 0 | 6445.6265 | 0 | 0 | 0 | 5614.7546 | 0 | 0 | 0 | 6737.3544 | 0 | 0 | 0 | 2809.0653 | 6445.6265 | 5614.7546 | 6737.3544
147590 | 242.131 | 1202 | 2 | Standard Efficiency | Gas, 80% Usage | EnergyStar, 80% Usage | Electric, 80% Usage | 290 Rated kWh, 80% Usage | 400%+ | None | 6 | Single-Family Attached | Single-Family Attached | Single-Family Attached | 1000-1499 | 0-1499 | 1 | Natural Gas | 100% Conditioned | Central AC | None | Natural Gas Fuel Furnace | None | 100000-119999 | 100% Incandescent | Occupied | 2000s | Natural Gas | Yes | 67.9925 | 26.3764 | 17.2912 | 628.3444 | 2132.092 | 66.2341 | 319.7405 | 136.5711 | 0 | 0 | 0 | 0 | 0 | 160.0168 | 0 | 1519.8666 | 16.412 | 893.2806 | 0 | 0 | 0 | 311.5345 | 400.042 | 0 | 0 | 0 | 0 | 351.3922 | 0 | 0 | 0 | 7681.3927 | 0 | 2646.4318 | 0 | 0 | 0 | 0 | 0 | 0 | 0 | 0 | 17375.5976 | 17375.5976 | 6696.0878 | 6696.0878 | 0 | 10679.5098 | 0 | 1171.1274 | 0 | 2434.697 | 0 | 2523.0527 | 0 | 2434.697 | 0 | 2234.1044 | 0 | 2434.697 | 0 | 2663.0871 | 0 | 2434.697 | 0 | 3605.8244 | 4957.7496 | 4668.8013 | 5097.784
147618 | 242.131 | 1623 | 1 | Standard Efficiency, No usage | Electric, 100% Usage | Standard, 100% Usage | Electric, 100% Usage | None | 400%+ | 5 | None | 5 to 9 Unit | Multifamily with 5+ units, 1-3 stories | Multi-Family with 5+ Units | 1500-1999 | 1500-2499 | 1 | Electricity | 100% Conditioned | Central AC | Heating and Cooling | Electricity Shared Heating | Fan Coil Heating and Cooling, Electricity | 100000-119999 | 100% LED | Vacant | 1970s | Electricity | Yes | 0 | 0 | 0 | 19.0496 | 1698.6399 | 0 | 0 | 90.2659 | 0 | 3438.6029 | 0 | 0 | 357.2536 | 0 | 0 | 0 | 16.412 | 0 | 0 | 0 | 0 | 0 | 434.0383 | 0 | 0 | 0 | 0 | 0 | 0 | 0 | 0 | 0 | 0 | 0 | 0 | 0 | 0 | 0 | 0 | 0 | 0 | 0 | 6054.2622 | 6054.2622 | 6054.2622 | 6054.2622 | 0 | 0 | 0 | 1104.8177 | 0 | 0 | 0 | 2517.5057 | 0 | 0 | 0 | 2200.0382 | 0 | 0 | 0 | 2600.1053 | 0 | 0 | 0 | 1104.8177 | 2517.5057 | 2200.0382 | 2600.1053
147815 | 242.131 | 1690 | 3 | Standard Efficiency | Gas, 80% Usage | Standard, 80% Usage | Electric, 80% Usage | None | 300-400% | None | None | Single-Family Detached | Single-Family Detached | Single-Family Detached | 1500-1999 | 1500-2499 | 2 | Electricity | 100% Conditioned | Heat Pump | None | Electricity ASHP | None | 60000-69999 | 100% LED | Occupied | 1960s | Electricity | Yes | 67.9925 | 54.5112 | 22.8595 | 952.481 | 2999.2893 | 0 | 319.7405 | 412.9371 | 2718.8203 | 7195.774 | 0 | 0 | 1336.111 | 30.7725 | 16.7051 | 473.6028 | 21.9803 | 1191.3339 | 0 | 0 | 0 | 324.4297 | 834.0803 | 0 | 0 | 0 | 0 | 724.7648 | 0 | 773.1215 | 0 | 0 | 0 | 0 | 0 | 0 | 0 | 0 | 0 | 0 | 0 | 0 | 20471.0142 | 20471.0142 | 18973.4211 | 18973.4211 | 0 | 1497.5932 | 0 | 3399.0167 | 0 | 341.433 | 0 | 7768.2384 | 0 | 341.433 | 0 | 6782.6774 | 0 | 341.433 | 0 | 8095.7774 | 0 | 341.433 | 0 | 3740.4497 | 8109.6714 | 7124.1104 | 8437.2104
147840 | 242.131 | 853 | 2 | None | None | None | Electric, 100% Usage | 290 Rated kWh, 100% Usage | 300-400% | 67 | None | 50 or more Unit | Multifamily with 5+ units, 4-7 stories | Multi-Family with 5+ Units | 750-999 | 0-1499 | 4 | Electricity | 100% Conditioned | Central AC | None | Electricity Electric Furnace | None | 60000-69999 | 100% CFL | Occupied | 1990s | Electricity | Yes | 0 | 0 | 0 | 194.8923 | 1214.7796 | 105.2125 | 0 | 8.206 | 0 | 1461.8385 | 0 | 0 | 2232.0293 | 35.7547 | 0 | 390.3707 | 16.412 | 1856.8983 | 0 | 0 | 0 | 431.9868 | 480.0504 | 0 | 0 | 0 | 0 | 0 | 0 | 0 | 0 | 0 | 0 | 0 | 0 | 0 | 0 | 0 | 0 | 0 | 0 | 0 | 8428.1378 | 8428.1378 | 8428.1378 | 8428.1378 | 0 | 0 | 0 | 1428.0961 | 0 | 0 | 0 | 3225.4309 | 0 | 0 | 0 | 2828.0817 | 0 | 0 | 0 | 3416.3802 | 0 | 0 | 0 | 1428.0961 | 3225.4309 | 2828.0817 | 3416.3802
147864 | 242.131 | 2176 | 4 | None | Electric, 100% Usage | EnergyStar, 100% Usage | Gas, 100% Usage | 290 Rated kWh, 100% Usage | 400%+ | None | None | Single-Family Detached | Single-Family Detached | Single-Family Detached | 2000-2499 | 1500-2499 | 1 | Natural Gas | 100% Conditioned | Central AC | None | Natural Gas Fuel Furnace | None | 200000+ | 100% LED | Occupied | 1990s | Natural Gas | Yes | 0 | 400.042 | 23.4457 | 625.7067 | 2858.6152 | 91.1451 | 0 | 113.1254 | 0 | 0 | 0 | 0 | 0 | 34.8755 | 16.7051 | 575.5916 | 21.9803 | 2537.1163 | 0 | 0 | 0 | 27.8418 | 434.0383 | 0 | 0 | 0 | 0 | 0 | 0 | 0 | 0 | 12778.7779 | 0 | 3894.9145 | 0 | 0 | 813.5653 | 0 | 0 | 0 | 0 | 0 | 25247.1935 | 25247.1935 | 7759.9358 | 7759.9358 | 0 | 17486.9646 | 0 | 1329.9591 | 0 | 3986.6841 | 0 | 2855.2011 | 0 | 3986.6841 | 0 | 2535.6335 | 0 | 3986.6841 | 0 | 2993.0606 | 0 | 3986.6841 | 0 | 5316.6433 | 6841.8853 | 6522.3176 | 6979.7447
148026 | 242.131 | 3301 | 4 | Standard Efficiency | Electric, 80% Usage | EnergyStar, 80% Usage | Gas, 80% Usage | None | 400%+ | None | None | Single-Family Detached | Single-Family Detached | Single-Family Detached | 3000-3999 | 2500-3999 | 2 | Natural Gas | 100% Conditioned | Central AC | None | Natural Gas Fuel Furnace | None | 200000+ | 100% CFL | Occupied | 2010s | Electricity | Yes | 67.9925 | 419.6778 | 24.618 | 776.9314 | 3807.5793 | 0 | 0 | 402.6797 | 0 | 0 | 0 | 0 | 1518.9874 | 66.2341 | 24.911 | 1062.6757 | 21.9803 | 1604.8572 | 0 | 0 | 0 | 25.7903 | 2712.0797 | 492.0663 | 0 | 0 | 0 | 0 | 0 | 0 | 0 | 16151.1467 | 0 | 0 | 0 | 0 | 757.8818 | 0 | 0 | 0 | 0 | 0 | 29938.089 | 29938.089 | 13029.0606 | 13029.0606 | 0 | 16909.0285 | 0 | 2270.0815 | 0 | 3854.9001 | 0 | 4929.5834 | 0 | 3854.9001 | 0 | 4364.2553 | 0 | 3854.9001 | 0 | 5162.2055 | 0 | 3854.9001 | 0 | 6124.9816 | 8784.4835 | 8219.1554 | 9017.1056
148057 | 242.131 | 1675 | 2 | None | Electric, 100% Usage | EnergyStar, 100% Usage | Electric, 100% Usage | None | 400%+ | None | 6 | Single-Family Attached | Single-Family Attached | Single-Family Attached | 1500-1999 | 1500-2499 | 2 | Natural Gas | 100% Conditioned | Central AC | None | Natural Gas Fuel Furnace | None | 200000+ | 100% Incandescent | Occupied | 2010s | Natural Gas | Yes | 0 | 530.4586 | 31.0655 | 323.2574 | 1688.0894 | 0 | 319.7405 | 345.2377 | 0 | 0 | 0 | 0 | 0 | 183.7556 | 0 | 1926.0631 | 16.412 | 2121.5415 | 0 | 0 | 0 | 474.4821 | 480.0504 | 0 | 0 | 0 | 0 | 0 | 0 | 0 | 0 | 13849.9526 | 0 | 4770.0247 | 0 | 0 | 0 | 0 | 0 | 0 | 0 | 0 | 27059.838 | 27059.838 | 8439.8607 | 8439.8607 | 0 | 18619.9774 | 0 | 1469.696 | 0 | 4244.9583 | 0 | 3216.6938 | 0 | 4244.9583 | 0 | 2837.0506 | 0 | 4244.9583 | 0 | 3405.3366 | 0 | 4244.9583 | 0 | 5714.6542 | 7461.6521 | 7082.0089 | 7650.2948
148112 | 242.131 | 1138 | 2 | None | None | None | Electric, 120% Usage | None | 400%+ | 116 | None | 50 or more Unit | Multifamily with 5+ units, 8+ stories | Multi-Family with 5+ Units | 1000-1499 | 0-1499 | 12 | Electricity | 80% Conditioned | Room AC | None | Electricity Electric Furnace | None | 100000-119999 | 100% CFL | Vacant | 1970s | Electricity | No | 0 | 0 | 0 | 0 | 858.4052 | 0 | 0 | 24.0318 | 0 | 1032.7825 | 0 | 0 | 350.513 | 0 | 0 | 0 | 16.412 | 0 | 0 | 0 | 0 | 0 | 434.0383 | 0 | 0 | 0 | 0 | 0 | 0 | 0 | 0 | 0 | 0 | 0 | 0 | 0 | 0 | 0 | 0 | 0 | 0 | 0 | 2715.8896 | 2715.8896 | 2715.8896 | 2715.8896 | 0 | 0 | 0 | 453.7688 | 0 | 0 | 0 | 1040.6144 | 0 | 0 | 0 | 912.6192 | 0 | 0 | 0 | 1089.4441 | 0 | 0 | 0 | 453.7688 | 1040.6144 | 912.6192 | 1089.4441
148236 | 242.131 | 2176 | 2 | Standard Efficiency | Electric, 100% Usage | EnergyStar, 100% Usage | Electric, 100% Usage | None | 400%+ | None | None | Single-Family Detached | Single-Family Detached | Single-Family Detached | 2000-2499 | 1500-2499 | 1 | Electricity | 100% Conditioned | Heat Pump | None | Electricity ASHP | None | 120000-139999 | 100% LED | Occupied | 1980s | Electricity | Yes | 81.7668 | 400.042 | 23.4457 | 651.2039 | 2708.5628 | 0 | 319.7405 | 394.4737 | 1967.9722 | 4441.7851 | 0 | 0 | 1957.4217 | 34.8755 | 16.7051 | 575.5916 | 16.412 | 2537.1163 | 0 | 0 | 0 | 405.6104 | 914.0887 | 376.8894 | 0 | 0 | 0 | 0 | 0 | 0 | 0 | 0 | 0 | 0 | 0 | 0 | 0 | 0 | 0 | 0 | 0 | 0 | 17823.7033 | 17823.7033 | 17823.7033 | 17823.7033 | 0 | 0 | 0 | 3046.54 | 0 | 0 | 0 | 6966.3065 | 0 | 0 | 0 | 6087.5371 | 0 | 0 | 0 | 7365.2007 | 0 | 0 | 0 | 3046.54 | 6966.3065 | 6087.5371 | 7365.2007
148242 | 242.131 | 8194 | 4 | Standard Efficiency | Electric, 120% Usage | EnergyStar, 120% Usage | Electric, 120% Usage | None | 400%+ | None | None | Single-Family Detached | Single-Family Detached | Single-Family Detached | 4000+ | 4000+ | 2 | Natural Gas | 100% Conditioned | Central AC | None | Natural Gas Fuel Furnace | None | 200000+ | 100% LED | Occupied | <1940 | Electricity | Yes | 67.9925 | 778.6898 | 45.426 | 3137.9119 | 10549.9724 | 0 | 0 | 856.9398 | 0 | 0 | 0 | 0 | 6603.7704 | 84.9906 | 0 | 1837.8487 | 21.9803 | 10161.0671 | 0 | 0 | 0 | 644.7564 | 434.0383 | 0 | 0 | 0 | 0 | 0 | 0 | 0 | 0 | 39714.9399 | 0 | 0 | 0 | 0 | 0 | 0 | 0 | 0 | 0 | 0 | 74940.031 | 74940.031 | 35224.798 | 35224.798 | 0 | 39714.9399 | 0 | 6041.4249 | 0 | 9054.2027 | 0 | 13224.3549 | 0 | 9054.2027 | 0 | 11708.0995 | 0 | 9054.2027 | 0 | 13813.9302 | 0 | 9054.2027 | 0 | 15095.6276 | 22278.5576 | 20762.3021 | 22868.1328
148337 | 242.131 | 1675 | 1 | Standard Efficiency | Electric, 80% Usage | Standard, 80% Usage | Gas, 80% Usage | None | 400%+ | None | 8 | Single-Family Attached | Single-Family Attached | Single-Family Attached | 1500-1999 | 1500-2499 | 2 | Natural Gas | 20% Conditioned | Room AC | None | Natural Gas Fuel Wall/Floor Furnace | None | 60000-69999 | 100% CFL | Occupied | 1940s | Natural Gas | Yes | 67.9925 | 564.1618 | 21.1011 | 0 | 612.8116 | 0 | 0 | 0 | 0 | 0 | 0 | 0 | 0 | 46.0122 | 0 | 616.0354 | 16.412 | 929.6214 | 0 | 0 | 0 | 21.3942 | 434.0383 | 0 | 0 | 0 | 0 | 0 | 0 | 0 | 0 | 28557.7243 | 0 | 2645.8456 | 0 | 0 | 624.8275 | 0 | 0 | 0 | 0 | 0 | 35158.2709 | 35158.2709 | 3329.5804 | 3329.5804 | 0 | 31828.6905 | 0 | 545.6172 | 0 | 7256.2682 | 0 | 1212.4733 | 0 | 7256.2682 | 0 | 1070.7393 | 0 | 7256.2682 | 0 | 1289.0356 | 0 | 7256.2682 | 0 | 7801.8854 | 8468.7415 | 8327.0075 | 8545.3038
148504 | 242.131 | 2663 | 5 | Standard Efficiency | Electric, 80% Usage | EnergyStar, 80% Usage | Electric, 80% Usage | 318 Rated kWh, 80% Usage | 0-100% | None | None | Single-Family Detached | Single-Family Detached | Single-Family Detached | 2500-2999 | 2500-3999 | 2 | Fuel Oil | 100% Conditioned | Central AC | None | Fuel Oil Fuel Boiler | None | <10000 | 100% CFL | Occupied | <1940 | Electricity | Yes | 67.9925 | 220.6825 | 12.8951 | 563.5757 | 1965.0415 | 48.3567 | 0 | 295.1226 | 0 | 0 | 0 | 0 | 834.0803 | 58.3211 | 0 | 887.4192 | 27.2556 | 1188.6963 | 0 | 0 | 0 | 271.6769 | 480.0504 | 0 | 0 | 56735.3354 | 0 | 0 | 0 | 0 | 0 | 0 | 0 | 0 | 0 | 0 | 0 | 0 | 0 | 0 | 0 | 0 | 63656.5018 | 63656.5018 | 6921.1664 | 6921.1664 | 56735.3354 | 0 | 0 | 1164.8923 | 17202.0452 | 0 | 0 | 2485.1632 | 17202.0452 | 0 | 0 | 2327.8324 | 17202.0452 | 0 | 0 | 2780.9939 | 17202.0452 | 0 | 0 | 18366.9375 | 19687.2084 | 19529.8776 | 19983.0391
148615 | 242.131 | 1690 | 4 | Standard Efficiency, No usage | Electric, 120% Usage | EnergyStar, 120% Usage | Electric, 120% Usage | None | 0-100% | None | None | Single-Family Detached | Single-Family Detached | Single-Family Detached | 1500-1999 | 1500-2499 | 2 | Natural Gas | 20% Conditioned | Room AC | None | Natural Gas Fuel Furnace | None | <10000 | 100% CFL | Vacant | <1940 | Natural Gas | Yes | 0 | 0 | 0 | 0 | 565.9202 | 0 | 319.7405 | 350.2199 | 0 | 0 | 0 | 0 | 0 | 0 | 0 | 0 | 21.9803 | 0 | 0 | 0 | 0 | 0 | 434.0383 | 0 | 0 | 0 | 0 | 0 | 0 | 0 | 0 | 13812.4395 | 0 | 1647.0594 | 0 | 0 | 0 | 0 | 0 | 0 | 0 | 0 | 17151.3982 | 17151.3982 | 1691.6062 | 1691.6062 | 0 | 15459.4989 | 0 | 296.4784 | 0 | 3524.4594 | 0 | 651.3001 | 0 | 3524.4594 | 0 | 600.5046 | 0 | 3524.4594 | 0 | 710.2771 | 0 | 3524.4594 | 0 | 3820.9378 | 4175.7596 | 4124.964 | 4234.7366
148617 | 242.131 | 853 | 2 | Standard Efficiency | Electric, 100% Usage | Standard, 100% Usage | Electric, 100% Usage | 318 Rated kWh, 100% Usage | 0-100% | 67 | None | 50 or more Unit | Multifamily with 5+ units, 4-7 stories | Multi-Family with 5+ Units | 750-999 | 0-1499 | 5 | Electricity | 100% Conditioned | Central AC | None | Electricity Electric Furnace | None | 10000-14999 | 100% LED | Occupied | 1970s | Electricity | No | 67.9925 | 552.439 | 20.808 | 243.5421 | 1291.5642 | 64.7687 | 0 | 39.8577 | 0 | 3976.9744 | 0 | 0 | 1479.1297 | 23.7388 | 0 | 298.0533 | 16.412 | 1466.5276 | 0 | 0 | 0 | 346.9961 | 434.0383 | 0 | 0 | 0 | 0 | 0 | 0 | 0 | 0 | 0 | 0 | 0 | 0 | 0 | 0 | 0 | 0 | 0 | 0 | 0 | 10322.5492 | 10322.5492 | 10322.5492 | 10322.5492 | 0 | 0 | 0 | 1811.6638 | 0 | 0 | 0 | 4111.9486 | 0 | 0 | 0 | 3591.8038 | 0 | 0 | 0 | 4340.7742 | 0 | 0 | 0 | 1811.6638 | 4111.9486 | 3591.8038 | 4340.7742
148670 | 242.131 | 8194 | 5 | None | Electric, 120% Usage | EnergyStar, 120% Usage | Electric, 120% Usage | None | 400%+ | None | None | Single-Family Detached | Single-Family Detached | Single-Family Detached | 4000+ | 4000+ | 2 | Natural Gas | 100% Conditioned | Central AC | None | Natural Gas Fuel Furnace | None | 120000-139999 | 100% Incandescent | Occupied | 2010s | Natural Gas | Yes | 0 | 927.863 | 54.2181 | 2215.0311 | 6018.2144 | 0 | 319.7405 | 259.3679 | 0 | 0 | 0 | 0 | 0 | 509.6506 | 99.9372 | 7521.669 | 27.2556 | 10790.5837 | 0 | 0 | 0 | 723.8855 | 727.1093 | 0 | 0 | 0 | 0 | 0 | 0 | 0 | 0 | 21273.4428 | 0 | 12103.5421 | 0 | 0 | 0 | 0 | 0 | 0 | 0 | 0 | 63571.5111 | 63571.5111 | 30194.5262 | 30194.5262 | 0 | 33376.9849 | 0 | 5258.1929 | 0 | 7609.2402 | 0 | 11449.9728 | 0 | 7609.2402 | 0 | 10113.193 | 0 | 7609.2402 | 0 | 12099.3089 | 0 | 7609.2402 | 0 | 12867.4331 | 19059.2129 | 17722.4331 | 19708.549
148699 | 242.131 | 1220 | 4 | None | Electric, 100% Usage | Standard, 100% Usage | Gas, 100% Usage | 318 Rated kWh, 100% Usage | 400%+ | None | None | Single-Family Detached | Single-Family Detached | Single-Family Detached | 1000-1499 | 0-1499 | 1 | Natural Gas | 20% Conditioned | Room AC | None | Natural Gas Fuel Wall/Floor Furnace | None | 100000-119999 | 100% LED | Occupied | 1940s | Natural Gas | Yes | 0 | 1237.053 | 46.3052 | 0 | 688.1309 | 171.7396 | 0 | 0 | 0 | 0 | 0 | 0 | 0 | 26.9625 | 16.7051 | 375.131 | 21.9803 | 2862.7182 | 0 | 0 | 0 | 36.927 | 868.0765 | 0 | 0 | 0 | 0 | 0 | 0 | 0 | 0 | 34782.5538 | 0 | 6333.2658 | 0 | 0 | 1080.8461 | 0 | 0 | 0 | 0 | 0 | 48548.395 | 48548.395 | 6351.4362 | 6351.4362 | 0 | 42196.9588 | 0 | 1066.2886 | 0 | 9620.0215 | 0 | 2361.0853 | 0 | 9620.0215 | 0 | 2080.5425 | 0 | 9620.0215 | 0 | 2513.9219 | 0 | 9620.0215 | 0 | 10686.3101 | 11981.1068 | 11700.564 | 12133.9433
148703 | 242.131 | 1690 | 2 | Standard Efficiency | Electric, 100% Usage | Standard, 100% Usage | Gas, 100% Usage | None | 400%+ | None | None | Single-Family Detached | Single-Family Detached | Single-Family Detached | 1500-1999 | 1500-2499 | 1 | Electricity | 40% Conditioned | Room AC | None | Electricity Baseboard | None | 160000-179999 | 100% CFL | Occupied | 1970s | Electricity | Yes | 67.9925 | 1237.053 | 46.3052 | 0 | 1504.6269 | 0 | 319.7405 | 0 | 0 | 20545.7474 | 0 | 0 | 3931.5484 | 46.0122 | 24.911 | 620.1384 | 16.412 | 3012.1845 | 0 | 0 | 0 | 36.927 | 868.0765 | 0 | 0 | 0 | 0 | 0 | 0 | 0 | 0 | 0 | 0 | 0 | 0 | 0 | 1080.8461 | 0 | 0 | 0 | 0 | 0 | 33358.8145 | 33358.8145 | 32277.9684 | 32277.9684 | 0 | 1080.8461 | 0 | 5575.1247 | 0 | 246.4308 | 0 | 13005.7116 | 0 | 246.4308 | 0 | 11308.144 | 0 | 246.4308 | 0 | 13785.6691 | 0 | 246.4308 | 0 | 5821.5555 | 13252.1424 | 11554.5748 | 14032.1
148728 | 242.131 | 1202 | 3 | Standard Efficiency, No usage | Gas, 100% Usage | Standard, 100% Usage | Electric, 100% Usage | 290 Rated kWh, 100% Usage | 400%+ | None | 6 | Single-Family Attached | Single-Family Attached | Single-Family Attached | 1000-1499 | 0-1499 | 2 | Natural Gas | 60% Conditioned | Room AC | None | Natural Gas Fuel Boiler | None | 100000-119999 | 100% Incandescent | Vacant | <1940 | Natural Gas | Yes | 0 | 0 | 0 | 0 | 648.8593 | 0 | 0 | 36.927 | 0 | 0 | 0 | 0 | 0 | 0 | 0 | 0 | 21.9803 | 0 | 0 | 0 | 0 | 0 | 400.042 | 0 | 0 | 0 | 0 | 0 | 0 | 0 | 0 | 4339.7964 | 0 | 1470.3376 | 0 | 0 | 0 | 0 | 0 | 0 | 0 | 0 | 6917.6495 | 6917.6495 | 1107.5156 | 1107.5156 | 0 | 5810.134 | 0 | 199.3702 | 0 | 1324.5868 | 0 | 404.5926 | 0 | 1324.5868 | 0 | 362.4525 | 0 | 1324.5868 | 0 | 426.0235 | 0 | 1324.5868 | 0 | 1523.957 | 1729.1794 | 1687.0393 | 1750.6103
148776 | 242.131 | 1220 | 3 | None | Electric, 120% Usage | EnergyStar, 120% Usage | Propane, 120% Usage | 290 Rated kWh, 120% Usage | 200-300% | None | None | Single-Family Detached | Single-Family Detached | Single-Family Detached | 1000-1499 | 0-1499 | 1 | Fuel Oil | 60% Conditioned | Central AC | None | Fuel Oil Fuel Furnace | None | 60000-69999 | 100% Incandescent | Occupied | 1980s | Electricity | Yes | 0 | 629.5167 | 36.6339 | 717.1449 | 2389.9946 | 150.9316 | 319.7405 | 152.69 | 0 | 0 | 0 | 0 | 5248.0237 | 160.896 | 0 | 1535.3993 | 21.9803 | 5095.9198 | 0 | 0 | 0 | 38.6854 | 868.0765 | 0 | 0 | 8046.8524 | 0 | 0 | 0 | 0 | 0 | 0 | 0 | 0 | 0 | 0 | 0 | 0 | 0 | 0 | 0 | 1136.5296 | 26549.3082 | 26549.3082 | 17365.6332 | 17365.6332 | 8046.8524 | 0 | 1136.5296 | 2855.9695 | 2439.8375 | 0 | 312.7882 | 6360.4019 | 2439.8375 | 0 | 312.7882 | 5603.1966 | 2439.8375 | 0 | 312.7882 | 6798.2719 | 2439.8375 | 0 | 312.7882 | 5608.5953 | 9113.0277 | 8355.8224 | 9550.8976
148821 | 242.131 | 2115 | 2 | Standard Efficiency | None | None | Electric, 120% Usage | None | 0-100% | 30 | None | 20 to 49 Unit | Multifamily with 5+ units, 1-3 stories | Multi-Family with 5+ Units | 2000-2499 | 1500-2499 | 3 | Natural Gas | 100% Conditioned | Central AC | None | Natural Gas Fuel Furnace | None | <10000 | 100% CFL | Occupied | 1990s | Electricity | Yes | 67.9925 | 0 | 0 | 248.2312 | 2378.2717 | 0 | 0 | 88.8005 | 0 | 0 | 0 | 0 | 2250.7858 | 51.5805 | 0 | 737.0737 | 16.412 | 3949.7188 | 0 | 0 | 0 | 416.454 | 480.0504 | 0 | 0 | 0 | 0 | 0 | 0 | 0 | 0 | 4103.8742 | 0 | 0 | 0 | 0 | 0 | 0 | 0 | 0 | 0 | 0 | 14788.9523 | 14788.9523 | 10685.0781 | 10685.0781 | 0 | 4103.8742 | 0 | 1793.1164 | 0 | 935.6064 | 0 | 3967.0404 | 0 | 935.6064 | 0 | 3497.5124 | 0 | 935.6064 | 0 | 4219.2709 | 0 | 935.6064 | 0 | 2728.7228 | 4902.6468 | 4433.1188 | 5154.8773
148884 | 242.131 | 853 | 2 | Standard Efficiency, No usage | None | None | Electric, 120% Usage | None | 0-100% | 8 | None | 5 to 9 Unit | Multifamily with 5+ units, 1-3 stories | Multi-Family with 5+ Units | 750-999 | 0-1499 | 2 | Electricity | 40% Conditioned | Room AC | Heating Only | Electricity Shared Heating | Boiler Baseboards Heating Only, Electricity | <10000 | 100% LED | Vacant | 1990s | Electricity | No | 0 | 0 | 0 | 0 | 237.9737 | 0 | 0 | 38.3923 | 0 | 1985.5565 | 0 | 0 | 338.204 | 0 | 0 | 0 | 16.412 | 0 | 0 | 0 | 0 | 0 | 480.0504 | 0 | 0 | 0 | 0 | 0 | 0 | 0 | 0 | 0 | 0 | 0 | 0 | 0 | 0 | 0 | 0 | 0 | 0 | 0 | 3096.2959 | 3096.2959 | 3096.2959 | 3096.2959 | 0 | 0 | 0 | 578.8306 | 0 | 0 | 0 | 1348.1518 | 0 | 0 | 0 | 1169.9272 | 0 | 0 | 0 | 1394.8224 | 0 | 0 | 0 | 578.8306 | 1348.1518 | 1169.9272 | 1394.8224
148953 | 242.131 | 2176 | 4 | None | Gas, 120% Usage | EnergyStar, 120% Usage | Gas, 120% Usage | None | 400%+ | None | None | Single-Family Detached | Single-Family Detached | Single-Family Detached | 2000-2499 | 1500-2499 | 2 | Natural Gas | 100% Conditioned | Central AC | None | Natural Gas Fuel Furnace | None | 180000-199999 | 100% LED | Occupied | <1940 | Natural Gas | Yes | 0 | 69.4578 | 45.426 | 1770.7354 | 6435.5476 | 0 | 0 | 184.3417 | 0 | 0 | 0 | 0 | 0 | 34.8755 | 16.7051 | 575.5916 | 21.9803 | 6333.5589 | 0 | 0 | 0 | 44.2537 | 1324.9743 | 0 | 0 | 0 | 0 | 924.6392 | 0 | 0 | 0 | 18488.0954 | 0 | 9595.733 | 0 | 0 | 1297.1326 | 0 | 0 | 0 | 0 | 0 | 47163.3412 | 47163.3412 | 16857.741 | 16857.741 | 0 | 30305.6001 | 0 | 2993.9156 | 0 | 6909.0432 | 0 | 6453.583 | 0 | 6909.0432 | 0 | 5730.0782 | 0 | 6909.0432 | 0 | 6672.9811 | 0 | 6909.0432 | 0 | 9902.9588 | 13362.6262 | 12639.1214 | 13582.0243
148960 | 242.131 | 8194 | 4 | Standard Efficiency | Electric, 120% Usage | Standard, 120% Usage | Electric, 120% Usage | 290 Rated kWh, 120% Usage | 400%+ | None | None | Single-Family Detached | Single-Family Detached | Single-Family Detached | 4000+ | 4000+ | 1 | Natural Gas | 100% Conditioned | Central AC | None | Natural Gas Fuel Furnace | None | 160000-179999 | 100% Incandescent | Occupied | 2000s | Natural Gas | Yes | 67.9925 | 915.261 | 34.2893 | 1350.7646 | 4157.7993 | 109.3155 | 319.7405 | 507.013 | 0 | 0 | 0 | 0 | 0 | 509.6506 | 99.9372 | 7521.9621 | 21.9803 | 8902.0338 | 0 | 0 | 0 | 486.498 | 1356.0398 | 0 | 0 | 0 | 0 | 0 | 0 | 0 | 0 | 27897.1421 | 0 | 6305.7171 | 0 | 0 | 0 | 0 | 0 | 0 | 0 | 0 | 60563.1366 | 60563.1366 | 26360.2774 | 26360.2774 | 0 | 34202.8592 | 0 | 4684.0965 | 0 | 7797.53 | 0 | 10375.5753 | 0 | 7797.53 | 0 | 9150.1638 | 0 | 7797.53 | 0 | 10791.3217 | 0 | 7797.53 | 0 | 12481.6264 | 18173.1053 | 16947.6937 | 18588.8517
148980 | 242.131 | 1138 | 2 | Standard Efficiency | Electric, 80% Usage | Standard, 80% Usage | Electric, 80% Usage | None | 0-100% | 10 | None | 10 to 19 Unit | Multifamily with 5+ units, 1-3 stories | Multi-Family with 5+ Units | 1000-1499 | 0-1499 | 2 | Electricity | 100% Conditioned | Central AC | None | Electricity Electric Furnace | None | 10000-14999 | 100% Incandescent | Occupied | 1960s | Electricity | Yes | 67.9925 | 931.0868 | 34.8755 | 168.8089 | 1177.8526 | 0 | 319.7405 | 131.5889 | 0 | 6428.2208 | 0 | 0 | 1978.5228 | 156.793 | 0 | 1465.0623 | 16.412 | 1181.0764 | 0 | 0 | 0 | 413.5233 | 480.0504 | 0 | 0 | 0 | 0 | 0 | 0 | 0 | 0 | 0 | 0 | 0 | 0 | 0 | 0 | 0 | 0 | 0 | 0 | 0 | 14952.1929 | 14952.1929 | 14952.1929 | 14952.1929 | 0 | 0 | 0 | 2626.298 | 0 | 0 | 0 | 6037.9853 | 0 | 0 | 0 | 5263.6941 | 0 | 0 | 0 | 6362.9289 | 0 | 0 | 0 | 2626.298 | 6037.9853 | 5263.6941 | 6362.9289
148998 | 242.131 | 1138 | 2 | None | Electric, 80% Usage | EnergyStar, 80% Usage | Electric, 80% Usage | None | 400%+ | 10 | None | 10 to 19 Unit | Multifamily with 5+ units, 1-3 stories | Multi-Family with 5+ Units | 1000-1499 | 0-1499 | 2 | Natural Gas | 40% Conditioned | Room AC | None | Natural Gas Fuel Wall/Floor Furnace | None | 160000-179999 | 100% Incandescent | Occupied | 1950s | Natural Gas | No | 0 | 296.0018 | 17.2912 | 0 | 754.9511 | 0 | 0 | 0 | 0 | 0 | 0 | 0 | 0 | 156.793 | 0 | 1465.0623 | 16.412 | 888.2984 | 0 | 0 | 0 | 311.5345 | 434.0383 | 0 | 0 | 0 | 0 | 0 | 0 | 0 | 0 | 7553.3207 | 0 | 2397.3214 | 0 | 0 | 0 | 0 | 0 | 0 | 0 | 0 | 14291.0246 | 14291.0246 | 4340.3825 | 4340.3825 | 0 | 9950.642 | 0 | 730.4679 | 0 | 2268.5157 | 0 | 1621.0552 | 0 | 2268.5157 | 0 | 1429.0663 | 0 | 2268.5157 | 0 | 1716.716 | 0 | 2268.5157 | 0 | 2998.9836 | 3889.5709 | 3697.582 | 3985.2317
149060 | 242.131 | 333 | 2 | Standard Efficiency, No usage | None | None | Gas, 100% Usage | None | 0-100% | 323 | None | 50 or more Unit | Multifamily with 5+ units, 8+ stories | Multi-Family with 5+ Units | 0-499 | 0-1499 | 14 | Natural Gas | 60% Conditioned | Room AC | None | Natural Gas Fuel Wall/Floor Furnace | None | <10000 | 100% Incandescent | Vacant | 1950s | Electricity | Yes | 0 | 0 | 0 | 0 | 408.5411 | 0 | 0 | 0 | 0 | 0 | 0 | 0 | 346.1169 | 0 | 0 | 0 | 16.412 | 0 | 0 | 0 | 0 | 0 | 434.0383 | 0 | 0 | 0 | 0 | 0 | 0 | 0 | 0 | 802.4286 | 0 | 0 | 0 | 0 | 0 | 0 | 0 | 0 | 0 | 0 | 2007.2438 | 2007.2438 | 1205.1082 | 1205.1082 | 0 | 802.4286 | 0 | 196.933 | 0 | 182.9279 | 0 | 431.2529 | 0 | 182.9279 | 0 | 382.67 | 0 | 182.9279 | 0 | 453.1134 | 0 | 182.9279 | 0 | 379.8609 | 614.1809 | 565.5979 | 636.0413
149103 | 242.131 | 1220 | 2 | Standard Efficiency | Gas, 120% Usage | Standard, 120% Usage | Electric, 120% Usage | 318 Rated kWh, 120% Usage | 300-400% | None | None | Single-Family Detached | Single-Family Detached | Single-Family Detached | 1000-1499 | 0-1499 | 1 | Electricity | 100% Conditioned | Central AC | None | Electricity Electric Furnace | None | 70000-79999 | 100% Incandescent | Occupied | 1970s | Electricity | Yes | 67.9925 | 107.264 | 44.8399 | 1056.5212 | 4743.9414 | 161.7752 | 319.7405 | 98.4719 | 0 | 11762.9935 | 0 | 0 | 5563.6612 | 160.896 | 0 | 1535.3993 | 16.412 | 5095.9198 | 0 | 0 | 0 | 565.6272 | 868.0765 | 0 | 0 | 0 | 0 | 1424.9115 | 0 | 0 | 0 | 0 | 0 | 0 | 0 | 0 | 0 | 0 | 0 | 0 | 0 | 0 | 33594.7368 | 33594.7368 | 32169.8252 | 32169.8252 | 0 | 1424.9115 | 0 | 5653.5386 | 0 | 324.8261 | 0 | 12812.5497 | 0 | 324.8261 | 0 | 11208.8118 | 0 | 324.8261 | 0 | 13496.3461 | 0 | 324.8261 | 0 | 5978.3647 | 13137.3759 | 11533.6379 | 13821.1722
149126 | 242.131 | 617 | 1 | Standard Efficiency | Electric, 100% Usage | Standard, 100% Usage | Gas, 100% Usage | None | 400%+ | 67 | None | 50 or more Unit | Multifamily with 5+ units, 1-3 stories | Multi-Family with 5+ Units | 500-749 | 0-1499 | 2 | Natural Gas | None | None | Heating Only | Natural Gas Shared Heating | Boiler Baseboards Heating Only, Natural Gas | 60000-69999 | 100% LED | Occupied | 1950s | Natural Gas | No | 67.9925 | 552.439 | 20.808 | 0 | 0 | 0 | 0 | 139.5018 | 0 | 0 | 0 | 0 | 0 | 21.6873 | 0 | 248.8173 | 16.412 | 1371.2795 | 0 | 0 | 0 | 23.7388 | 434.0383 | 0 | 0 | 0 | 0 | 0 | 0 | 0 | 0 | 24623.8313 | 0 | 2791.5019 | 0 | 0 | 694.8715 | 0 | 0 | 0 | 0 | 0 | 31006.6261 | 31006.6261 | 2896.7145 | 2896.7145 | 0 | 28109.9117 | 0 | 500.2321 | 0 | 6408.485 | 0 | 1122.7137 | 0 | 6408.485 | 0 | 983.8645 | 0 | 6408.485 | 0 | 1197.5846 | 0 | 6408.485 | 0 | 6908.7171 | 7531.1987 | 7392.3495 | 7606.0696
149207 | 242.131 | 617 | 1 | None | None | None | Electric, 100% Usage | None | 300-400% | 5 | None | 5 to 9 Unit | Multifamily with 5+ units, 1-3 stories | Multi-Family with 5+ Units | 500-749 | 0-1499 | 3 | Electricity | 100% Conditioned | Central AC | None | Electricity Electric Furnace | None | 45000-49999 | 100% LED | Occupied | 1970s | Electricity | Yes | 0 | 0 | 0 | 254.0926 | 1516.9359 | 0 | 0 | 74.147 | 0 | 5338.8757 | 0 | 0 | 1206.8667 | 21.6873 | 0 | 248.8173 | 16.412 | 1371.2795 | 0 | 0 | 0 | 346.9961 | 400.042 | 0 | 0 | 0 | 0 | 0 | 0 | 0 | 0 | 0 | 0 | 0 | 0 | 0 | 0 | 0 | 0 | 0 | 0 | 0 | 10795.859 | 10795.859 | 10795.859 | 10795.859 | 0 | 0 | 0 | 1935.4133 | 0 | 0 | 0 | 4416.0587 | 0 | 0 | 0 | 3853.9957 | 0 | 0 | 0 | 4649.1739 | 0 | 0 | 0 | 1935.4133 | 4416.0587 | 3853.9957 | 4649.1739
149400 | 242.131 | 2663 | 5 | Standard Efficiency | Electric, 80% Usage | EnergyStar, 80% Usage | Electric, 80% Usage | None | 400%+ | None | None | Single-Family Detached | Single-Family Detached | Single-Family Detached | 2500-2999 | 2500-3999 | 2 | Electricity | 60% Conditioned | Central AC | None | Electricity Electric Furnace | None | 70000-79999 | 100% Incandescent | Occupied | 1990s | Electricity | Yes | 67.9925 | 220.6825 | 12.8951 | 346.9961 | 3122.3792 | 0 | 319.7405 | 422.9016 | 0 | 18025.6292 | 0 | 0 | 748.2104 | 233.2846 | 99.9372 | 2773.9177 | 27.2556 | 1188.6963 | 0 | 0 | 0 | 271.6769 | 480.0504 | 0 | 0 | 0 | 0 | 0 | 0 | 0 | 0 | 0 | 0 | 0 | 0 | 0 | 0 | 0 | 0 | 0 | 0 | 0 | 28362.2459 | 28362.2459 | 28362.2459 | 28362.2459 | 0 | 0 | 0 | 4809.5333 | 0 | 0 | 0 | 11340.1426 | 0 | 0 | 0 | 9866.7281 | 0 | 0 | 0 | 11925.6583 | 0 | 0 | 0 | 4809.5333 | 11340.1426 | 9866.7281 | 11925.6583
149523 | 242.131 | 3301 | 4 | Standard Efficiency | Electric, 120% Usage | Standard, 120% Usage | Gas, 120% Usage | None | 400%+ | None | None | Single-Family Detached | Single-Family Detached | Single-Family Detached | 3000-3999 | 2500-3999 | 2 | Natural Gas | None | None | None | Natural Gas Fuel Boiler | None | 200000+ | 100% Incandescent | Occupied | 1980s | Natural Gas | Yes | 67.9925 | 2337.8279 | 87.6282 | 0 | 0 | 0 | 0 | 53.9251 | 0 | 0 | 0 | 0 | 0 | 264.9362 | 99.9372 | 3321.6675 | 21.9803 | 8937.4954 | 0 | 0 | 0 | 60.6657 | 914.0887 | 0 | 0 | 0 | 0 | 0 | 0 | 0 | 0 | 18013.6133 | 0 | 15274.278 | 0 | 0 | 1778.6483 | 0 | 0 | 0 | 0 | 0 | 51234.9775 | 51234.9775 | 16168.4379 | 16168.4379 | 0 | 35066.5397 | 0 | 2695.9707 | 0 | 7994.4226 | 0 | 6060.5384 | 0 | 7994.4226 | 0 | 5324.1579 | 0 | 7994.4226 | 0 | 6479.2513 | 0 | 7994.4226 | 0 | 10690.3933 | 14054.961 | 13318.5806 | 14473.6739
149538 | 242.131 | 1138 | 2 | Standard Efficiency, No usage | Electric, 100% Usage | EnergyStar, 100% Usage | Electric, 100% Usage | None | 100-150% | 16 | None | 10 to 19 Unit | Multifamily with 5+ units, 1-3 stories | Multi-Family with 5+ Units | 1000-1499 | 0-1499 | 1 | Electricity | 100% Conditioned | Heat Pump | None | Electricity ASHP | None | 15000-19999 | 100% LED | Vacant | 1980s | Electricity | Yes | 0 | 0 | 0 | 220.0964 | 728.2816 | 0 | 0 | 10.8436 | 2.6376 | 299.8117 | 0 | 0 | 344.6516 | 0 | 0 | 0 | 16.412 | 0 | 0 | 0 | 0 | 0 | 434.0383 | 0 | 0 | 0 | 0 | 0 | 0 | 0 | 0 | 0 | 0 | 0 | 0 | 0 | 0 | 0 | 0 | 0 | 0 | 0 | 2056.7728 | 2056.7728 | 2056.7728 | 2056.7728 | 0 | 0 | 0 | 367.2579 | 0 | 0 | 0 | 789.4948 | 0 | 0 | 0 | 699.7447 | 0 | 0 | 0 | 818.4253 | 0 | 0 | 0 | 367.2579 | 789.4948 | 699.7447 | 818.4253
149621 | 242.131 | 8194 | 4 | Standard Efficiency | Electric, 100% Usage | EnergyStar, 100% Usage | Electric, 100% Usage | 318 Rated kWh, 100% Usage | 400%+ | None | None | Single-Family Detached | Single-Family Detached | Single-Family Detached | 4000+ | 4000+ | 1 | Natural Gas | 100% Conditioned | Central AC | None | Natural Gas Fuel Furnace | None | 200000+ | 100% LED | Occupied | 1950s | Natural Gas | Yes | 67.9925 | 524.5972 | 30.7725 | 3149.9279 | 10283.5708 | 134.8127 | 0 | 1940.7166 | 0 | 0 | 0 | 0 | 0 | 84.9906 | 16.7051 | 1837.8487 | 21.9803 | 4765.6287 | 0 | 0 | 0 | 471.2583 | 434.0383 | 0 | 0 | 0 | 0 | 0 | 0 | 0 | 0 | 112675.2759 | 0 | 5016.4975 | 0 | 0 | 0 | 0 | 0 | 0 | 0 | 0 | 141456.6134 | 141456.6134 | 23764.5469 | 23764.5469 | 0 | 117692.0664 | 0 | 3862.1649 | 0 | 26831.3386 | 0 | 8211.1944 | 0 | 26831.3386 | 0 | 7315.902 | 0 | 26831.3386 | 0 | 8702.5094 | 0 | 26831.3386 | 0 | 30693.5034 | 35042.533 | 34147.2406 | 35533.8479
149633 | 242.131 | 1220 | 3 | None | Electric, 120% Usage | Standard, 120% Usage | Electric, 120% Usage | 318 Rated kWh, 120% Usage | 400%+ | None | None | Single-Family Detached | Single-Family Detached | Single-Family Detached | 1000-1499 | 0-1499 | 1 | Natural Gas | 100% Conditioned | Central AC | None | Natural Gas Fuel Furnace | None | 180000-199999 | 100% Incandescent | Occupied | 1990s | Electricity | Yes | 0 | 915.261 | 34.2893 | 383.63 | 1832.8665 | 117.2284 | 319.7405 | 134.5196 | 0 | 0 | 0 | 0 | 4487.7973 | 160.896 | 99.9372 | 1535.3993 | 21.9803 | 4466.4031 | 0 | 0 | 0 | 486.498 | 400.042 | 0 | 0 | 0 | 0 | 0 | 0 | 0 | 0 | 14679.6368 | 0 | 0 | 0 | 0 | 0 | 0 | 0 | 0 | 0 | 0 | 30076.4186 | 30076.4186 | 15396.7817 | 15396.7817 | 0 | 14679.6368 | 0 | 2502.0572 | 0 | 3346.6471 | 0 | 5566.3254 | 0 | 3346.6471 | 0 | 4904.6167 | 0 | 3346.6471 | 0 | 5974.8865 | 0 | 3346.6471 | 0 | 5848.7044 | 8912.9726 | 8251.2639 | 9321.5337
149742 | 242.131 | 1220 | 3 | Standard Efficiency | Gas, 100% Usage | Standard, 100% Usage | Gas, 100% Usage | 318 Rated kWh, 100% Usage | 150-200% | None | None | Single-Family Detached | Single-Family Detached | Single-Family Detached | 1000-1499 | 0-1499 | 1 | Natural Gas | 100% Conditioned | Central AC | None | Natural Gas Fuel Furnace | None | 45000-49999 | 100% LED | Occupied | 1950s | Natural Gas | Yes | 67.9925 | 110.4878 | 46.3052 | 837.5971 | 2908.4373 | 171.7396 | 319.7405 | 333.8079 | 0 | 0 | 0 | 0 | 0 | 26.9625 | 0 | 375.131 | 21.9803 | 2862.7182 | 0 | 0 | 0 | 36.927 | 434.0383 | 439.8997 | 0 | 0 | 0 | 1468.8722 | 0 | 0 | 0 | 24905.1795 | 0 | 6343.8164 | 590.8313 | 0 | 1080.8461 | 0 | 0 | 0 | 0 | 0 | 43383.3105 | 43383.3105 | 8993.765 | 8993.765 | 0 | 34389.8386 | 0 | 1544.5727 | 0 | 7840.1405 | 0 | 3314.3863 | 0 | 7840.1405 | 0 | 2941.4671 | 0 | 7840.1405 | 0 | 3491.2683 | 0 | 7840.1405 | 0 | 9384.7132 | 11154.5267 | 10781.6076 | 11331.4087
149751 | 242.131 | 853 | 2 | Standard Efficiency | None | None | Electric, 100% Usage | 318 Rated kWh, 100% Usage | 0-100% | 10 | None | 10 to 19 Unit | Multifamily with 5+ units, 1-3 stories | Multi-Family with 5+ Units | 750-999 | 0-1499 | 3 | Electricity | 100% Conditioned | Room AC | None | Electricity Electric Boiler | None | <10000 | 100% CFL | Occupied | 1970s | Electricity | No | 67.9925 | 0 | 0 | 0 | 1104.8779 | 64.7687 | 0 | 104.9194 | 0 | 4875.2372 | 0 | 0 | 1254.3442 | 35.7547 | 0 | 390.3707 | 16.412 | 1466.5276 | 0 | 0 | 0 | 346.9961 | 434.0383 | 0 | 0 | 0 | 0 | 0 | 0 | 0 | 0 | 0 | 0 | 0 | 0 | 0 | 0 | 0 | 0 | 0 | 0 | 0 | 10161.9463 | 10161.9463 | 10161.9463 | 10161.9463 | 0 | 0 | 0 | 1868.9575 | 0 | 0 | 0 | 4239.6712 | 0 | 0 | 0 | 3699.2503 | 0 | 0 | 0 | 4465.2114 | 0 | 0 | 0 | 1868.9575 | 4239.6712 | 3699.2503 | 4465.2114
149753 | 242.131 | 2663 | 4 | Standard Efficiency | Electric, 120% Usage | EnergyStar, 120% Usage | Propane, 120% Usage | 290 Rated kWh, 120% Usage | 200-300% | None | None | Single-Family Detached | Single-Family Detached | Single-Family Detached | 2500-2999 | 2500-3999 | 1 | Fuel Oil | None | None | None | Fuel Oil Fuel Furnace | None | 30000-34999 | 100% Incandescent | Occupied | 1970s | Electricity | Yes | 67.9925 | 330.8772 | 19.3427 | 0 | 0 | 67.6994 | 319.7405 | 995.2694 | 0 | 0 | 0 | 0 | 2053.8421 | 233.2846 | 0 | 2774.2107 | 21.9803 | 4754.785 | 0 | 0 | 0 | 27.8418 | 727.1093 | 0 | 0 | 39925.3649 | 0 | 0 | 0 | 0 | 0 | 0 | 0 | 0 | 0 | 0 | 0 | 0 | 0 | 0 | 0 | 815.6168 | 53134.6642 | 53134.6642 | 12393.6825 | 12393.6825 | 39925.3649 | 0 | 815.6168 | 2083.3203 | 12105.3571 | 0 | 224.4679 | 4696.5562 | 12105.3571 | 0 | 224.4679 | 4115.9076 | 12105.3571 | 0 | 224.4679 | 5028.9514 | 12105.3571 | 0 | 224.4679 | 14413.1452 | 17026.3811 | 16445.7325 | 17358.7763
149771 | 242.131 | 866 | 2 | None | Electric, 100% Usage | EnergyStar, 100% Usage | Electric, 100% Usage | 318 Rated kWh, 100% Usage | 200-300% | None | 6 | Single-Family Attached | Single-Family Attached | Single-Family Attached | 750-999 | 0-1499 | 2 | Electricity | 100% Conditioned | Central AC | None | Electricity Electric Furnace | None | 70000-79999 | 100% CFL | Occupied | 1990s | Electricity | Yes | 0 | 530.4586 | 31.0655 | 536.3201 | 2901.6967 | 136.5711 | 0 | 68.8717 | 0 | 4476.3675 | 0 | 0 | 3037.0955 | 35.7547 | 0 | 393.8875 | 16.412 | 1997.2793 | 0 | 0 | 0 | 474.4821 | 434.0383 | 367.8042 | 0 | 0 | 0 | 0 | 0 | 0 | 0 | 0 | 0 | 0 | 0 | 0 | 0 | 0 | 0 | 0 | 0 | 0 | 15438.1048 | 15438.1048 | 15438.1048 | 15438.1048 | 0 | 0 | 0 | 2541.0177 | 0 | 0 | 0 | 5816.9674 | 0 | 0 | 0 | 5100.0534 | 0 | 0 | 0 | 6163.361 | 0 | 0 | 0 | 2541.0177 | 5816.9674 | 5100.0534 | 6163.361
149779 | 242.131 | 2663 | 5 | Standard Efficiency | Electric, 100% Usage | EnergyStar, 100% Usage | Electric, 100% Usage | 290 Rated kWh, 100% Usage | 300-400% | None | None | Single-Family Detached | Single-Family Detached | Single-Family Detached | 2500-2999 | 2500-3999 | 2 | Natural Gas | 100% Conditioned | Central AC | None | Natural Gas Fuel Furnace | None | 100000-119999 | 100% Incandescent | Occupied | 1940s | Natural Gas | Yes | 67.9925 | 648.8593 | 37.8062 | 1073.8124 | 7889.7663 | 160.6029 | 319.7405 | 772.2423 | 0 | 0 | 0 | 0 | 0 | 233.2846 | 99.9372 | 2773.9177 | 27.2556 | 3321.6675 | 0 | 0 | 0 | 537.1993 | 1790.0781 | 0 | 0 | 0 | 0 | 0 | 0 | 0 | 0 | 30968.2338 | 0 | 6141.5973 | 0 | 0 | 0 | 0 | 0 | 0 | 0 | 0 | 56864.2866 | 56864.2866 | 19754.4555 | 19754.4555 | 0 | 37109.8312 | 0 | 3458.4028 | 0 | 8460.267 | 0 | 7453.0329 | 0 | 8460.267 | 0 | 6611.723 | 0 | 8460.267 | 0 | 7775.5335 | 0 | 8460.267 | 0 | 11918.6698 | 15913.2999 | 15071.9899 | 16235.8005
149784 | 242.131 | 617 | 1 | Standard Efficiency, No usage | Electric, 80% Usage | EnergyStar, 80% Usage | Electric, 80% Usage | None | 400%+ | 116 | None | 50 or more Unit | Multifamily with 5+ units, 8+ stories | Multi-Family with 5+ Units | 500-749 | 0-1499 | 8 | Electricity | 100% Conditioned | Central AC | None | Electricity Electric Furnace | None | 50000-59999 | 100% Incandescent | Vacant | 1990s | Electricity | Yes | 0 | 0 | 0 | 161.1891 | 908.8134 | 0 | 0 | 1.4654 | 0 | 708.9389 | 0 | 0 | 345.8239 | 0 | 0 | 0 | 16.412 | 0 | 0 | 0 | 0 | 0 | 400.042 | 0 | 0 | 0 | 0 | 0 | 0 | 0 | 0 | 0 | 0 | 0 | 0 | 0 | 0 | 0 | 0 | 0 | 0 | 0 | 2542.6846 | 2542.6846 | 2542.6846 | 2542.6846 | 0 | 0 | 0 | 454.114 | 0 | 0 | 0 | 1006.3568 | 0 | 0 | 0 | 884.6358 | 0 | 0 | 0 | 1046.1772 | 0 | 0 | 0 | 454.114 | 1006.3568 | 884.6358 | 1046.1772
149830 | 242.131 | 1138 | 2 | None | Electric, 80% Usage | Standard, 80% Usage | Electric, 80% Usage | 318 Rated kWh, 80% Usage | 100-150% | 20 | None | 20 to 49 Unit | Multifamily with 5+ units, 1-3 stories | Multi-Family with 5+ Units | 1000-1499 | 0-1499 | 2 | Electricity | 60% Conditioned | Room AC | None | Electricity Baseboard | None | 15000-19999 | 100% Incandescent | Occupied | 1990s | Electricity | Yes | 0 | 441.9512 | 16.412 | 0 | 632.7404 | 51.5805 | 319.7405 | 0 | 0 | 3282.6891 | 0 | 0 | 829.0981 | 156.793 | 0 | 1465.0623 | 16.412 | 790.7057 | 0 | 0 | 0 | 277.5383 | 434.0383 | 0 | 0 | 0 | 0 | 0 | 0 | 0 | 0 | 0 | 0 | 0 | 0 | 0 | 0 | 0 | 0 | 0 | 0 | 0 | 8715.0544 | 8715.0544 | 8715.0544 | 8715.0544 | 0 | 0 | 0 | 1449.4884 | 0 | 0 | 0 | 3328.8427 | 0 | 0 | 0 | 2907.846 | 0 | 0 | 0 | 3553.3945 | 0 | 0 | 0 | 1449.4884 | 3328.8427 | 2907.846 | 3553.3945
149868 | 242.131 | 2663 | 3 | None | Electric, 120% Usage | EnergyStar, 120% Usage | Electric, 120% Usage | 290 Rated kWh, 120% Usage | 400%+ | None | None | Single-Family Detached | Single-Family Detached | Single-Family Detached | 2500-2999 | 2500-3999 | 2 | Natural Gas | 100% Conditioned | Central AC | None | Natural Gas Fuel Furnace | None | 200000+ | 100% Incandescent | Occupied | 1990s | Natural Gas | Yes | 0 | 778.6898 | 45.426 | 1288.6335 | 4397.2383 | 192.5477 | 319.7405 | 134.8127 | 0 | 0 | 0 | 0 | 0 | 233.2846 | 99.9372 | 2773.9177 | 21.9803 | 6643.335 | 0 | 0 | 0 | 644.7564 | 434.0383 | 0 | 0 | 0 | 0 | 0 | 0 | 0 | 0 | 22283.3657 | 0 | 9692.7395 | 0 | 0 | 0 | 0 | 0 | 0 | 0 | 0 | 49984.4433 | 49984.4433 | 18008.338 | 18008.338 | 0 | 31976.1052 | 0 | 3058.6382 | 0 | 7289.8984 | 0 | 6649.3521 | 0 | 7289.8984 | 0 | 5885.3265 | 0 | 7289.8984 | 0 | 7029.2987 | 0 | 7289.8984 | 0 | 10348.5366 | 13939.2505 | 13175.225 | 14319.1972
149910 | 242.131 | 617 | 1 | Standard Efficiency | Electric, 100% Usage | Standard, 100% Usage | Electric, 100% Usage | None | 400%+ | 10 | None | 10 to 19 Unit | Multifamily with 5+ units, 1-3 stories | Multi-Family with 5+ Units | 500-749 | 0-1499 | 3 | Natural Gas | 100% Conditioned | Central AC | None | Natural Gas Fuel Furnace | None | 200000+ | 100% LED | Occupied | 1970s | Natural Gas | Yes | 67.9925 | 705.129 | 26.3764 | 456.6047 | 2073.1847 | 0 | 0 | 152.397 | 0 | 0 | 0 | 0 | 0 | 21.6873 | 0 | 248.8173 | 16.412 | 1566.4649 | 0 | 0 | 0 | 389.4915 | 434.0383 | 0 | 0 | 0 | 0 | 0 | 0 | 0 | 0 | 9218.5505 | 0 | 3527.6965 | 0 | 0 | 0 | 0 | 0 | 0 | 0 | 0 | 18905.1355 | 18905.1355 | 6158.8885 | 6158.8885 | 0 | 12746.247 | 0 | 987.2474 | 0 | 2905.8679 | 0 | 2165.1701 | 0 | 2905.8679 | 0 | 1921.6051 | 0 | 2905.8679 | 0 | 2293.8443 | 0 | 2905.8679 | 0 | 3893.1153 | 5071.038 | 4827.4729 | 5199.7121
149959 | 242.131 | 853 | 2 | None | Gas, 120% Usage | EnergyStar, 120% Usage | Electric, 120% Usage | None | 0-100% | 8 | None | 5 to 9 Unit | Multifamily with 5+ units, 1-3 stories | Multi-Family with 5+ Units | 750-999 | 0-1499 | 1 | Natural Gas | 100% Conditioned | Room AC | None | Natural Gas Fuel Wall/Floor Furnace | None | <10000 | 100% LED | Occupied | <1940 | Electricity | No | 0 | 31.0655 | 20.2219 | 0 | 1723.844 | 0 | 0 | 0 | 0 | 0 | 0 | 0 | 2258.9918 | 23.7388 | 0 | 298.0533 | 16.412 | 2933.0553 | 0 | 0 | 0 | 416.454 | 434.0383 | 0 | 0 | 0 | 0 | 412.9371 | 0 | 0 | 0 | 13908.5668 | 0 | 0 | 0 | 0 | 0 | 0 | 0 | 0 | 0 | 0 | 22477.3788 | 22477.3788 | 8155.8748 | 8155.8748 | 0 | 14321.504 | 0 | 1338.5239 | 0 | 3265.0164 | 0 | 2971.8361 | 0 | 3265.0164 | 0 | 2626.5026 | 0 | 3265.0164 | 0 | 3141.2496 | 0 | 3265.0164 | 0 | 4603.5403 | 6236.8524 | 5891.519 | 6406.266
149961 | 242.131 | 1220 | 4 | None | Electric, 100% Usage | EnergyStar, 100% Usage | Electric, 100% Usage | 290 Rated kWh, 100% Usage | 150-200% | None | None | Mobile Home | Mobile Home | Mobile Home | 1000-1499 | 0-1499 | 1 | Propane | None | None | None | Propane Fuel Wall/Floor Furnace | None | 45000-49999 | 100% Incandescent | Occupied | 1980s | Electricity | Yes | 0 | 773.1215 | 45.1329 | 0 | 0 | 195.1853 | 0 | 0 | 0 | 0 | 0 | 0 | 4690.0163 | 160.896 | 0 | 1535.3993 | 21.9803 | 3297.3426 | 0 | 0 | 0 | 603.1403 | 434.0383 | 0 | 0 | 0 | 0 | 0 | 0 | 0 | 0 | 0 | 0 | 0 | 0 | 0 | 0 | 0 | 0 | 24755.1271 | 0 | 0 | 36511.6731 | 36511.6731 | 11756.546 | 11756.546 | 0 | 0 | 24755.1271 | 1928.8984 | 0 | 0 | 6812.2117 | 4332.9797 | 0 | 0 | 6812.2117 | 3803.5389 | 0 | 0 | 6812.2117 | 4677.7716 | 0 | 0 | 6812.2117 | 8741.1101 | 11145.1914 | 10615.7506 | 11489.9833
149995 | 242.131 | 1220 | 3 | Standard Efficiency | Electric, 100% Usage | EnergyStar, 100% Usage | Electric, 100% Usage | None | 400%+ | None | None | Single-Family Detached | Single-Family Detached | Single-Family Detached | 1000-1499 | 0-1499 | 1 | Electricity | 100% Conditioned | Central AC | None | Electricity Electric Furnace | None | 70000-79999 | 100% LED | Occupied | 1990s | Electricity | Yes | 67.9925 | 400.042 | 23.4457 | 240.3183 | 1567.6372 | 0 | 319.7405 | 116.3492 | 0 | 4981.9151 | 0 | 0 | 2115.387 | 26.9625 | 0 | 375.131 | 21.9803 | 2233.2016 | 0 | 0 | 0 | 405.6104 | 868.0765 | 0 | 0 | 0 | 0 | 0 | 0 | 0 | 0 | 0 | 0 | 0 | 0 | 0 | 0 | 0 | 0 | 0 | 0 | 0 | 13763.4967 | 13763.4967 | 13763.4967 | 13763.4967 | 0 | 0 | 0 | 2364.2513 | 0 | 0 | 0 | 5423.9183 | 0 | 0 | 0 | 4738.4804 | 0 | 0 | 0 | 5701.7318 | 0 | 0 | 0 | 2364.2513 | 5423.9183 | 4738.4804 | 5701.7318
150001 | 242.131 | 3301 | 4 | Standard Efficiency | Gas, 120% Usage | EnergyStar, 120% Usage | Electric, 120% Usage | None | 400%+ | None | None | Single-Family Detached | Single-Family Detached | Single-Family Detached | 3000-3999 | 2500-3999 | 1 | Natural Gas | 100% Conditioned | Central AC | None | Natural Gas Fuel Boiler | None | 120000-139999 | 100% CFL | Occupied | 1960s | Natural Gas | Yes | 67.9925 | 82.9391 | 54.2181 | 1658.1961 | 6207.8314 | 0 | 319.7405 | 36.0477 | 0 | 0 | 0 | 0 | 0 | 66.2341 | 24.911 | 1062.6757 | 21.9803 | 7678.462 | 0 | 0 | 0 | 723.8855 | 1790.0781 | 0 | 0 | 0 | 0 | 1101.9472 | 0 | 0 | 0 | 13655.0604 | 0 | 11477.2492 | 0 | 0 | 0 | 0 | 0 | 0 | 0 | 0 | 46029.1561 | 46029.1561 | 19794.8993 | 19794.8993 | 0 | 26234.2568 | 0 | 3421.2136 | 0 | 5980.873 | 0 | 7373.6815 | 0 | 5980.873 | 0 | 6546.6356 | 0 | 5980.873 | 0 | 7702.2184 | 0 | 5980.873 | 0 | 9402.0867 | 13354.5545 | 12527.5087 | 13683.0915
150005 | 242.131 | 617 | 1 | Standard Efficiency | Electric, 100% Usage | EnergyStar, 100% Usage | Gas, 100% Usage | None | 300-400% | 12 | None | 10 to 19 Unit | Multifamily with 5+ units, 1-3 stories | Multi-Family with 5+ Units | 500-749 | 0-1499 | 2 | Natural Gas | 100% Conditioned | Central AC | None | Natural Gas Fuel Furnace | None | 40000-44999 | 100% CFL | Occupied | 1970s | Electricity | No | 67.9925 | 289.8473 | 16.9981 | 330.5842 | 1299.1841 | 0 | 0 | 169.6881 | 0 | 0 | 0 | 0 | 1293.9088 | 32.824 | 0 | 325.602 | 16.412 | 1371.2795 | 0 | 0 | 0 | 23.7388 | 727.1093 | 0 | 0 | 0 | 0 | 0 | 0 | 0 | 0 | 9545.0317 | 0 | 0 | 0 | 0 | 694.8715 | 0 | 0 | 0 | 0 | 0 | 16204.7787 | 16204.7787 | 5964.8755 | 5964.8755 | 0 | 10239.9032 | 0 | 1055.5539 | 0 | 2334.4952 | 0 | 2297.185 | 0 | 2334.4952 | 0 | 2027.8636 | 0 | 2334.4952 | 0 | 2431.7454 | 0 | 2334.4952 | 0 | 3390.0491 | 4631.6802 | 4362.3588 | 4766.2407
150007 | 242.131 | 1220 | 3 | None | Electric, 120% Usage | Standard, 120% Usage | Electric, 120% Usage | 318 Rated kWh, 120% Usage | 400%+ | None | None | Single-Family Detached | Single-Family Detached | Single-Family Detached | 1000-1499 | 0-1499 | 1 | Electricity | 100% Conditioned | Heat Pump | None | Electricity ASHP | None | 80000-99999 | 100% Incandescent | Occupied | 1970s | Electricity | Yes | 0 | 1199.833 | 44.8399 | 750.8481 | 3095.4166 | 161.7752 | 0 | 252.0411 | 671.7189 | 2372.1172 | 0 | 0 | 5894.8315 | 160.896 | 0 | 1535.3993 | 21.9803 | 5095.9198 | 0 | 0 | 0 | 565.6272 | 1836.0903 | 0 | 0 | 0 | 0 | 0 | 0 | 0 | 0 | 0 | 0 | 0 | 0 | 0 | 0 | 0 | 0 | 0 | 0 | 0 | 23659.3344 | 23659.3344 | 23659.3344 | 23659.3344 | 0 | 0 | 0 | 3972.4241 | 0 | 0 | 0 | 8911.933 | 0 | 0 | 0 | 7826.964 | 0 | 0 | 0 | 9465.7493 | 0 | 0 | 0 | 3972.4241 | 8911.933 | 7826.964 | 9465.7493
150037 | 242.131 | 1138 | 2 | Standard Efficiency | Electric, 100% Usage | EnergyStar, 100% Usage | Electric, 100% Usage | None | 400%+ | 24 | None | 20 to 49 Unit | Multifamily with 5+ units, 1-3 stories | Multi-Family with 5+ Units | 1000-1499 | 0-1499 | 2 | Electricity | 100% Conditioned | Central AC | None | Electricity Electric Furnace | None | 80000-99999 | 100% CFL | Occupied | 2010s | Electricity | Yes | 67.9925 | 369.8557 | 21.6873 | 170.8604 | 1003.7684 | 0 | 319.7405 | 13.1882 | 0 | 844.0447 | 0 | 0 | 1915.5125 | 39.2715 | 0 | 468.6206 | 16.412 | 1776.3038 | 0 | 0 | 0 | 389.4915 | 434.0383 | 0 | 0 | 0 | 0 | 0 | 0 | 0 | 0 | 0 | 0 | 0 | 0 | 0 | 0 | 0 | 0 | 0 | 0 | 0 | 7851.0809 | 7851.0809 | 7851.0809 | 7851.0809 | 0 | 0 | 0 | 1301.1134 | 0 | 0 | 0 | 2941.9012 | 0 | 0 | 0 | 2582.9396 | 0 | 0 | 0 | 3128.4125 | 0 | 0 | 0 | 1301.1134 | 2941.9012 | 2582.9396 | 3128.4125
150062 | 242.131 | 2152 | 3 | None | Electric, 100% Usage | EnergyStar, 100% Usage | Electric, 100% Usage | 318 Rated kWh, 100% Usage | 400%+ | None | 24 | Single-Family Attached | Single-Family Attached | Single-Family Attached | 2000-2499 | 1500-2499 | 2 | Natural Gas | 100% Conditioned | Central AC | None | Natural Gas Fuel Furnace | None | 100000-119999 | 100% Incandescent | Occupied | 1980s | Natural Gas | Yes | 0 | 450.1572 | 26.3764 | 726.8163 | 4384.6363 | 112.5393 | 0 | 349.0476 | 0 | 0 | 0 | 0 | 0 | 207.4943 | 0 | 2335.4834 | 21.9803 | 2063.8065 | 0 | 0 | 0 | 431.9868 | 434.0383 | 0 | 0 | 0 | 0 | 0 | 0 | 0 | 0 | 14031.9498 | 0 | 4208.5006 | 0 | 0 | 0 | 0 | 0 | 0 | 0 | 0 | 29784.5198 | 29784.5198 | 11544.0694 | 11544.0694 | 0 | 18240.4503 | 0 | 1995.0811 | 0 | 4158.4478 | 0 | 4315.9468 | 0 | 4158.4478 | 0 | 3823.1269 | 0 | 4158.4478 | 0 | 4541.5659 | 0 | 4158.4478 | 0 | 6153.5289 | 8474.3946 | 7981.5746 | 8700.0137
150071 | 242.131 | 617 | 1 | Standard Efficiency | None | None | Electric, 100% Usage | None | 0-100% | 183 | None | 50 or more Unit | Multifamily with 5+ units, 4-7 stories | Multi-Family with 5+ Units | 500-749 | 0-1499 | 6 | Electricity | 20% Conditioned | Room AC | Heating Only | Electricity Shared Heating | Boiler Baseboards Heating Only, Electricity | <10000 | 100% CFL | Occupied | 1950s | Electricity | No | 67.9925 | 0 | 0 | 0 | 502.0307 | 0 | 0 | 70.3371 | 0 | 5298.4319 | 0 | 0 | 1297.1326 | 32.824 | 0 | 325.602 | 16.412 | 1371.2795 | 0 | 0 | 0 | 346.9961 | 434.0383 | 245.8866 | 0 | 0 | 0 | 0 | 0 | 0 | 0 | 0 | 0 | 0 | 0 | 0 | 0 | 0 | 0 | 0 | 0 | 0 | 10009.2563 | 10009.2563 | 10009.2563 | 10009.2563 | 0 | 0 | 0 | 1789.0209 | 0 | 0 | 0 | 4117.3214 | 0 | 0 | 0 | 3581.2438 | 0 | 0 | 0 | 4339.3463 | 0 | 0 | 0 | 1789.0209 | 4117.3214 | 3581.2438 | 4339.3463
150122 | 242.131 | 8194 | 4 | Standard Efficiency | Electric, 100% Usage | Standard, 100% Usage | Electric, 100% Usage | None | 400%+ | None | None | Single-Family Detached | Single-Family Detached | Single-Family Detached | 4000+ | 4000+ | 1 | Natural Gas | 80% Conditioned | Central AC | None | Natural Gas Fuel Furnace | None | 160000-179999 | 100% Incandescent | Occupied | 1980s | Natural Gas | Yes | 67.9925 | 762.864 | 28.4279 | 197.5299 | 1916.6848 | 0 | 319.7405 | 438.1412 | 0 | 0 | 0 | 0 | 0 | 509.6506 | 0 | 7521.669 | 21.9803 | 4450.8703 | 0 | 0 | 0 | 405.6104 | 434.0383 | 0 | 0 | 0 | 0 | 0 | 0 | 0 | 0 | 17563.7492 | 0 | 3912.4988 | 0 | 0 | 0 | 0 | 0 | 0 | 0 | 0 | 38551.1547 | 38551.1547 | 17075.1998 | 17075.1998 | 0 | 21475.9549 | 0 | 2904.9321 | 0 | 4896.1064 | 0 | 6430.4538 | 0 | 4896.1064 | 0 | 5660.7484 | 0 | 4896.1064 | 0 | 6849.8218 | 0 | 4896.1064 | 0 | 7801.0385 | 11326.5603 | 10556.8548 | 11745.9282
150205 | 242.131 | 8194 | 5 | Standard Efficiency | Electric, 80% Usage | EnergyStar, 80% Usage | Electric, 80% Usage | None | 400%+ | None | None | Single-Family Detached | Single-Family Detached | Single-Family Detached | 4000+ | 4000+ | 2 | Electricity | 100% Conditioned | Heat Pump | None | Electricity ASHP | None | 180000-199999 | 100% LED | Occupied | 1990s | Electricity | Yes | 67.9925 | 320.0336 | 18.7565 | 819.4267 | 2712.0797 | 0 | 319.7405 | 303.9147 | 1765.4601 | 5175.9282 | 0 | 0 | 1232.95 | 84.9906 | 16.7051 | 1837.8487 | 27.2556 | 2225.5817 | 0 | 0 | 0 | 324.4297 | 434.0383 | 0 | 0 | 0 | 0 | 0 | 0 | 0 | 0 | 0 | 0 | 0 | 0 | 0 | 0 | 0 | 0 | 0 | 0 | 0 | 17687.1321 | 17687.1321 | 17687.1321 | 17687.1321 | 0 | 0 | 0 | 3046.2529 | 0 | 0 | 0 | 6899.9555 | 0 | 0 | 0 | 6033.3913 | 0 | 0 | 0 | 7232.509 | 0 | 0 | 0 | 3046.2529 | 6899.9555 | 6033.3913 | 7232.509
150206 | 242.131 | 1690 | 3 | Standard Efficiency | Gas, 100% Usage | Standard, 100% Usage | Gas, 100% Usage | 290 Rated kWh, 100% Usage | 400%+ | None | None | Single-Family Detached | Single-Family Detached | Single-Family Detached | 1500-1999 | 1500-2499 | 1 | Natural Gas | 100% Conditioned | Central AC | None | Natural Gas Fuel Furnace | None | 70000-79999 | 100% Incandescent | Occupied | 1970s | Natural Gas | Yes | 67.9925 | 68.2856 | 28.4279 | 1266.6532 | 4509.7776 | 91.1451 | 0 | 504.9615 | 0 | 0 | 0 | 0 | 0 | 184.6348 | 0 | 1938.9582 | 21.9803 | 2382.6678 | 0 | 0 | 0 | 27.8418 | 400.042 | 0 | 0 | 0 | 0 | 905.8827 | 0 | 0 | 0 | 21209.2603 | 0 | 4152.524 | 0 | 0 | 813.5653 | 0 | 0 | 0 | 0 | 0 | 38574.0142 | 38574.0142 | 11493.0751 | 11493.0751 | 0 | 27080.9392 | 0 | 2037.7292 | 0 | 6173.9274 | 0 | 4298.875 | 0 | 6173.9274 | 0 | 3818.7964 | 0 | 6173.9274 | 0 | 4527.1494 | 0 | 6173.9274 | 0 | 8211.6566 | 10472.8024 | 9992.7238 | 10701.0768
150286 | 242.131 | 2176 | 3 | Standard Efficiency | None | None | Electric, 120% Usage | None | 300-400% | None | None | Single-Family Detached | Single-Family Detached | Single-Family Detached | 2000-2499 | 1500-2499 | 2 | Propane | 100% Conditioned | Central AC | None | Propane Fuel Furnace | None | 70000-79999 | 100% CFL | Occupied | 1990s | Electricity | Yes | 81.7668 | 0 | 0 | 1130.3751 | 4117.0624 | 0 | 0 | 767.2601 | 0 | 0 | 0 | 0 | 6337.3688 | 52.1667 | 0 | 753.7788 | 21.9803 | 6333.5589 | 0 | 0 | -1004.3546 | 644.7564 | 434.0383 | 0 | 0 | 0 | 0 | 0 | 0 | 0 | 0 | 0 | 0 | 0 | 0 | 0 | 0 | 0 | 0 | 32817.5123 | 0 | 0 | 52486.6841 | 53491.0386 | 19669.4649 | 20673.5263 | 0 | 0 | 32817.5123 | 3336.6999 | 0 | 0 | 9030.8535 | 7374.219 | 0 | 0 | 9030.8535 | 6502.9869 | 0 | 0 | 9030.8535 | 7791.2849 | 0 | 0 | 9030.8535 | 12367.5534 | 16405.0725 | 15533.8404 | 16822.1385
150329 | 242.131 | 1202 | 2 | Standard Efficiency | None | None | Electric, 120% Usage | None | 400%+ | None | 6 | Single-Family Attached | Single-Family Attached | Single-Family Attached | 1000-1499 | 0-1499 | 1 | Natural Gas | 100% Conditioned | Central AC | None | Natural Gas Fuel Furnace | None | 140000-159999 | 100% CFL | Occupied | 2000s | Natural Gas | Yes | 67.9925 | 0 | 0 | 479.7573 | 1900.5659 | 0 | 0 | 42.4953 | 0 | 0 | 0 | 0 | 0 | 40.1507 | 0 | 486.2049 | 16.412 | 3311.41 | 0 | 0 | 0 | 416.454 | 434.0383 | 0 | 0 | 0 | 0 | 0 | 0 | 0 | 0 | 7200.17 | 0 | 3942.6851 | 0 | 0 | 0 | 0 | 0 | 0 | 0 | 0 | 18338.043 | 18338.043 | 7194.8948 | 7194.8948 | 0 | 11143.1482 | 0 | 1197.5923 | 0 | 2540.3962 | 0 | 2641.35 | 0 | 2540.3962 | 0 | 2335.7136 | 0 | 2540.3962 | 0 | 2787.8336 | 0 | 2540.3962 | 0 | 3737.9885 | 5181.7462 | 4876.1098 | 5328.2298
150341 | 242.131 | 2115 | 3 | Standard Efficiency | None | None | Electric, 80% Usage | 318 Rated kWh, 80% Usage | 400%+ | 3 | None | 3 or 4 Unit | Multifamily with 2-4 Units | Multi-Family with 2 - 4 Units | 2000-2499 | 1500-2499 | 3 | Natural Gas | 100% Conditioned | Central AC | None | Natural Gas Fuel Furnace | None | 120000-139999 | 100% CFL | Occupied | 1960s | Natural Gas | Yes | 67.9925 | 0 | 0 | 834.0803 | 2515.7221 | 109.3155 | 0 | 249.1104 | 0 | 0 | 0 | 0 | 0 | 51.5805 | 0 | 737.0737 | 21.9803 | 990.2871 | 0 | 0 | 0 | 379.527 | 434.0383 | 0 | 0 | 0 | 0 | 0 | 0 | 0 | 0 | 22693.6652 | 0 | 3240.1937 | 0 | 0 | 0 | 0 | 0 | 0 | 0 | 0 | 32324.5667 | 32324.5667 | 6390.4147 | 6390.4147 | 0 | 25934.1521 | 0 | 1123.8404 | 0 | 5912.4255 | 0 | 2367.3194 | 0 | 5912.4255 | 0 | 2106.1682 | 0 | 5912.4255 | 0 | 2492.8502 | 0 | 5912.4255 | 0 | 7036.2659 | 8279.7449 | 8018.5937 | 8405.2757
150354 | 242.131 | 333 | 1 | Standard Efficiency | Electric, 100% Usage | EnergyStar, 100% Usage | Electric, 100% Usage | None | 150-200% | 15 | None | 10 to 19 Unit | Multifamily with 5+ units, 1-3 stories | Multi-Family with 5+ Units | 0-499 | 0-1499 | 2 | Electricity | 80% Conditioned | Central AC | None | Electricity Electric Furnace | None | 15000-19999 | 100% CFL | Occupied | 1970s | Electricity | Yes | 67.9925 | 289.8473 | 16.9981 | 170.8604 | 823.8228 | 0 | 0 | 15.8258 | 0 | 1499.9377 | 0 | 0 | 1338.7486 | 29.3071 | 0 | 247.6451 | 16.412 | 1256.9818 | 0 | 0 | 0 | 346.9961 | 434.0383 | 0 | 0 | 0 | 0 | 0 | 0 | 0 | 0 | 0 | 0 | 0 | 0 | 0 | 0 | 0 | 0 | 0 | 0 | 0 | 6555.1206 | 6555.1206 | 6555.1206 | 6555.1206 | 0 | 0 | 0 | 1179.9498 | 0 | 0 | 0 | 2614.12 | 0 | 0 | 0 | 2368.731 | 0 | 0 | 0 | 2877.4476 | 0 | 0 | 0 | 1179.9498 | 2614.12 | 2368.731 | 2877.4476
150407 | 242.131 | 1220 | 3 | Standard Efficiency, No usage | Electric, 80% Usage | Standard, 80% Usage | Electric, 80% Usage | 290 Rated kWh, 80% Usage | 200-300% | None | None | Single-Family Detached | Single-Family Detached | Single-Family Detached | 1000-1499 | 0-1499 | 1 | Electricity | 100% Conditioned | Heat Pump | None | Electricity ASHP | None | 50000-59999 | 100% Incandescent | Vacant | 1950s | Electricity | Yes | 0 | 0 | 0 | 771.07 | 4222.2749 | 0 | 0 | 137.7434 | 140.9672 | 1630.0613 | 0 | 0 | 344.9446 | 0 | 0 | 0 | 21.9803 | 0 | 0 | 0 | 0 | 0 | 868.0765 | 0 | 0 | 0 | 0 | 0 | 0 | 0 | 0 | 0 | 0 | 0 | 0 | 0 | 0 | 0 | 0 | 0 | 0 | 0 | 8137.1183 | 8137.1183 | 8137.1183 | 8137.1183 | 0 | 0 | 0 | 1455.22 | 0 | 0 | 0 | 3166.9207 | 0 | 0 | 0 | 2803.2489 | 0 | 0 | 0 | 3212.6705 | 0 | 0 | 0 | 1455.22 | 3166.9207 | 2803.2489 | 3212.6705
150525 | 242.131 | 2663 | 4 | Standard Efficiency | Electric, 80% Usage | EnergyStar, 80% Usage | Electric, 80% Usage | 290 Rated kWh, 80% Usage | 400%+ | None | None | Single-Family Detached | Single-Family Detached | Single-Family Detached | 2500-2999 | 2500-3999 | 1 | Fuel Oil | 100% Conditioned | Central AC | None | Fuel Oil Fuel Boiler | None | 140000-159999 | 100% CFL | Occupied | <1940 | Electricity | Yes | 67.9925 | 320.0336 | 18.7565 | 733.85 | 3116.8108 | 72.9747 | 319.7405 | 298.3463 | 0 | 0 | 0 | 0 | 1276.6176 | 58.3211 | 0 | 887.4192 | 21.9803 | 1346.0754 | 0 | 0 | 0 | 324.4297 | 434.0383 | 0 | 0 | 66814.3425 | 0 | 0 | 0 | 0 | 0 | 0 | 0 | 0 | 0 | 0 | 0 | 0 | 0 | 0 | 0 | 0 | 76111.4361 | 76111.4361 | 9297.0936 | 9297.0936 | 66814.3425 | 0 | 0 | 1601.3711 | 20258.0199 | 0 | 0 | 3370.1305 | 20258.0199 | 0 | 0 | 2996.3958 | 20258.0199 | 0 | 0 | 3590.5215 | 20258.0199 | 0 | 0 | 21859.391 | 23628.1505 | 23254.4157 | 23848.5415
150696 | 242.131 | 866 | 2 | Standard Efficiency | Electric, 80% Usage | EnergyStar, 80% Usage | Gas, 80% Usage | 318 Rated kWh, 80% Usage | 400%+ | None | 5 | Single-Family Attached | Single-Family Attached | Single-Family Attached | 750-999 | 0-1499 | 1 | Electricity | 100% Conditioned | Central AC | None | Electricity Electric Furnace | None | 60000-69999 | 100% CFL | Occupied | 1980s | Electricity | Yes | 67.9925 | 231.8192 | 13.4813 | 327.9465 | 1985.2634 | 51.5805 | 0 | 114.8839 | 0 | 4928.8693 | 0 | 0 | 853.716 | 35.7547 | 0 | 393.8875 | 16.412 | 802.1355 | 0 | 0 | 0 | 19.0496 | 434.0383 | 0 | 0 | 0 | 0 | 0 | 0 | 0 | 0 | 0 | 0 | 0 | 0 | 0 | 555.9558 | 0 | 0 | 0 | 0 | 0 | 10832.786 | 10832.786 | 10276.8301 | 10276.8301 | 0 | 555.9558 | 0 | 1818.3357 | 0 | 126.7169 | 0 | 4140.4311 | 0 | 126.7169 | 0 | 3618.2106 | 0 | 126.7169 | 0 | 4363.2778 | 0 | 126.7169 | 0 | 1945.0526 | 4267.148 | 3744.9276 | 4489.9948
150723 | 242.131 | 2663 | 4 | Standard Efficiency | None | None | Gas, 100% Usage | 318 Rated kWh, 100% Usage | 400%+ | None | None | Single-Family Detached | Single-Family Detached | Single-Family Detached | 2500-2999 | 2500-3999 | 1 | Electricity | 100% Conditioned | Heat Pump | None | Electricity ASHP | None | 100000-119999 | 100% LED | Occupied | 1990s | Electricity | Yes | 67.9925 | 0 | 0 | 1084.0699 | 4005.4023 | 134.8127 | 0 | 616.6215 | 1450.9949 | 7060.6682 | 0 | 0 | 3056.4382 | 38.9785 | 16.7051 | 677.8734 | 21.9803 | 3006.9092 | 0 | 0 | 0 | 32.2378 | 1790.0781 | 0 | 0 | 0 | 0 | 0 | 0 | 0 | 0 | 0 | 0 | 0 | 0 | 0 | 947.2057 | 0 | 0 | 0 | 0 | 0 | 24008.6751 | 24008.6751 | 23061.4694 | 23061.4694 | 0 | 947.2057 | 0 | 4190.9245 | 0 | 215.9435 | 0 | 9289.5309 | 0 | 215.9435 | 0 | 8425.0773 | 0 | 215.9435 | 0 | 10158.6225 | 0 | 215.9435 | 0 | 4406.8681 | 9505.4744 | 8641.0208 | 10374.566
150766 | 242.131 | 2176 | 3 | Standard Efficiency | Electric, 100% Usage | EnergyStar, 100% Usage | Electric, 100% Usage | 290 Rated kWh, 100% Usage | 400%+ | None | None | Single-Family Detached | Single-Family Detached | Single-Family Detached | 2000-2499 | 1500-2499 | 1 | Propane | None | None | None | Propane Fuel Furnace | None | 160000-179999 | 100% LED | Occupied | 1970s | Propane | Yes | 81.7668 | 648.8593 | 37.8062 | 0 | 0 | 160.6029 | 319.7405 | 443.1235 | 0 | 0 | 0 | 0 | 0 | 34.8755 | 16.7051 | 575.5916 | 21.9803 | 3166.6329 | 0 | 0 | 0 | 537.1993 | 1126.8583 | 0 | 0 | 0 | 0 | 0 | 0 | 0 | 0 | 0 | 0 | 0 | 0 | 0 | 0 | 0 | 0 | 17841.5806 | 4927.1108 | 0 | 29940.4336 | 29940.4336 | 7172.0352 | 7172.0352 | 0 | 0 | 22768.6914 | 1183.1222 | 0 | 0 | 6265.5717 | 2673.3473 | 0 | 0 | 6265.5717 | 2346.0378 | 0 | 0 | 6265.5717 | 2858.086 | 0 | 0 | 6265.5717 | 7448.6939 | 8938.919 | 8611.6094 | 9123.6576
150779 | 242.131 | 853 | 2 | Standard Efficiency | Propane, 80% Usage | Standard, 80% Usage | Gas, 80% Usage | None | 200-300% | 6 | None | 5 to 9 Unit | Multifamily with 5+ units, 1-3 stories | Multi-Family with 5+ Units | 750-999 | 0-1499 | 2 | Electricity | 20% Conditioned | Room AC | None | Electricity Baseboard | None | 40000-44999 | 100% Incandescent | Occupied | 1960s | Electricity | No | 67.9925 | 50.4082 | 21.1011 | 0 | 455.1394 | 0 | 0 | 0 | 0 | 7066.2366 | 0 | 0 | 1247.6035 | 142.7256 | 0 | 1220.3479 | 16.412 | 830.8565 | 0 | 0 | 0 | 21.3942 | 434.0383 | 0 | 0 | 0 | 0 | 0 | 0 | 0 | 0 | 0 | 0 | 0 | 0 | 0 | 624.8275 | 669.9605 | 0 | 0 | 0 | 0 | 12868.7507 | 12868.7507 | 11573.9627 | 11573.9627 | 0 | 624.8275 | 669.9605 | 2058.4698 | 0 | 142.448 | 184.369 | 4784.7073 | 0 | 142.448 | 184.369 | 4158.6505 | 0 | 142.448 | 184.369 | 5049.3572 | 0 | 142.448 | 184.369 | 2385.2867 | 5111.5243 | 4485.4674 | 5376.1741
150863 | 242.131 | 2663 | 3 | Standard Efficiency | Gas, 80% Usage | EnergyStar, 80% Usage | Electric, 80% Usage | None | 400%+ | None | None | Single-Family Detached | Single-Family Detached | Single-Family Detached | 2500-2999 | 2500-3999 | 1 | Natural Gas | 80% Conditioned | Central AC | None | Natural Gas Fuel Furnace | None | 100000-119999 | 100% Incandescent | Occupied | 2000s | Natural Gas | Yes | 67.9925 | 28.721 | 18.7565 | 349.6338 | 4623.4892 | 0 | 0 | 853.423 | 0 | 0 | 0 | 0 | 0 | 233.2846 | 99.9372 | 2774.2107 | 21.9803 | 1346.0754 | 0 | 0 | 0 | 324.4297 | 434.0383 | 0 | 0 | 0 | 0 | 380.1132 | 0 | 0 | 0 | 34096.4744 | 0 | 2666.9467 | 0 | 0 | 0 | 0 | 0 | 0 | 0 | 0 | 48318.9204 | 48318.9204 | 11175.386 | 11175.386 | 0 | 37143.5343 | 0 | 1923.7492 | 0 | 8467.9323 | 0 | 4113.9372 | 0 | 8467.9323 | 0 | 3647.1008 | 0 | 8467.9323 | 0 | 4359.6904 | 0 | 8467.9323 | 0 | 10391.6814 | 12581.8694 | 12115.0331 | 12827.6226
150886 | 242.131 | 1690 | 3 | Standard Efficiency | Electric, 120% Usage | EnergyStar, 120% Usage | Electric, 120% Usage | None | 400%+ | None | None | Single-Family Detached | Single-Family Detached | Single-Family Detached | 1500-1999 | 1500-2499 | 1 | Electricity | 100% Conditioned | Central AC | None | Electricity Electric Furnace | None | 120000-139999 | 100% Incandescent | Occupied | 1960s | Natural Gas | Yes | 67.9925 | 629.5167 | 36.6339 | 900.9005 | 4005.1092 | 0 | 0 | 206.029 | 0 | 18995.1083 | 0 | 0 | 0 | 184.6348 | 99.9372 | 1938.9582 | 21.9803 | 5394.8523 | 0 | 0 | 0 | 565.6272 | 434.0383 | 0 | 0 | 0 | 0 | 0 | 0 | 0 | 0 | 0 | 0 | 8210.9722 | 0 | 0 | 0 | 0 | 0 | 0 | 0 | 0 | 41691.9973 | 41691.9973 | 33481.3183 | 33481.3183 | 0 | 8210.9722 | 0 | 6082.9835 | 0 | 1871.9022 | 0 | 13546.0476 | 0 | 1871.9022 | 0 | 12241.5767 | 0 | 1871.9022 | 0 | 14822.5264 | 0 | 1871.9022 | 0 | 7954.8857 | 15417.9498 | 14113.479 | 16694.4286
150907 | 242.131 | 617 | 2 | Standard Efficiency, No usage | Electric, 100% Usage | Standard, 100% Usage | Electric, 100% Usage | 318 Rated kWh, 100% Usage | 300-400% | 20 | None | 20 to 49 Unit | Multifamily with 5+ units, 4-7 stories | Multi-Family with 5+ Units | 500-749 | 0-1499 | 5 | Natural Gas | None | None | Heating Only | Natural Gas Shared Heating | Boiler Baseboards Heating Only, Natural Gas | 35000-39999 | 100% LED | Vacant | <1940 | Electricity | Yes | 0 | 0 | 0 | 0 | 0 | 0 | 0 | 31.0655 | 0 | 0 | 0 | 0 | 312.4138 | 0 | 0 | 0 | 16.412 | 0 | 0 | 0 | 0 | 0 | 434.0383 | 0 | 0 | 0 | 0 | 0 | 0 | 0 | 0 | 1555.3282 | 0 | 0 | 0 | 0 | 0 | 0 | 0 | 0 | 0 | 0 | 2348.9646 | 2348.9646 | 793.9295 | 793.9295 | 0 | 1555.3282 | 0 | 133.6814 | 0 | 354.5632 | 0 | 302.0571 | 0 | 354.5632 | 0 | 265.2504 | 0 | 354.5632 | 0 | 320.0226 | 0 | 354.5632 | 0 | 488.2446 | 656.6203 | 619.8136 | 674.5857
150921 | 242.131 | 1202 | 1 | Standard Efficiency | None | EnergyStar, 100% Usage | Electric, 100% Usage | 290 Rated kWh, 100% Usage | 150-200% | None | 6 | Single-Family Attached | Single-Family Attached | Single-Family Attached | 1000-1499 | 0-1499 | 1 | Fuel Oil | 100% Conditioned | Central AC | None | Fuel Oil Fuel Furnace | None | 30000-34999 | 100% CFL | Occupied | <1940 | Electricity | Yes | 67.9925 | 0 | 26.3764 | 719.1964 | 2693.6162 | 105.2125 | 0 | 460.1216 | 0 | 0 | 0 | 0 | 2539.4608 | 40.1507 | 0 | 486.2049 | 16.412 | 1917.8571 | 0 | 0 | 0 | 431.9868 | 480.0504 | 0 | 0 | 33447.6151 | 0 | 0 | 0 | 0 | 0 | 0 | 0 | 0 | 0 | 0 | 0 | 0 | 0 | 0 | 0 | 0 | 43431.9603 | 43431.9603 | 9984.3452 | 9984.3452 | 33447.6151 | 0 | 0 | 1667.5253 | 10141.2726 | 0 | 0 | 3620.4518 | 10141.2726 | 0 | 0 | 3205.74 | 10141.2726 | 0 | 0 | 3851.4374 | 10141.2726 | 0 | 0 | 11808.7979 | 13761.7244 | 13347.0126 | 13992.71
150926 | 242.131 | 1220 | 3 | None | None | None | Gas, 120% Usage | None | 400%+ | None | None | Single-Family Detached | Single-Family Detached | Single-Family Detached | 1000-1499 | 0-1499 | 1 | Natural Gas | 100% Conditioned | Central AC | None | Natural Gas Fuel Furnace | None | 200000+ | 100% LED | Occupied | 1960s | Natural Gas | Yes | 0 | 0 | 0 | 656.4792 | 5962.2378 | 0 | 319.7405 | 452.5017 | 0 | 0 | 0 | 0 | 0 | 26.9625 | 0 | 375.131 | 21.9803 | 4466.4031 | 0 | 0 | 0 | 33.4101 | 480.0504 | 0 | 0 | 0 | 0 | 0 | 0 | 719.1964 | 0 | 18197.955 | 0 | 5646.8934 | 0 | 0 | 976.2197 | 0 | 0 | 0 | 0 | 0 | 38334.5752 | 38334.5752 | 12794.6037 | 12794.6037 | 0 | 25540.2645 | 0 | 2229.0885 | 0 | 5822.621 | 0 | 4820.9439 | 0 | 5822.621 | 0 | 4281.8399 | 0 | 5822.621 | 0 | 4984.2535 | 0 | 5822.621 | 0 | 8051.7095 | 10643.5649 | 10104.4609 | 10806.8745
151030 | 242.131 | 1675 | 3 | Standard Efficiency | Electric, 100% Usage | EnergyStar, 100% Usage | Electric, 100% Usage | 318 Rated kWh, 100% Usage | 400%+ | None | 5 | Single-Family Attached | Single-Family Attached | Single-Family Attached | 1500-1999 | 1500-2499 | 2 | Natural Gas | 40% Conditioned | Room AC | None | Natural Gas Fuel Wall/Floor Furnace | None | 100000-119999 | 100% CFL | Occupied | 1940s | Natural Gas | Yes | 67.9925 | 369.8557 | 21.6873 | 0 | 984.7188 | 88.5075 | 0 | 0 | 0 | 0 | 0 | 0 | 0 | 46.0122 | 0 | 616.0354 | 21.9803 | 1859.5359 | 0 | 0 | 0 | 389.4915 | 914.0887 | 0 | 0 | 0 | 0 | 0 | 0 | 0 | 0 | 49650.9284 | 0 | 3582.5008 | 0 | 0 | 0 | 0 | 0 | 0 | 0 | 0 | 58613.3348 | 58613.3348 | 5379.9056 | 5379.9056 | 0 | 53233.4292 | 0 | 940.7361 | 0 | 12136.1324 | 0 | 2054.9086 | 0 | 12136.1324 | 0 | 1814.941 | 0 | 12136.1324 | 0 | 2164.6839 | 0 | 12136.1324 | 0 | 13076.8684 | 14191.041 | 13951.0734 | 14300.8162
151122 | 242.131 | 1138 | 2 | None | Electric, 100% Usage | Standard, 100% Usage | Gas, 100% Usage | 318 Rated kWh, 100% Usage | 400%+ | 116 | None | 50 or more Unit | Multifamily with 5+ units, 4-7 stories | Multi-Family with 5+ Units | 1000-1499 | 0-1499 | 5 | Natural Gas | 60% Conditioned | Room AC | Heating Only | Natural Gas Shared Heating | Boiler Baseboards Heating Only, Natural Gas | 120000-139999 | 100% Incandescent | Occupied | 1940s | Natural Gas | No | 0 | 1011.0952 | 37.8062 | 0 | 1712.7073 | 136.5711 | 0 | 80.8876 | 0 | 0 | 0 | 0 | 0 | 156.793 | 0 | 1465.0623 | 16.412 | 2166.6744 | 0 | 0 | 0 | 32.5309 | 434.0383 | 0 | 0 | 0 | 0 | 0 | 0 | 0 | 0 | 6640.6974 | 0 | 5113.211 | 0 | 0 | 953.6533 | 0 | 0 | 0 | 0 | 0 | 19958.1399 | 19958.1399 | 7250.5783 | 7250.5783 | 0 | 12707.5616 | 0 | 1205.9039 | 0 | 2897.0473 | 0 | 2679.5919 | 0 | 2897.0473 | 0 | 2364.9245 | 0 | 2897.0473 | 0 | 2835.6327 | 0 | 2897.0473 | 0 | 4102.9512 | 5576.6392 | 5261.9718 | 5732.68
151183 | 242.131 | 1690 | 3 | Standard Efficiency | Electric, 80% Usage | EnergyStar, 80% Usage | Electric, 80% Usage | None | 0-100% | None | None | Single-Family Detached | Single-Family Detached | Single-Family Detached | 1500-1999 | 1500-2499 | 1 | Propane | 40% Conditioned | Room AC | None | Propane Fuel Wall/Floor Furnace | None | 15000-19999 | 100% CFL | Occupied | 1940s | Propane | Yes | 67.9925 | 618.673 | 36.0477 | 0 | 1558.552 | 0 | 0 | 0 | 0 | 0 | 0 | 0 | 0 | 46.0122 | 0 | 620.1384 | 21.9803 | 1663.4714 | 0 | 2949.4672 | 0 | 482.6881 | 434.0383 | 0 | 0 | 0 | 0 | 0 | 0 | 0 | 0 | 0 | 0 | 0 | 0 | 0 | 0 | 0 | 0 | 15876.5391 | 4017.7113 | 0 | 28393.3114 | 28393.3114 | 8499.061 | 8499.061 | 0 | 0 | 19894.5434 | 1258.6372 | 0 | 0 | 5474.6508 | 2891.9684 | 0 | 0 | 5474.6508 | 2555.2536 | 0 | 0 | 5474.6508 | 3067.8226 | 0 | 0 | 5474.6508 | 6733.288 | 8366.6192 | 8029.9044 | 8542.4734
151193 | 242.131 | 3301 | 4 | Standard Efficiency | Gas, 80% Usage | EnergyStar, 80% Usage | Electric, 80% Usage | None | 400%+ | None | None | Single-Family Detached | Single-Family Detached | Single-Family Detached | 3000-3999 | 2500-3999 | 1 | Natural Gas | 100% Conditioned | Central AC | None | Natural Gas Fuel Wall/Floor Furnace | None | 200000+ | 100% CFL | Occupied | 1950s | Natural Gas | Yes | 67.9925 | 37.5131 | 24.618 | 851.9576 | 4422.7355 | 0 | 319.7405 | 0 | 0 | 0 | 0 | 0 | 0 | 66.2341 | 0 | 1062.6757 | 21.9803 | 1604.8572 | 0 | 0 | 0 | 377.1825 | 480.0504 | 0 | 0 | 0 | 0 | 498.2208 | 0 | 0 | 0 | 59149.6548 | 0 | 3054.9728 | 0 | 0 | 0 | 0 | 0 | 0 | 0 | 0 | 72040.0928 | 72040.0928 | 9337.2443 | 9337.2443 | 0 | 62703.1416 | 0 | 1665.0823 | 0 | 14294.9944 | 0 | 3475.9881 | 0 | 14294.9944 | 0 | 3101.5358 | 0 | 14294.9944 | 0 | 3616.7628 | 0 | 14294.9944 | 0 | 15960.0766 | 17770.9825 | 17396.5302 | 17911.7571
151272 | 242.131 | 885 | 3 | Standard Efficiency, No usage | Electric, 80% Usage | Standard, 80% Usage | Electric, 80% Usage | 318 Rated kWh, 80% Usage | 0-100% | None | None | Single-Family Detached | Single-Family Detached | Single-Family Detached | 750-999 | 0-1499 | 2 | Natural Gas | 100% Conditioned | Central AC | None | Natural Gas Fuel Wall/Floor Furnace | None | <10000 | 100% LED | Vacant | <1940 | Electricity | Yes | 0 | 0 | 0 | 652.9623 | 2479.6743 | 0 | 0 | 0 | 0 | 0 | 0 | 0 | 340.8417 | 0 | 0 | 0 | 21.9803 | 0 | 0 | 0 | 0 | 0 | 400.042 | 0 | 0 | 0 | 0 | 0 | 0 | 0 | 0 | 9018.0899 | 0 | 0 | 0 | 0 | 0 | 0 | 0 | 0 | 0 | 0 | 12913.5906 | 12913.5906 | 3895.5007 | 3895.5007 | 0 | 9018.0899 | 0 | 736.7274 | 0 | 2055.9228 | 0 | 1530.4343 | 0 | 2055.9228 | 0 | 1368.9781 | 0 | 2055.9228 | 0 | 1549.159 | 0 | 2055.9228 | 0 | 2792.6503 | 3586.3571 | 3424.9009 | 3605.0818
151359 | 242.131 | 12291 | 3 | None | None | None | Electric, 120% Usage | None | 0-100% | 4 | None | 3 or 4 Unit | Multifamily with 2-4 Units | Multi-Family with 2 - 4 Units | 4000+ | 4000+ | 2 | Electricity | 60% Conditioned | Room AC | None | Electricity Electric Furnace | None | <10000 | 100% CFL | Occupied | 1970s | Natural Gas | Yes | 0 | 0 | 0 | 0 | 6566.5504 | 0 | 0 | 578.8154 | 0 | 24760.9886 | 0 | 0 | 0 | 178.7734 | 0 | 3531.2133 | 21.9803 | 10001.0503 | 0 | 0 | 0 | 518.4427 | 480.0504 | 0 | 0 | 0 | 0 | 0 | 0 | 0 | 0 | 0 | 0 | 6843.5026 | 0 | 0 | 0 | 0 | 0 | 0 | 0 | 0 | 53481.0742 | 53481.0742 | 46637.5717 | 46637.5717 | 0 | 6843.5026 | 0 | 8155.6507 | 0 | 1560.1654 | 0 | 18957.2867 | 0 | 1560.1654 | 0 | 16496.7903 | 0 | 1560.1654 | 0 | 19774.6941 | 0 | 1560.1654 | 0 | 9715.8161 | 20517.4521 | 18056.9557 | 21334.8596
151407 | 242.131 | 1202 | 3 | Standard Efficiency | Electric, 100% Usage | EnergyStar, 100% Usage | Electric, 100% Usage | None | 400%+ | None | 6 | Single-Family Attached | Single-Family Attached | Single-Family Attached | 1000-1499 | 0-1499 | 1 | Electricity | 100% Conditioned | Central AC | None | Electricity Baseboard | None | 70000-79999 | 100% Incandescent | Occupied | 1940s | Electricity | Yes | 67.9925 | 289.8473 | 16.9981 | 626.879 | 3069.6264 | 0 | 0 | 0 | 0 | 3446.5158 | 0 | 0 | 1331.1288 | 160.0168 | 0 | 1519.8666 | 21.9803 | 1655.5585 | 0 | 0 | 0 | 346.9961 | 914.0887 | 0 | 0 | 0 | 0 | 0 | 1233.5361 | 0 | 0 | 0 | 0 | 0 | 0 | 0 | 0 | 0 | 0 | 0 | 0 | 0 | 14701.031 | 14701.031 | 13467.4949 | 13467.4949 | 0 | 1233.5361 | 0 | 2209.159 | 0 | 281.2069 | 0 | 5036.1073 | 0 | 281.2069 | 0 | 4422.8613 | 0 | 281.2069 | 0 | 5285.9283 | 0 | 281.2069 | 0 | 2490.3659 | 5317.3141 | 4704.0681 | 5567.1351
151516 | 242.131 | 617 | 2 | Standard Efficiency | Electric, 120% Usage | Standard, 120% Usage | Electric, 120% Usage | None | 400%+ | None | 24 | Single-Family Attached | Single-Family Attached | Single-Family Attached | 500-749 | 0-1499 | 2 | Electricity | 100% Conditioned | Central AC | None | Electricity Electric Furnace | None | 80000-99999 | 100% Incandescent | Occupied | 1970s | Electricity | Yes | 67.9925 | 846.3893 | 31.6517 | 339.0832 | 2622.3999 | 0 | 0 | 123.3829 | 0 | 6490.645 | 0 | 0 | 3426.0008 | 130.7097 | 0 | 1017.8358 | 16.412 | 3393.763 | 0 | 0 | 0 | 467.4484 | 400.042 | 0 | 0 | 0 | 0 | 0 | 0 | 0 | 0 | 0 | 0 | 0 | 0 | 0 | 0 | 0 | 0 | 0 | 0 | 0 | 19373.7562 | 19373.7562 | 19373.7562 | 19373.7562 | 0 | 0 | 0 | 3346.0012 | 0 | 0 | 0 | 7670.6012 | 0 | 0 | 0 | 6703.9301 | 0 | 0 | 0 | 8044.6934 | 0 | 0 | 0 | 3346.0012 | 7670.6012 | 6703.9301 | 8044.6934
151539 | 242.131 | 1220 | 2 | None | Electric, 80% Usage | Standard, 80% Usage | Electric, 80% Usage | 318 Rated kWh, 80% Usage | 400%+ | None | None | Single-Family Detached | Single-Family Detached | Single-Family Detached | 1000-1499 | 0-1499 | 1 | Electricity | 60% Conditioned | Room AC | None | Electricity Electric Furnace | None | 80000-99999 | 100% CFL | Occupied | 1970s | Natural Gas | Yes | 0 | 610.174 | 22.8595 | 0 | 2110.9909 | 77.9569 | 319.7405 | 204.8567 | 0 | 8799.1658 | 0 | 0 | 0 | 40.1507 | 0 | 491.1871 | 16.412 | 1116.6008 | 0 | 0 | 0 | 324.4297 | 914.0887 | 0 | 0 | 0 | 0 | 0 | 0 | 0 | 0 | 0 | 0 | 2832.825 | 0 | 0 | 0 | 0 | 0 | 0 | 0 | 0 | 17881.4383 | 17881.4383 | 15048.9064 | 15048.9064 | 0 | 2832.825 | 0 | 2710.243 | 0 | 645.7935 | 0 | 6270.5086 | 0 | 645.7935 | 0 | 5451.5915 | 0 | 645.7935 | 0 | 6554.544 | 0 | 645.7935 | 0 | 3356.0365 | 6916.3021 | 6097.385 | 7200.3375
151570 | 242.131 | 1675 | 3 | Standard Efficiency | None | None | Electric, 100% Usage | 318 Rated kWh, 100% Usage | 400%+ | None | 6 | Single-Family Attached | Single-Family Attached | Single-Family Attached | 1500-1999 | 1500-2499 | 1 | Natural Gas | 100% Conditioned | Central AC | None | Natural Gas Fuel Furnace | None | 120000-139999 | 100% CFL | Occupied | 2000s | Natural Gas | Yes | 67.9925 | 0 | 0 | 433.159 | 2485.2427 | 136.5711 | 0 | 210.7181 | 0 | 0 | 0 | 0 | 0 | 46.0122 | 0 | 616.0354 | 21.9803 | 2121.5415 | 0 | 0 | 0 | 474.4821 | 434.0383 | 0 | 0 | 0 | 0 | 0 | 0 | 0 | 0 | 9749.0091 | 0 | 5051.0799 | 0 | 0 | 0 | 0 | 0 | 0 | 0 | 0 | 21847.8621 | 21847.8621 | 7047.7731 | 7047.7731 | 0 | 14800.089 | 0 | 1266.9075 | 0 | 3374.1153 | 0 | 2718.2761 | 0 | 3374.1153 | 0 | 2404.6338 | 0 | 3374.1153 | 0 | 2858.8185 | 0 | 3374.1153 | 0 | 4641.0229 | 6092.3914 | 5778.7491 | 6232.9339
151578 | 242.131 | 885 | 2 | Standard Efficiency | Electric, 100% Usage | EnergyStar, 100% Usage | Electric, 100% Usage | None | 200-300% | None | None | Single-Family Detached | Single-Family Detached | Single-Family Detached | 750-999 | 0-1499 | 1 | Fuel Oil | 100% Conditioned | Central AC | None | Fuel Oil Fuel Boiler | None | 40000-44999 | 100% Incandescent | Occupied | 1960s | Electricity | Yes | 67.9925 | 400.042 | 23.4457 | 674.3565 | 2622.3999 | 0 | 0 | 115.7631 | 0 | 0 | 0 | 0 | 2106.5949 | 144.191 | 0 | 1247.8966 | 16.412 | 2126.8168 | 0 | 0 | 0 | 405.6104 | 1126.8583 | 0 | 0 | 12339.1713 | 0 | 0 | 0 | 0 | 0 | 0 | 0 | 0 | 0 | 0 | 0 | 0 | 0 | 0 | 0 | 0 | 23417.5508 | 23417.5508 | 11078.3795 | 11078.3795 | 12339.1713 | 0 | 0 | 1837.2142 | 3741.2099 | 0 | 0 | 4011.1559 | 3741.2099 | 0 | 0 | 3547.7523 | 3741.2099 | 0 | 0 | 4269.0572 | 3741.2099 | 0 | 0 | 5578.4241 | 7752.3658 | 7288.9622 | 8010.2671
151764 | 242.131 | 885 | 2 | None | Electric, 100% Usage | EnergyStar, 100% Usage | Electric, 100% Usage | 318 Rated kWh, 100% Usage | 400%+ | None | None | Mobile Home | Mobile Home | Mobile Home | 750-999 | 0-1499 | 1 | Electricity | 20% Conditioned | Room AC | None | Electricity Electric Furnace | None | 50000-59999 | 100% CFL | Occupied | 1980s | Electricity | Yes | 0 | 275.7799 | 16.1189 | 0 | 240.9044 | 60.3726 | 319.7405 | 231.2331 | 0 | 9891.1486 | 0 | 0 | 1214.1934 | 36.0477 | 0 | 399.1628 | 16.412 | 1880.344 | 0 | 0 | 0 | 339.6694 | 434.0383 | 0 | 0 | 0 | 0 | 0 | 0 | 0 | 0 | 0 | 0 | 0 | 0 | 0 | 0 | 0 | 0 | 0 | 0 | 0 | 15355.1656 | 15355.1656 | 15355.1656 | 15355.1656 | 0 | 0 | 0 | 2764.518 | 0 | 0 | 0 | 6410.6813 | 0 | 0 | 0 | 5569.8721 | 0 | 0 | 0 | 6776.8873 | 0 | 0 | 0 | 2764.518 | 6410.6813 | 5569.8721 | 6776.8873
151800 | 242.131 | 3301 | 3 | None | Electric, 120% Usage | Standard, 120% Usage | Gas, 120% Usage | None | 400%+ | None | None | Single-Family Detached | Single-Family Detached | Single-Family Detached | 3000-3999 | 2500-3999 | 2 | Natural Gas | 100% Conditioned | Central AC | None | Natural Gas Fuel Furnace | None | 180000-199999 | 100% LED | Occupied | 1950s | Natural Gas | Yes | 0 | 1768.977 | 66.2341 | 3144.9457 | 10277.4163 | 0 | 0 | 269.0392 | 0 | 0 | 0 | 0 | 0 | 44.2537 | 0 | 811.5138 | 21.9803 | 7678.462 | 0 | 0 | 0 | 49.8221 | 434.0383 | 0 | 0 | 0 | 0 | 0 | 0 | 0 | 0 | 32389.3354 | 0 | 11836.5544 | 0 | 0 | 1457.7355 | 0 | 0 | 0 | 0 | 0 | 70249.7216 | 70249.7216 | 24566.3894 | 24566.3894 | 0 | 45683.3322 | 0 | 4055.0169 | 0 | 10414.8832 | 0 | 8683.8477 | 0 | 10414.8832 | 0 | 7739.3463 | 0 | 10414.8832 | 0 | 9121.1062 | 0 | 10414.8832 | 0 | 14469.9001 | 19098.7308 | 18154.2295 | 19535.9893
151812 | 242.131 | 2176 | 4 | Standard Efficiency | Electric, 80% Usage | Standard, 80% Usage | Electric, 80% Usage | 290 Rated kWh, 80% Usage | 400%+ | None | None | Single-Family Detached | Single-Family Detached | Single-Family Detached | 2000-2499 | 1500-2499 | 1 | Natural Gas | 100% Conditioned | Central AC | None | Natural Gas Fuel Furnace | None | 100000-119999 | 100% Incandescent | Occupied | 1970s | Natural Gas | Yes | 67.9925 | 989.701 | 36.927 | 1341.0932 | 5862.3006 | 128.3651 | 0 | 250.5758 | 0 | 0 | 0 | 0 | 0 | 208.6666 | 99.9372 | 2355.9983 | 21.9803 | 1583.463 | 0 | 0 | 0 | 429.9353 | 914.0887 | 0 | 0 | 0 | 0 | 0 | 0 | 0 | 0 | 25309.9107 | 0 | 3958.2179 | 0 | 0 | 0 | 0 | 0 | 0 | 0 | 0 | 43559.1531 | 43559.1531 | 14291.0246 | 14291.0246 | 0 | 29268.1285 | 0 | 2476.2138 | 0 | 6672.5012 | 0 | 5251.0552 | 0 | 6672.5012 | 0 | 4670.8157 | 0 | 6672.5012 | 0 | 5522.0634 | 0 | 6672.5012 | 0 | 9148.715 | 11923.5563 | 11343.3169 | 12194.5646
151830 | 242.131 | 853 | 2 | Standard Efficiency | Electric, 100% Usage | EnergyStar, 100% Usage | Electric, 100% Usage | None | 100-150% | 67 | None | 50 or more Unit | Multifamily with 5+ units, 4-7 stories | Multi-Family with 5+ Units | 750-999 | 0-1499 | 6 | Electricity | None | None | Heating Only | Electricity Shared Heating | Boiler Baseboards Heating Only, Electricity | 20000-24999 | 100% LED | Occupied | 1990s | Electricity | Yes | 81.7668 | 369.8557 | 21.6873 | 0 | 0 | 0 | 0 | 47.4775 | 0 | 723.8855 | 0 | 0 | 1718.8618 | 23.7388 | 0 | 298.0533 | 16.412 | 1661.713 | 0 | 0 | 0 | 389.4915 | 434.0383 | 0 | 0 | 0 | 0 | 0 | 0 | 0 | 0 | 0 | 0 | 0 | 0 | 0 | 0 | 0 | 0 | 0 | 0 | 0 | 5786.9813 | 5786.9813 | 5786.9813 | 5786.9813 | 0 | 0 | 0 | 981.7603 | 0 | 0 | 0 | 2235.3132 | 0 | 0 | 0 | 1954.3172 | 0 | 0 | 0 | 2381.2148 | 0 | 0 | 0 | 981.7603 | 2235.3132 | 1954.3172 | 2381.2148
151848 | 242.131 | 2176 | 4 | Standard Efficiency, No usage | Electric, 80% Usage | EnergyStar, 80% Usage | Electric, 80% Usage | None | 300-400% | None | None | Single-Family Detached | Single-Family Detached | Single-Family Detached | 2000-2499 | 1500-2499 | 1 | Electricity | 100% Conditioned | Heat Pump | None | Electricity ASHP | None | 100000-119999 | 100% CFL | Vacant | 1980s | Electricity | Yes | 0 | 0 | 0 | 972.996 | 3971.113 | 0 | 319.7405 | 295.4156 | 270.7977 | 2733.4739 | 0 | 0 | 354.0299 | 0 | 0 | 0 | 21.9803 | 0 | 0 | 3092.779 | 0 | 0 | 434.0383 | 0 | 0 | 0 | 0 | 0 | 0 | 0 | 0 | 0 | 0 | 0 | 0 | 0 | 0 | 0 | 0 | 0 | 0 | 0 | 12466.071 | 12466.071 | 12466.071 | 12466.071 | 0 | 0 | 0 | 2171.1371 | 0 | 0 | 0 | 4862.1904 | 0 | 0 | 0 | 4286.6212 | 0 | 0 | 0 | 4999.1277 | 0 | 0 | 0 | 2171.1371 | 4862.1904 | 4286.6212 | 4999.1277
151865 | 242.131 | 853 | 2 | None | None | None | Electric, 80% Usage | None | 0-100% | 18 | None | 10 to 19 Unit | Multifamily with 5+ units, 1-3 stories | Multi-Family with 5+ Units | 750-999 | 0-1499 | 3 | Electricity | None | None | Heating Only | Electricity Shared Heating | Boiler Baseboards Heating Only, Electricity | 10000-14999 | 100% LED | Occupied | 2000s | Natural Gas | Yes | 0 | 0 | 0 | 0 | 0 | 0 | 0 | 137.1573 | 0 | 8232.9525 | 0 | 0 | 0 | 23.7388 | 0 | 298.0533 | 16.412 | 830.8565 | 0 | 0 | 0 | 311.5345 | 400.042 | 0 | 0 | 0 | 0 | 0 | 0 | 0 | 0 | 0 | 0 | 2191.2924 | 0 | 0 | 0 | 0 | 0 | 0 | 0 | 0 | 12442.0392 | 12442.0392 | 10251.0399 | 10251.0399 | 0 | 2191.2924 | 0 | 1915.1922 | 0 | 499.539 | 0 | 4459.0929 | 0 | 499.539 | 0 | 3867.6801 | 0 | 499.539 | 0 | 4702.144 | 0 | 499.539 | 0 | 2414.7312 | 4958.6319 | 4367.2191 | 5201.683
151890 | 242.131 | 1138 | 2 | None | None | None | Electric, 100% Usage | None | 300-400% | 30 | None | 20 to 49 Unit | Multifamily with 5+ units, 1-3 stories | Multi-Family with 5+ Units | 1000-1499 | 0-1499 | 3 | Electricity | 100% Conditioned | Heat Pump | None | Electricity ASHP | None | 70000-79999 | 100% Incandescent | Occupied | 1980s | Electricity | Yes | 0 | 0 | 0 | 545.4053 | 2259.5779 | 0 | 0 | 301.2771 | 800.9632 | 3414.8641 | 0 | 0 | 2239.9422 | 156.793 | 0 | 1465.0623 | 16.412 | 1971.4891 | 0 | 0 | 0 | 431.9868 | 400.042 | 345.5308 | 0 | 0 | 0 | 0 | 0 | 0 | 0 | 0 | 0 | 0 | 0 | 0 | 0 | 0 | 0 | 0 | 0 | 0 | 14349.6388 | 14349.6388 | 14349.6388 | 14349.6388 | 0 | 0 | 0 | 2582.3472 | 0 | 0 | 0 | 5834.1804 | 0 | 0 | 0 | 5101.1198 | 0 | 0 | 0 | 6093.6375 | 0 | 0 | 0 | 2582.3472 | 5834.1804 | 5101.1198 | 6093.6375
151970 | 242.131 | 2176 | 4 | Standard Efficiency | None | None | Electric, 100% Usage | 290 Rated kWh, 100% Usage | 400%+ | None | None | Single-Family Detached | Single-Family Detached | Single-Family Detached | 2000-2499 | 1500-2499 | 1 | Electricity | 100% Conditioned | Central AC | None | Electricity Electric Furnace | None | 140000-159999 | 100% LED | Occupied | 1990s | Natural Gas | Yes | 67.9925 | 0 | 0 | 202.5121 | 1780.1137 | 91.1451 | 0 | 407.6619 | 0 | 17261.593 | 0 | 0 | 0 | 34.8755 | 0 | 575.5916 | 21.9803 | 2537.1163 | 1955.6633 | 2135.3158 | 0 | 405.6104 | 434.0383 | 0 | 0 | 0 | 0 | 0 | 0 | 0 | 0 | 0 | 0 | 3968.4754 | 0 | 0 | 0 | 0 | 0 | 0 | 0 | 0 | 31879.6849 | 31879.6849 | 27911.2095 | 27911.2095 | 0 | 3968.4754 | 0 | 4643.1652 | 0 | 904.7331 | 0 | 10923.6491 | 0 | 904.7331 | 0 | 9501.5903 | 0 | 904.7331 | 0 | 11599.4886 | 0 | 904.7331 | 0 | 5547.8983 | 11828.3822 | 10406.3234 | 12504.2217
152034 | 242.131 | 3301 | 3 | Standard Efficiency | Electric, 80% Usage | EnergyStar, 80% Usage | Gas, 80% Usage | None | 400%+ | None | None | Single-Family Detached | Single-Family Detached | Single-Family Detached | 3000-3999 | 2500-3999 | 2 | Natural Gas | 100% Conditioned | Central AC | None | Natural Gas Fuel Furnace | None | 200000+ | 100% CFL | Occupied | 2010s | Natural Gas | Yes | 67.9925 | 618.673 | 36.0477 | 1356.626 | 6048.6938 | 0 | 0 | 1108.9809 | 0 | 0 | 0 | 0 | 0 | 66.2341 | 24.911 | 1062.6757 | 21.9803 | 1919.6155 | 0 | 0 | 0 | 33.117 | 480.0504 | 0 | 0 | 0 | 0 | 0 | 0 | 0 | 0 | 44484.6716 | 0 | 4202.053 | 0 | 0 | 971.8237 | 0 | 0 | 0 | 0 | 0 | 62503.8532 | 62503.8532 | 12845.5981 | 12845.5981 | 0 | 49658.2552 | 0 | 2218.6532 | 0 | 11321.089 | 0 | 4750.3169 | 0 | 11321.089 | 0 | 4225.1912 | 0 | 11321.089 | 0 | 4941.0919 | 0 | 11321.089 | 0 | 13539.7422 | 16071.4059 | 15546.2802 | 16262.1809
152079 | 242.131 | 2176 | 4 | None | Electric, 80% Usage | EnergyStar, 80% Usage | Electric, 80% Usage | 290 Rated kWh, 80% Usage | 300-400% | None | None | Single-Family Detached | Single-Family Detached | Single-Family Detached | 2000-2499 | 1500-2499 | 2 | Fuel Oil | 100% Conditioned | Central AC | None | Fuel Oil Fuel Furnace | None | 70000-79999 | 100% LED | Occupied | 1990s | Electricity | Yes | 0 | 419.6778 | 24.618 | 985.8911 | 4333.6419 | 100.5234 | 0 | 268.7462 | 0 | 0 | 0 | 0 | 1861.0013 | 34.8755 | 16.7051 | 575.5916 | 21.9803 | 1426.0838 | 0 | 0 | 0 | 377.1825 | 868.0765 | 0 | 0 | 23101.6202 | 0 | 0 | 0 | 0 | 0 | 0 | 0 | 0 | 0 | 0 | 0 | 0 | 0 | 0 | 0 | 0 | 34415.6288 | 34415.6288 | 11314.0087 | 11314.0087 | 23101.6202 | 0 | 0 | 1881.693 | 7004.3743 | 0 | 0 | 4044.7294 | 7004.3743 | 0 | 0 | 3595.7868 | 7004.3743 | 0 | 0 | 4261.4867 | 7004.3743 | 0 | 0 | 8886.0673 | 11049.1037 | 10600.1611 | 11265.861
152115 | 242.131 | 617 | 2 | Standard Efficiency | Electric, 100% Usage | EnergyStar, 100% Usage | Electric, 100% Usage | 318 Rated kWh, 100% Usage | 300-400% | 116 | None | 50 or more Unit | Multifamily with 5+ units, 8+ stories | Multi-Family with 5+ Units | 500-749 | 0-1499 | 21 | Electricity | 100% Conditioned | Central AC | Heating and Cooling | Electricity Shared Heating | Fan Coil Heating and Cooling, Electricity | 60000-69999 | 100% LED | Occupied | 1960s | Electricity | No | 67.9925 | 372.2003 | 21.6873 | 10.2575 | 837.5971 | 88.5075 | 0 | 117.5215 | 0 | 1131.5474 | 0 | 0 | 2005.7784 | 21.6873 | 0 | 248.8173 | 16.412 | 1566.4649 | 0 | 0 | 0 | 389.4915 | 434.0383 | 0 | 0 | 0 | 0 | 0 | 0 | 0 | 0 | 0 | 0 | 0 | 0 | 0 | 0 | 0 | 0 | 0 | 0 | 0 | 7330.2936 | 7330.2936 | 7330.2936 | 7330.2936 | 0 | 0 | 0 | 1247.7052 | 0 | 0 | 0 | 2803.952 | 0 | 0 | 0 | 2459.7217 | 0 | 0 | 0 | 2978.1501 | 0 | 0 | 0 | 1247.7052 | 2803.952 | 2459.7217 | 2978.1501
152218 | 242.131 | 1690 | 3 | Standard Efficiency | Electric, 120% Usage | EnergyStar, 120% Usage | Electric, 120% Usage | None | 400%+ | None | None | Single-Family Detached | Single-Family Detached | Single-Family Detached | 1500-1999 | 1500-2499 | 1 | Natural Gas | 20% Conditioned | Room AC | None | Natural Gas Fuel Furnace | None | 70000-79999 | 100% Incandescent | Occupied | 1950s | Electricity | Yes | 67.9925 | 480.0504 | 28.1348 | 0 | 909.9857 | 0 | 0 | 1342.8516 | 0 | 0 | 0 | 0 | 3826.0428 | 184.6348 | 99.9372 | 1938.9582 | 21.9803 | 4765.3356 | 0 | 0 | 0 | 486.498 | 434.0383 | 0 | 0 | 0 | 0 | 0 | 0 | 0 | 0 | 53866.1696 | 0 | 0 | 0 | 0 | 0 | 0 | 0 | 0 | 0 | 0 | 68452.6098 | 68452.6098 | 14586.4402 | 14586.4402 | 0 | 53866.1696 | 0 | 2513.236 | 0 | 12280.3666 | 0 | 5615.6804 | 0 | 12280.3666 | 0 | 4928.7456 | 0 | 12280.3666 | 0 | 5991.6096 | 0 | 12280.3666 | 0 | 14793.6026 | 17896.047 | 17209.1122 | 18271.9762
152418 | 242.131 | 1138 | 2 | Standard Efficiency | None | None | Electric, 100% Usage | None | 400%+ | 10 | None | 10 to 19 Unit | Multifamily with 5+ units, 1-3 stories | Multi-Family with 5+ Units | 1000-1499 | 0-1499 | 3 | Natural Gas | 100% Conditioned | Central AC | None | Natural Gas Fuel Furnace | None | 80000-99999 | 100% Incandescent | Occupied | 1960s | Natural Gas | Yes | 67.9925 | 0 | 0 | 281.0552 | 2421.9393 | 0 | 0 | 589.3659 | 0 | 0 | 0 | 0 | 0 | 156.793 | 0 | 1465.0623 | 16.412 | 1776.3038 | 0 | 0 | 0 | 389.4915 | 434.0383 | 0 | 0 | 0 | 0 | 0 | 0 | 0 | 0 | 23641.7501 | 0 | 3303.4971 | 0 | 0 | 0 | 0 | 0 | 0 | 0 | 0 | 34543.9939 | 34543.9939 | 7598.4536 | 7598.4536 | 0 | 26945.2472 | 0 | 1323.9509 | 0 | 6142.9879 | 0 | 2860.4646 | 0 | 6142.9879 | 0 | 2530.5038 | 0 | 6142.9879 | 0 | 3030.9859 | 0 | 6142.9879 | 0 | 7466.9387 | 9003.4525 | 8673.4917 | 9173.9737
152476 | 242.131 | 2176 | 3 | Standard Efficiency | Electric, 100% Usage | EnergyStar, 100% Usage | Gas, 100% Usage | 290 Rated kWh, 100% Usage | 400%+ | None | None | Single-Family Detached | Single-Family Detached | Single-Family Detached | 2000-2499 | 1500-2499 | 1 | Natural Gas | 80% Conditioned | Central AC | None | Natural Gas Fuel Furnace | None | 80000-99999 | 100% CFL | Occupied | 2000s | Natural Gas | Yes | 67.9925 | 275.7799 | 16.1189 | 414.1094 | 1495.5417 | 56.5627 | 319.7405 | 325.3089 | 0 | 0 | 0 | 0 | 0 | 52.1667 | 24.911 | 753.7788 | 21.9803 | 2222.3579 | 0 | 0 | 0 | 23.1526 | 434.0383 | 0 | 0 | 0 | 0 | 0 | 0 | 0 | 0 | 20098.5209 | 0 | 2567.0095 | 0 | 0 | 679.6318 | 0 | 0 | 0 | 0 | 0 | 29848.7023 | 29848.7023 | 6503.5401 | 6503.5401 | 0 | 23345.1622 | 0 | 1127.5748 | 0 | 5322.1925 | 0 | 2465.4982 | 0 | 5322.1925 | 0 | 2180.8807 | 0 | 5322.1925 | 0 | 2578.8826 | 0 | 5322.1925 | 0 | 6449.7673 | 7787.6907 | 7503.0732 | 7901.0751
152519 | 242.131 | 2176 | 4 | Standard Efficiency | Electric, 100% Usage | EnergyStar, 100% Usage | Electric, 100% Usage | None | 300-400% | None | None | Single-Family Detached | Single-Family Detached | Single-Family Detached | 2000-2499 | 1500-2499 | 1 | Natural Gas | 40% Conditioned | Room AC | None | Natural Gas Fuel Wall/Floor Furnace | None | 50000-59999 | 100% CFL | Occupied | 1940s | Natural Gas | Yes | 67.9925 | 400.042 | 23.4457 | 0 | 1606.3225 | 0 | 319.7405 | 0 | 0 | 0 | 0 | 0 | 0 | 52.1667 | 0 | 753.7788 | 21.9803 | 2537.1163 | 0 | 0 | 0 | 405.6104 | 834.0803 | 0 | 0 | 0 | 0 | 0 | 0 | 0 | 0 | 33800.1796 | 0 | 3753.9473 | 0 | 0 | 0 | 0 | 0 | 0 | 0 | 0 | 44576.1097 | 44576.1097 | 7021.9828 | 7021.9828 | 0 | 37553.8338 | 0 | 1180.5676 | 0 | 8561.5197 | 0 | 2584.5203 | 0 | 8561.5197 | 0 | 2286.6589 | 0 | 8561.5197 | 0 | 2726.971 | 0 | 8561.5197 | 0 | 9742.0873 | 11146.04 | 10848.1786 | 11288.4907
152546 | 242.131 | 1623 | 3 | None | Electric, 80% Usage | EnergyStar, 80% Usage | Electric, 80% Usage | 318 Rated kWh, 80% Usage | 200-300% | 16 | None | 10 to 19 Unit | Multifamily with 5+ units, 1-3 stories | Multi-Family with 5+ Units | 1500-1999 | 1500-2499 | 2 | Electricity | 100% Conditioned | Heat Pump | None | Electricity ASHP | None | 35000-39999 | 100% Incandescent | Occupied | 1980s | Natural Gas | Yes | 0 | 231.8192 | 13.4813 | 407.0757 | 1610.7186 | 51.5805 | 0 | 226.5439 | 131.0028 | 2520.9973 | 0 | 0 | 0 | 181.1179 | 0 | 1881.2232 | 21.9803 | 888.2984 | 0 | 0 | 0 | 277.5383 | 434.0383 | 0 | 0 | 0 | 0 | 0 | 0 | 0 | 0 | 0 | 0 | 2205.9459 | 0 | 0 | 0 | 0 | 0 | 0 | 0 | 0 | 11083.3617 | 11083.3617 | 8877.7089 | 8877.7089 | 0 | 2205.9459 | 0 | 1568.1763 | 0 | 502.9015 | 0 | 3522.1788 | 0 | 502.9015 | 0 | 3200.7922 | 0 | 502.9015 | 0 | 3828.8739 | 0 | 502.9015 | 0 | 2071.0778 | 4025.0803 | 3703.6937 | 4331.7754
152583 | 242.131 | 2176 | 3 | Standard Efficiency | Propane, 80% Usage | EnergyStar, 80% Usage | Electric, 80% Usage | None | 400%+ | None | None | Single-Family Detached | Single-Family Detached | Single-Family Detached | 2000-2499 | 1500-2499 | 2 | Electricity | 20% Conditioned | Room AC | None | Electricity Baseboard | None | 200000+ | 100% Incandescent | Occupied | 1990s | Electricity | Yes | 67.9925 | 28.721 | 18.7565 | 0 | 749.3827 | 0 | 319.7405 | 0 | 0 | 8318.5293 | 0 | 0 | 1244.3798 | 208.6666 | 0 | 2355.9983 | 21.9803 | 1268.7047 | 0 | 0 | 0 | 324.4297 | 434.0383 | 0 | 0 | 0 | 0 | 0 | 0 | 0 | 0 | 0 | 0 | 0 | 0 | 0 | 0 | 380.1132 | 0 | 0 | 0 | 0 | 15741.1402 | 15741.1402 | 15361.0271 | 15361.0271 | 0 | 0 | 380.1132 | 2670.4371 | 0 | 0 | 104.6034 | 6244.5331 | 0 | 0 | 104.6034 | 5432.6182 | 0 | 0 | 104.6034 | 6570.3141 | 0 | 0 | 104.6034 | 2775.0405 | 6349.1365 | 5537.2216 | 6674.9174
152625 | 242.131 | 1138 | 2 | Standard Efficiency | Electric, 100% Usage | Standard, 100% Usage | Electric, 100% Usage | None | 100-150% | 6 | None | 5 to 9 Unit | Multifamily with 5+ units, 1-3 stories | Multi-Family with 5+ Units | 1000-1499 | 0-1499 | 2 | Electricity | None | None | None | Electricity Baseboard | None | 20000-24999 | 100% LED | Occupied | 1990s | Electricity | Yes | 81.7668 | 705.129 | 26.3764 | 0 | 0 | 0 | 0 | 0 | 0 | 1244.0867 | 0 | 0 | 1872.4311 | 26.0833 | 0 | 357.8398 | 16.412 | 1776.3038 | 0 | 0 | 0 | 389.4915 | 0 | 0 | 0 | 0 | 0 | 0 | 0 | 0 | 0 | 0 | 0 | 0 | 0 | 0 | 0 | 0 | 0 | 0 | 0 | 0 | 6496.5064 | 6496.5064 | 6496.5064 | 6496.5064 | 0 | 0 | 0 | 1051.2969 | 0 | 0 | 0 | 2435.1837 | 0 | 0 | 0 | 2126.9227 | 0 | 0 | 0 | 2598.0741 | 0 | 0 | 0 | 1051.2969 | 2435.1837 | 2126.9227 | 2598.0741
152641 | 242.131 | 2663 | 4 | Standard Efficiency | Electric, 120% Usage | EnergyStar, 120% Usage | Electric, 120% Usage | None | 100-150% | None | None | Single-Family Detached | Single-Family Detached | Single-Family Detached | 2500-2999 | 2500-3999 | 2 | Natural Gas | 80% Conditioned | Central AC | None | Natural Gas Fuel Furnace | None | 50000-59999 | 100% Incandescent | Occupied | 1950s | Natural Gas | Yes | 67.9925 | 1226.5024 | 71.5093 | 277.8314 | 3208.8351 | 0 | 319.7405 | 948.378 | 0 | 0 | 0 | 0 | 0 | 233.2846 | 0 | 2773.9177 | 21.9803 | 8531.885 | 0 | 0 | 0 | 882.1439 | 480.0504 | 684.0279 | 0 | 0 | 0 | 0 | 0 | 0 | 0 | 43867.757 | 0 | 15592.5532 | 0 | 0 | 0 | 0 | 0 | 0 | 0 | 0 | 79187.8031 | 79187.8031 | 19727.4929 | 19727.4929 | 0 | 59460.3102 | 0 | 3360.9407 | 0 | 13555.7282 | 0 | 7423.7177 | 0 | 13555.7282 | 0 | 6542.3895 | 0 | 13555.7282 | 0 | 7873.905 | 0 | 13555.7282 | 0 | 16916.6689 | 20979.4459 | 20098.1177 | 21429.6331
152648 | 242.131 | 3301 | 3 | Standard Efficiency | Gas, 100% Usage | EnergyStar, 100% Usage | Electric, 100% Usage | 318 Rated kWh, 100% Usage | 400%+ | None | None | Single-Family Detached | Single-Family Detached | Single-Family Detached | 3000-3999 | 2500-3999 | 2 | Natural Gas | 80% Conditioned | Central AC | None | Natural Gas Fuel Furnace | None | 160000-179999 | 100% Incandescent | Occupied | 1970s | Natural Gas | Yes | 67.9925 | 35.7547 | 23.4457 | 1278.0829 | 7043.6701 | 97.5927 | 319.7405 | 743.2282 | 0 | 0 | 0 | 0 | 0 | 264.9362 | 99.9372 | 3321.6675 | 21.9803 | 2894.956 | 0 | 0 | 0 | 405.6104 | 834.0803 | 0 | 0 | 0 | 0 | 475.0682 | 0 | 0 | 0 | 37375.6466 | 0 | 3888.467 | 0 | 0 | 0 | 0 | 0 | 0 | 0 | 0 | 59191.564 | 59191.564 | 17452.3822 | 17452.3822 | 0 | 41739.1818 | 0 | 3082.5643 | 0 | 9515.7043 | 0 | 6510.0221 | 0 | 9515.7043 | 0 | 5781.0252 | 0 | 9515.7043 | 0 | 6871.7897 | 0 | 9515.7043 | 0 | 12598.2686 | 16025.7264 | 15296.7295 | 16387.494
152661 | 242.131 | 853 | 1 | Standard Efficiency | Gas, 80% Usage | EnergyStar, 80% Usage | Electric, 80% Usage | None | 400%+ | 18 | None | 10 to 19 Unit | Multifamily with 5+ units, 1-3 stories | Multi-Family with 5+ Units | 750-999 | 0-1499 | 2 | Electricity | 100% Conditioned | Heat Pump | Heating Only | Electricity Shared Heating | Boiler Baseboards Heating Only, Electricity | 60000-69999 | 100% Incandescent | Occupied | 1960s | Electricity | No | 67.9925 | 20.808 | 13.4813 | 0 | 0 | 0 | 0 | 103.7472 | 0 | 6348.2124 | 0 | 0 | 778.9829 | 142.7256 | 0 | 1220.3479 | 16.412 | 733.2638 | 0 | 0 | 0 | 277.5383 | 434.0383 | 258.1956 | 0 | 0 | 0 | 275.1937 | 1152.3554 | 0 | 0 | 0 | 0 | 0 | 0 | 0 | 0 | 0 | 0 | 0 | 0 | 0 | 11843.295 | 11843.295 | 10415.7458 | 10415.7458 | 0 | 1427.5492 | 0 | 1849.1968 | 0 | 325.4562 | 0 | 4296.9613 | 0 | 325.4562 | 0 | 3730.5999 | 0 | 325.4562 | 0 | 4559.5881 | 0 | 325.4562 | 0 | 2174.6529 | 4622.4174 | 4056.0561 | 4885.0442
152702 | 242.131 | 2176 | 4 | Standard Efficiency | Electric, 100% Usage | EnergyStar, 100% Usage | Electric, 100% Usage | None | 400%+ | None | None | Single-Family Detached | Single-Family Detached | Single-Family Detached | 2000-2499 | 1500-2499 | 1 | Propane | 100% Conditioned | Central AC | None | Propane Fuel Furnace | None | 200000+ | 100% Incandescent | Occupied | 2000s | Propane | Yes | 81.7668 | 773.1215 | 45.1329 | 943.9819 | 3623.2376 | 0 | 319.7405 | 54.2181 | 0 | 0 | 0 | 0 | 0 | 208.6666 | 99.9372 | 2355.9983 | 21.9803 | 3481.3912 | 0 | 0 | 0 | 603.1403 | 914.0887 | 545.9914 | 0 | 0 | 0 | 0 | 0 | 0 | 0 | 0 | 0 | 0 | 0 | 0 | 0 | 0 | 0 | 7719.1989 | 6338.8342 | 0 | 28131.0128 | 28131.0128 | 14072.9797 | 14072.9797 | 0 | 0 | 14058.0331 | 2435.1093 | 0 | 0 | 3868.5659 | 5352.4013 | 0 | 0 | 3868.5659 | 4731.667 | 0 | 0 | 3868.5659 | 5593.6031 | 0 | 0 | 3868.5659 | 6303.6752 | 9220.9673 | 8600.2329 | 9462.1691
152710 | 242.131 | 1690 | 3 | Standard Efficiency | Gas, 100% Usage | Standard, 100% Usage | Gas, 100% Usage | 290 Rated kWh, 100% Usage | 400%+ | None | None | Single-Family Detached | Single-Family Detached | Single-Family Detached | 1500-1999 | 1500-2499 | 1 | Natural Gas | 100% Conditioned | Central AC | None | Natural Gas Fuel Furnace | None | 120000-139999 | 100% Incandescent | Occupied | 2010s | Natural Gas | Yes | 67.9925 | 68.2856 | 28.4279 | 231.8192 | 1460.6662 | 91.1451 | 0 | 281.0552 | 0 | 0 | 0 | 0 | 0 | 184.6348 | 99.9372 | 1938.6651 | 21.9803 | 2382.6678 | 0 | 0 | 0 | 27.8418 | 434.0383 | 351.6853 | 0 | 0 | 0 | 905.8827 | 0 | 0 | 0 | 13001.5119 | 0 | 3360.646 | 0 | 0 | 813.5653 | 0 | 0 | 0 | 0 | 0 | 25751.8618 | 25751.8618 | 7670.5491 | 7670.5491 | 0 | 18081.3127 | 0 | 1346.1097 | 0 | 4122.1781 | 0 | 2929.8756 | 0 | 4122.1781 | 0 | 2583.4898 | 0 | 4122.1781 | 0 | 3108.0149 | 0 | 4122.1781 | 0 | 5468.2878 | 7052.0536 | 6705.6678 | 7230.193
152784 | 242.131 | 1675 | 3 | Standard Efficiency | Electric, 100% Usage | Standard, 100% Usage | Gas, 100% Usage | 318 Rated kWh, 100% Usage | 400%+ | None | 20 | Single-Family Attached | Single-Family Attached | Single-Family Attached | 1500-1999 | 1500-2499 | 3 | Natural Gas | 20% Conditioned | Room AC | None | Natural Gas Fuel Boiler | None | 200000+ | 100% Incandescent | Occupied | 1960s | Electricity | Yes | 67.9925 | 858.1121 | 32.2378 | 0 | 805.9454 | 112.5393 | 0 | 52.1667 | 0 | 0 | 0 | 0 | 2781.8306 | 183.7556 | 0 | 1926.0631 | 21.9803 | 1990.5387 | 0 | 0 | 0 | 29.6002 | 434.0383 | 0 | 0 | 0 | 0 | 0 | 0 | 0 | 0 | 9808.7956 | 0 | 0 | 0 | 0 | 867.1973 | 0 | 0 | 0 | 0 | 0 | 19972.7934 | 19972.7934 | 9296.5074 | 9296.5074 | 0 | 10676.286 | 0 | 1596.3267 | 0 | 2433.9553 | 0 | 3525.0908 | 0 | 2433.9553 | 0 | 3100.2689 | 0 | 2433.9553 | 0 | 3778.1292 | 0 | 2433.9553 | 0 | 4030.2821 | 5959.0462 | 5534.2243 | 6212.0845
152792 | 242.131 | 8194 | 5 | None | Electric, 100% Usage | EnergyStar, 100% Usage | Electric, 100% Usage | 290 Rated kWh, 100% Usage | 400%+ | None | None | Single-Family Detached | Single-Family Detached | Single-Family Detached | 4000+ | 4000+ | 1 | Natural Gas | 100% Conditioned | Central AC | None | Natural Gas Fuel Furnace | None | 180000-199999 | 100% LED | Occupied | 1960s | Natural Gas | Yes | 0 | 773.1215 | 45.1329 | 1943.0612 | 14233.2896 | 195.1853 | 319.7405 | 1236.1738 | 0 | 0 | 0 | 0 | 0 | 84.9906 | 16.7051 | 1837.8487 | 27.2556 | 5395.1453 | 0 | 0 | 0 | 603.1403 | 434.0383 | 859.5774 | 0 | 0 | 0 | 0 | 0 | 0 | 0 | 61441.7637 | 0 | 7060.0821 | 0 | 0 | 0 | 0 | 0 | 0 | 0 | 0 | 96506.2519 | 96506.2519 | 28004.4061 | 28004.4061 | 0 | 68501.8458 | 0 | 5018.8581 | 0 | 15616.9884 | 0 | 10534.3979 | 0 | 15616.9884 | 0 | 9390.838 | 0 | 15616.9884 | 0 | 10926.7095 | 0 | 15616.9884 | 0 | 20635.8465 | 26151.3864 | 25007.8265 | 26543.698
152864 | 242.131 | 1202 | 2 | None | Gas, 100% Usage | EnergyStar, 100% Usage | Electric, 100% Usage | 318 Rated kWh, 100% Usage | 200-300% | None | 20 | Single-Family Attached | Single-Family Attached | Single-Family Attached | 1000-1499 | 0-1499 | 2 | Natural Gas | 100% Conditioned | Central AC | None | Natural Gas Fuel Furnace | None | 25000-29999 | 100% LED | Vacant | <1940 | Natural Gas | Yes | 0 | 0 | 0 | 126.3136 | 1167.5951 | 0 | 0 | 78.543 | 0 | 0 | 0 | 0 | 0 | 0 | 0 | 0 | 16.412 | 0 | 0 | 0 | 0 | 0 | 2082.8561 | 0 | 0 | 0 | 0 | 0 | 0 | 0 | 0 | 3632.0298 | 0 | 870.128 | 0 | 0 | 0 | 0 | 0 | 0 | 0 | 0 | 7974.1707 | 7974.1707 | 3471.7199 | 3471.7199 | 0 | 4502.4508 | 0 | 592.022 | 0 | 1026.4387 | 0 | 1269.1238 | 0 | 1026.4387 | 0 | 1126.7026 | 0 | 1026.4387 | 0 | 1339.6542 | 0 | 1026.4387 | 0 | 1618.4607 | 2295.5625 | 2153.1413 | 2366.0929
153017 | 242.131 | 2176 | 3 | Standard Efficiency | Electric, 100% Usage | EnergyStar, 100% Usage | Electric, 100% Usage | None | 400%+ | None | None | Single-Family Detached | Single-Family Detached | Single-Family Detached | 2000-2499 | 1500-2499 | 1 | Electricity | 100% Conditioned | Central AC | None | Electricity Electric Furnace | None | 200000+ | 100% Incandescent | Occupied | 1960s | Natural Gas | Yes | 67.9925 | 773.1215 | 45.1329 | 451.9156 | 5181.2034 | 0 | 0 | 793.3434 | 0 | 33944.3705 | 0 | 0 | 0 | 208.6666 | 99.9372 | 2355.9983 | 21.9803 | 3481.3912 | 0 | 0 | 0 | 603.1403 | 434.0383 | 545.9914 | 0 | 0 | 0 | 0 | 0 | 0 | 0 | 0 | 0 | 6759.3912 | 0 | 0 | 0 | 0 | 0 | 0 | 0 | 0 | 55768.2008 | 55768.2008 | 49008.5166 | 49008.5166 | 0 | 6759.3912 | 0 | 8694.1592 | 0 | 1541.0297 | 0 | 20159.0565 | 0 | 1541.0297 | 0 | 17533.3268 | 0 | 1541.0297 | 0 | 21243.1781 | 0 | 1541.0297 | 0 | 10235.1889 | 21700.0862 | 19074.3566 | 22784.2078
153020 | 242.131 | 1138 | 1 | Standard Efficiency | Electric, 100% Usage | EnergyStar, 100% Usage | Electric, 100% Usage | None | 200-300% | 67 | None | 50 or more Unit | Multifamily with 5+ units, 4-7 stories | Multi-Family with 5+ Units | 1000-1499 | 0-1499 | 6 | Electricity | 100% Conditioned | Heat Pump | None | Electricity ASHP | None | 35000-39999 | 100% CFL | Occupied | 2010s | Electricity | Yes | 81.7668 | 289.8473 | 16.7051 | 393.0083 | 1227.9678 | 0 | 0 | 24.911 | 34.5824 | 557.4212 | 0 | 0 | 1222.6925 | 39.2715 | 0 | 468.6206 | 16.412 | 1581.1184 | 0 | 0 | 0 | 346.9961 | 1356.0398 | 0 | 0 | 0 | 0 | 0 | 0 | 0 | 0 | 0 | 0 | 0 | 0 | 0 | 0 | 0 | 0 | 0 | 0 | 0 | 7657.0678 | 7657.0678 | 7657.0678 | 7657.0678 | 0 | 0 | 0 | 1289.6198 | 0 | 0 | 0 | 2880.5674 | 0 | 0 | 0 | 2539.0781 | 0 | 0 | 0 | 3039.307 | 0 | 0 | 0 | 1289.6198 | 2880.5674 | 2539.0781 | 3039.307
153037 | 242.131 | 1690 | 3 | None | Electric, 100% Usage | EnergyStar, 100% Usage | Electric, 100% Usage | 290 Rated kWh, 100% Usage | 0-100% | None | None | Mobile Home | Mobile Home | Mobile Home | 1500-1999 | 1500-2499 | 1 | Electricity | 100% Conditioned | Heat Pump | None | Electricity ASHP | None | 15000-19999 | 100% CFL | Vacant | 1980s | Electricity | Yes | 0 | 0 | 0 | 742.6421 | 2391.4599 | 0 | 0 | 332.0495 | 781.3275 | 4553.1521 | 0 | 0 | 356.0814 | 0 | 0 | 0 | 21.9803 | 0 | 0 | 0 | 0 | 0 | 914.0887 | 0 | 0 | 0 | 0 | 0 | 0 | 0 | 0 | 0 | 0 | 0 | 0 | 0 | 0 | 0 | 0 | 0 | 0 | 0 | 10092.7815 | 10092.7815 | 10092.7815 | 10092.7815 | 0 | 0 | 0 | 1885.608 | 0 | 0 | 0 | 4160.6232 | 0 | 0 | 0 | 3768.508 | 0 | 0 | 0 | 4533.1577 | 0 | 0 | 0 | 1885.608 | 4160.6232 | 3768.508 | 4533.1577
153123 | 242.131 | 3301 | 4 | Standard Efficiency | Electric, 100% Usage | EnergyStar, 100% Usage | Electric, 100% Usage | 290 Rated kWh, 100% Usage | 400%+ | None | None | Single-Family Detached | Single-Family Detached | Single-Family Detached | 3000-3999 | 2500-3999 | 2 | Fuel Oil | <10% Conditioned | Room AC | None | Fuel Oil Fuel Furnace | None | 100000-119999 | 100% LED | Occupied | <1940 | Natural Gas | Yes | 67.9925 | 524.5972 | 30.7725 | 0 | 737.953 | 125.7275 | 319.7405 | 1533.0548 | 0 | 0 | 0 | 0 | 0 | 44.2537 | 0 | 811.5138 | 21.9803 | 3209.7144 | 0 | 0 | 0 | 471.2583 | 1790.0781 | 0 | 0 | 61503.8948 | 0 | 0 | 0 | 0 | 0 | 0 | 0 | 5032.3233 | 0 | 0 | 0 | 0 | 0 | 0 | 0 | 0 | 76224.8546 | 76224.8546 | 9688.6365 | 9688.6365 | 61503.8948 | 5032.3233 | 0 | 1660.6012 | 18647.928 | 1147.2458 | 0 | 3716.5009 | 18647.928 | 1147.2458 | 0 | 3264.1995 | 18647.928 | 1147.2458 | 0 | 3945.5347 | 18647.928 | 1147.2458 | 0 | 21455.775 | 23511.6747 | 23059.3733 | 23740.7085
153255 | 242.131 | 2663 | 4 | Standard Efficiency | Electric, 120% Usage | EnergyStar, 120% Usage | Propane, 120% Usage | 290 Rated kWh, 120% Usage | 400%+ | None | None | Single-Family Detached | Single-Family Detached | Single-Family Detached | 2500-2999 | 2500-3999 | 2 | Propane | 20% Conditioned | Room AC | None | Propane Fuel Boiler | None | 160000-179999 | 100% CFL | Occupied | <1940 | Electricity | Yes | 67.9925 | 480.0504 | 28.1348 | 0 | 809.4623 | 109.3155 | 0 | 109.3155 | 0 | 0 | 0 | 0 | 4010.0915 | 58.3211 | 0 | 887.4192 | 21.9803 | 5384.3017 | 0 | 2279.2137 | 0 | 33.4101 | 817.9614 | 0 | 0 | 0 | 0 | 0 | 0 | 0 | 0 | 0 | 0 | 0 | 0 | 0 | 0 | 0 | 0 | 47844.4383 | 0 | 976.2197 | 63917.335 | 63917.335 | 15096.97 | 15096.97 | 0 | 0 | 48820.6581 | 2397.6929 | 0 | 0 | 13434.6984 | 5433.4356 | 0 | 0 | 13434.6984 | 4777.096 | 0 | 0 | 13434.6984 | 5833.7172 | 0 | 0 | 13434.6984 | 15832.3913 | 18868.134 | 18211.7944 | 19268.4156
153289 | 242.131 | 2152 | 3 | Standard Efficiency | Electric, 120% Usage | EnergyStar, 120% Usage | Electric, 120% Usage | 290 Rated kWh, 120% Usage | 400%+ | None | 6 | Single-Family Attached | Single-Family Attached | Single-Family Attached | 2000-2499 | 1500-2499 | 1 | Electricity | 100% Conditioned | Heat Pump | None | Electricity ASHP | None | 70000-79999 | 100% LED | Occupied | 1980s | Electricity | Yes | 67.9925 | 444.0027 | 25.7903 | 1606.9087 | 8026.6305 | 99.3511 | 0 | 538.9577 | 1141.2187 | 6218.675 | 0 | 0 | 3613.2732 | 34.5824 | 0 | 570.6094 | 21.9803 | 3865.3143 | 0 | 0 | 0 | 467.4484 | 400.042 | 0 | 0 | 0 | 0 | 0 | 1616.58 | 0 | 0 | 0 | 0 | 0 | 0 | 0 | 0 | 0 | 0 | 0 | 0 | 0 | 28759.3572 | 28759.3572 | 27142.4841 | 27142.4841 | 0 | 1616.58 | 0 | 4711.4004 | 0 | 368.5529 | 0 | 10521.0836 | 0 | 368.5529 | 0 | 9248.0317 | 0 | 368.5529 | 0 | 11015.0212 | 0 | 368.5529 | 0 | 5079.9533 | 10889.6365 | 9616.5846 | 11383.5741
153309 | 242.131 | 853 | 2 | Standard Efficiency | Electric, 100% Usage | Standard, 100% Usage | Electric, 100% Usage | 318 Rated kWh, 100% Usage | 100-150% | 67 | None | 50 or more Unit | Multifamily with 5+ units, 4-7 stories | Multi-Family with 5+ Units | 750-999 | 0-1499 | 4 | Electricity | 100% Conditioned | Heat Pump | None | Electricity ASHP | None | 10000-14999 | 100% Incandescent | Occupied | 2000s | Natural Gas | Yes | 67.9925 | 552.439 | 20.808 | 331.7565 | 1313.5445 | 64.7687 | 0 | 23.7388 | 48.9429 | 362.2358 | 0 | 0 | 0 | 142.7256 | 0 | 1220.3479 | 16.412 | 1466.5276 | 0 | 0 | 0 | 346.9961 | 434.0383 | 0 | 0 | 0 | 0 | 0 | 0 | 0 | 0 | 0 | 0 | 3049.4045 | 0 | 0 | 0 | 0 | 0 | 0 | 0 | 0 | 9462.0926 | 9462.0926 | 6412.6881 | 6412.6881 | 0 | 3049.4045 | 0 | 1113.9145 | 0 | 695.211 | 0 | 2425.641 | 0 | 695.211 | 0 | 2138.0766 | 0 | 695.211 | 0 | 2581.3828 | 0 | 695.211 | 0 | 1809.1255 | 3120.852 | 2833.2876 | 3276.5939
153353 | 242.131 | 1675 | 3 | Standard Efficiency | Electric, 80% Usage | Standard, 80% Usage | Electric, 80% Usage | None | 400%+ | None | 5 | Single-Family Attached | Single-Family Attached | Single-Family Attached | 1500-1999 | 1500-2499 | 2 | Electricity | 100% Conditioned | Heat Pump | None | Electricity ASHP | None | 200000+ | 100% CFL | Occupied | 1980s | Electricity | Yes | 67.9925 | 441.9512 | 16.412 | 451.3294 | 1976.1782 | 0 | 319.7405 | 507.013 | 952.1879 | 5319.533 | 0 | 0 | 737.953 | 46.0122 | 0 | 616.0354 | 21.9803 | 864.2666 | 0 | 0 | 0 | 277.5383 | 480.0504 | 0 | 0 | 0 | 0 | 0 | 0 | 0 | 0 | 0 | 0 | 0 | 0 | 0 | 0 | 0 | 0 | 0 | 0 | 0 | 13096.4669 | 13096.4669 | 13096.4669 | 13096.4669 | 0 | 0 | 0 | 2316.0277 | 0 | 0 | 0 | 5314.2333 | 0 | 0 | 0 | 4636.7319 | 0 | 0 | 0 | 5551.4027 | 0 | 0 | 0 | 2316.0277 | 5314.2333 | 4636.7319 | 5551.4027
153437 | 242.131 | 1690 | 3 | Standard Efficiency | Electric, 120% Usage | EnergyStar, 120% Usage | Electric, 120% Usage | None | 400%+ | None | None | Single-Family Detached | Single-Family Detached | Single-Family Detached | 1500-1999 | 1500-2499 | 1 | Natural Gas | 100% Conditioned | Central AC | None | Natural Gas Fuel Furnace | None | 100000-119999 | 100% Incandescent | Occupied | 1970s | Natural Gas | Yes | 67.9925 | 330.8772 | 19.3427 | 660.8753 | 4242.7899 | 0 | 0 | 799.2048 | 0 | 0 | 0 | 0 | 0 | 184.6348 | 0 | 1938.9582 | 21.9803 | 4135.8189 | 0 | 0 | 0 | 407.3688 | 480.0504 | 0 | 0 | 0 | 0 | 0 | 0 | 0 | 0 | 31921.8871 | 0 | 3663.3884 | 0 | 0 | 0 | 0 | 0 | 0 | 0 | 0 | 48874.8762 | 48874.8762 | 13289.6007 | 13289.6007 | 0 | 35585.2755 | 0 | 2346.5091 | 0 | 8112.7032 | 0 | 5063.5755 | 0 | 8112.7032 | 0 | 4480.9596 | 0 | 8112.7032 | 0 | 5315.7896 | 0 | 8112.7032 | 0 | 10459.2123 | 13176.2787 | 12593.6628 | 13428.4928
153456 | 242.131 | 2663 | 3 | Standard Efficiency | Electric, 120% Usage | EnergyStar, 120% Usage | Electric, 120% Usage | None | 400%+ | None | None | Single-Family Detached | Single-Family Detached | Single-Family Detached | 2500-2999 | 2500-3999 | 1 | Natural Gas | 80% Conditioned | Central AC | None | Natural Gas Fuel Furnace | None | 180000-199999 | 100% LED | Occupied | 1990s | Natural Gas | Yes | 67.9925 | 927.863 | 54.2181 | 278.4175 | 3745.4483 | 0 | 319.7405 | 200.4606 | 0 | 0 | 0 | 0 | 0 | 38.9785 | 16.7051 | 677.8734 | 21.9803 | 7272.8517 | 0 | 0 | 0 | 723.8855 | 480.0504 | 0 | 0 | 0 | 0 | 0 | 0 | 0 | 0 | 9277.7509 | 0 | 12075.1142 | 0 | 0 | 0 | 0 | 0 | 0 | 0 | 0 | 36179.0374 | 36179.0374 | 14826.1724 | 14826.1724 | 0 | 21352.8651 | 0 | 2505.7939 | 0 | 4868.0118 | 0 | 5545.531 | 0 | 4868.0118 | 0 | 4897.2758 | 0 | 4868.0118 | 0 | 5832.4191 | 0 | 4868.0118 | 0 | 7373.8058 | 10413.5428 | 9765.2876 | 10700.4309
153471 | 242.131 | 3301 | 5 | Standard Efficiency | Electric, 80% Usage | EnergyStar, 80% Usage | Electric, 80% Usage | 290 Rated kWh, 80% Usage | 400%+ | None | None | Single-Family Detached | Single-Family Detached | Single-Family Detached | 3000-3999 | 2500-3999 | 1 | Natural Gas | 80% Conditioned | Central AC | None | Natural Gas Fuel Wall/Floor Furnace | None | 200000+ | 100% CFL | Occupied | 1950s | Electricity | Yes | 67.9925 | 618.673 | 36.0477 | 3418.9671 | 10330.1691 | 156.2069 | 0 | 0 | 0 | 0 | 0 | 0 | 2469.1238 | 66.2341 | 0 | 1062.6757 | 27.2556 | 1919.6155 | 0 | 0 | 0 | 482.6881 | 434.0383 | 0 | 0 | 0 | 0 | 0 | 0 | 0 | 0 | 31271.2693 | 0 | 0 | 0 | 0 | 0 | 0 | 0 | 0 | 0 | 0 | 52360.9566 | 52360.9566 | 21089.6873 | 21089.6873 | 0 | 31271.2693 | 0 | 3580.1746 | 0 | 7129.221 | 0 | 7618.0462 | 0 | 7129.221 | 0 | 6797.0572 | 0 | 7129.221 | 0 | 7927.3894 | 0 | 7129.221 | 0 | 10709.3957 | 14747.2673 | 13926.2782 | 15056.6104
153580 | 242.131 | 2663 | 5 | Standard Efficiency | Electric, 120% Usage | EnergyStar, 120% Usage | Electric, 120% Usage | 290 Rated kWh, 120% Usage | 150-200% | None | None | Single-Family Detached | Single-Family Detached | Single-Family Detached | 2500-2999 | 2500-3999 | 1 | Electricity | 100% Conditioned | Central AC | None | Electricity Baseboard | None | 45000-49999 | 100% CFL | Occupied | 1970s | Electricity | Yes | 67.9925 | 927.863 | 54.2181 | 1002.3031 | 5320.4122 | 233.8707 | 0 | 0 | 0 | 15920.7928 | 0 | 0 | 8492.9065 | 58.3211 | 0 | 887.4192 | 27.2556 | 7272.8517 | 0 | 0 | 0 | 723.8855 | 868.0765 | 0 | 0 | 0 | 0 | 0 | 0 | 0 | 0 | 0 | 0 | 0 | 0 | 0 | 0 | 0 | 0 | 0 | 0 | 0 | 41858.1686 | 41858.1686 | 41858.1686 | 41858.1686 | 0 | 0 | 0 | 7312.2193 | 0 | 0 | 0 | 16608.002 | 0 | 0 | 0 | 14519.8184 | 0 | 0 | 0 | 17519.9014 | 0 | 0 | 0 | 7312.2193 | 16608.002 | 14519.8184 | 17519.9014
153628 | 242.131 | 1138 | 3 | None | Electric, 120% Usage | EnergyStar, 120% Usage | Gas, 120% Usage | None | 300-400% | 67 | None | 50 or more Unit | Multifamily with 5+ units, 1-3 stories | Multi-Family with 5+ Units | 1000-1499 | 0-1499 | 3 | Natural Gas | 100% Conditioned | Central AC | None | Natural Gas Fuel Furnace | None | 50000-59999 | 100% Incandescent | Occupied | 1980s | Natural Gas | No | 0 | 444.0027 | 25.7903 | 448.3987 | 2289.1781 | 0 | 0 | 196.0645 | 0 | 0 | 0 | 0 | 0 | 156.793 | 0 | 1465.0623 | 21.9803 | 3552.9006 | 0 | 0 | 0 | 31.9447 | 434.0383 | 0 | 0 | 0 | 0 | 0 | 0 | 0 | 0 | 9035.6742 | 0 | 5517.356 | 0 | 0 | 937.2413 | 0 | 0 | 0 | 0 | 0 | 24556.718 | 24556.718 | 9066.1536 | 9066.1536 | 0 | 15490.2714 | 0 | 1559.3471 | 0 | 3531.491 | 0 | 3410.7801 | 0 | 3531.491 | 0 | 3012.2212 | 0 | 3531.491 | 0 | 3606.4689 | 0 | 3531.491 | 0 | 5090.8382 | 6942.2711 | 6543.7122 | 7137.96
153652 | 242.131 | 866 | 1 | Standard Efficiency, No usage | Gas, 80% Usage | EnergyStar, 80% Usage | Gas, 80% Usage | 290 Rated kWh, 80% Usage | 0-100% | None | 8 | Single-Family Attached | Single-Family Attached | Single-Family Attached | 750-999 | 0-1499 | 1 | Natural Gas | 100% Conditioned | Central AC | None | Natural Gas Fuel Furnace | None | <10000 | 100% CFL | Vacant | 1950s | Natural Gas | Yes | 0 | 0 | 0 | 304.2078 | 2457.694 | 0 | 0 | 79.4223 | 0 | 0 | 0 | 0 | 0 | 0 | 0 | 0 | 16.412 | 0 | 0 | 0 | 0 | 0 | 727.1093 | 0 | 0 | 0 | 0 | 0 | 0 | 0 | 0 | 3666.6122 | 0 | 919.9501 | 0 | 0 | 0 | 0 | 0 | 0 | 0 | 0 | 8171.4076 | 8171.4076 | 3584.5523 | 3584.5523 | 0 | 4586.5622 | 0 | 632.2883 | 0 | 1045.6488 | 0 | 1319.9284 | 0 | 1045.6488 | 0 | 1181.0933 | 0 | 1045.6488 | 0 | 1358.4411 | 0 | 1045.6488 | 0 | 1677.9371 | 2365.5772 | 2226.7421 | 2404.0899
153665 | 242.131 | 1690 | 4 | Standard Efficiency | Electric, 100% Usage | EnergyStar, 100% Usage | Electric, 100% Usage | 318 Rated kWh, 100% Usage | 200-300% | None | None | Single-Family Detached | Single-Family Detached | Single-Family Detached | 1500-1999 | 1500-2499 | 2 | Natural Gas | 100% Conditioned | Central AC | None | Natural Gas Fuel Furnace | None | 70000-79999 | 100% Incandescent | Occupied | 1950s | Natural Gas | Yes | 67.9925 | 648.8593 | 37.8062 | 1372.1587 | 4673.6044 | 171.7396 | 319.7405 | 628.9305 | 0 | 0 | 0 | 0 | 0 | 184.6348 | 0 | 1938.9582 | 21.9803 | 3012.1845 | 0 | 0 | 0 | 537.1993 | 434.0383 | 0 | 0 | 0 | 0 | 0 | 0 | 0 | 0 | 39568.4044 | 0 | 6039.6086 | 0 | 0 | 0 | 0 | 0 | 0 | 0 | 0 | 59657.547 | 59657.547 | 14049.534 | 14049.534 | 0 | 45608.013 | 0 | 2407.2696 | 0 | 10397.6766 | 0 | 5151.0771 | 0 | 10397.6766 | 0 | 4571.1946 | 0 | 10397.6766 | 0 | 5449.2124 | 0 | 10397.6766 | 0 | 12804.9462 | 15548.7536 | 14968.8712 | 15846.889
153830 | 242.131 | 2176 | 4 | Standard Efficiency | Electric, 80% Usage | Standard, 80% Usage | Electric, 80% Usage | 318 Rated kWh, 80% Usage | 400%+ | None | None | Single-Family Detached | Single-Family Detached | Single-Family Detached | 2000-2499 | 1500-2499 | 2 | Electricity | 100% Conditioned | Central AC | None | Electricity Electric Furnace | None | 200000+ | 100% CFL | Occupied | 1990s | Electricity | Yes | 67.9925 | 989.701 | 36.927 | 224.4924 | 3152.2724 | 137.4503 | 0 | 508.1852 | 0 | 21742.6496 | 0 | 0 | 2363.032 | 52.1667 | 24.911 | 753.7788 | 21.9803 | 1583.463 | 0 | 0 | 0 | 429.9353 | 434.0383 | 0 | 0 | 0 | 0 | 0 | 0 | 0 | 0 | 0 | 0 | 0 | 0 | 0 | 0 | 0 | 0 | 0 | 0 | 0 | 32522.6828 | 32522.6828 | 32522.6828 | 32522.6828 | 0 | 0 | 0 | 5765.5677 | 0 | 0 | 0 | 13370.531 | 0 | 0 | 0 | 11624.712 | 0 | 0 | 0 | 14106.686 | 0 | 0 | 0 | 5765.5677 | 13370.531 | 11624.712 | 14106.686
154033 | 242.131 | 8194 | 5 | Standard Efficiency | Electric, 120% Usage | Standard, 120% Usage | Electric, 120% Usage | None | 400%+ | None | None | Single-Family Detached | Single-Family Detached | Single-Family Detached | 4000+ | 4000+ | 3 | Electricity | 100% Conditioned | Central AC | None | Electricity Electric Furnace | None | 200000+ | 100% Incandescent | Occupied | 1960s | Electricity | Yes | 67.9925 | 915.261 | 34.2893 | 2077.5808 | 16233.2066 | 0 | 0 | 1297.7187 | 0 | 55668.5567 | 0 | 0 | 3868.5381 | 509.6506 | 0 | 7521.669 | 27.2556 | 8902.0338 | 0 | 0 | 0 | 486.498 | 434.0383 | 0 | 0 | 0 | 0 | 0 | 0 | 0 | 0 | 0 | 0 | 0 | 0 | 0 | 0 | 0 | 0 | 0 | 0 | 0 | 98044.875 | 98044.875 | 98044.875 | 98044.875 | 0 | 0 | 0 | 16214.9144 | 0 | 0 | 0 | 37981.1244 | 0 | 0 | 0 | 33125.5709 | 0 | 0 | 0 | 40324.9985 | 0 | 0 | 0 | 16214.9144 | 37981.1244 | 33125.5709 | 40324.9985
154066 | 242.131 | 1138 | 2 | Standard Efficiency | Electric, 100% Usage | EnergyStar, 100% Usage | Electric, 100% Usage | 318 Rated kWh, 100% Usage | 200-300% | 13 | None | 10 to 19 Unit | Multifamily with 5+ units, 1-3 stories | Multi-Family with 5+ Units | 1000-1499 | 0-1499 | 2 | Electricity | 100% Conditioned | Heat Pump | None | Electricity ASHP | None | 50000-59999 | 100% LED | Occupied | 1950s | Electricity | No | 67.9925 | 450.1572 | 26.3764 | 524.8903 | 1942.4751 | 112.5393 | 0 | 179.3595 | 228.0093 | 2008.123 | 0 | 0 | 2607.1602 | 26.0833 | 0 | 357.8398 | 16.412 | 1971.4891 | 0 | 0 | 0 | 431.9868 | 480.0504 | 0 | 0 | 0 | 0 | 0 | 0 | 0 | 0 | 0 | 0 | 0 | 0 | 0 | 0 | 0 | 0 | 0 | 0 | 0 | 11431.8232 | 11431.8232 | 11431.8232 | 11431.8232 | 0 | 0 | 0 | 1977.2531 | 0 | 0 | 0 | 4424.8403 | 0 | 0 | 0 | 3885.6564 | 0 | 0 | 0 | 4666.9729 | 0 | 0 | 0 | 1977.2531 | 4424.8403 | 3885.6564 | 4666.9729
154166 | 242.131 | 853 | 2 | None | Electric, 80% Usage | Standard, 80% Usage | Electric, 80% Usage | 290 Rated kWh, 80% Usage | 100-150% | 12 | None | 10 to 19 Unit | Multifamily with 5+ units, 1-3 stories | Multi-Family with 5+ Units | 750-999 | 0-1499 | 3 | Natural Gas | None | None | Heating Only | Natural Gas Shared Heating | Boiler Baseboards Heating Only, Natural Gas | 15000-19999 | 100% LED | Occupied | 1990s | Electricity | Yes | 0 | 564.1618 | 21.1011 | 0 | 0 | 66.2341 | 0 | 73.2678 | 0 | 0 | 0 | 0 | 1289.2196 | 23.7388 | 0 | 298.0533 | 16.412 | 830.8565 | 0 | 0 | 0 | 311.5345 | 434.0383 | 0 | 0 | 0 | 0 | 0 | 0 | 0 | 0 | 4308.1447 | 0 | 0 | 0 | 0 | 0 | 0 | 0 | 0 | 0 | 0 | 8236.7624 | 8236.7624 | 3928.6177 | 3928.6177 | 0 | 4308.1447 | 0 | 635.9347 | 0 | 982.1749 | 0 | 1436.5452 | 0 | 982.1749 | 0 | 1261.7806 | 0 | 982.1749 | 0 | 1545.6137 | 0 | 982.1749 | 0 | 1618.1096 | 2418.7201 | 2243.9555 | 2527.7886
154174 | 242.131 | 1202 | 2 | None | Electric, 80% Usage | Standard, 80% Usage | Electric, 80% Usage | 318 Rated kWh, 80% Usage | 150-200% | None | 8 | Single-Family Attached | Single-Family Attached | Single-Family Attached | 1000-1499 | 0-1499 | 2 | Electricity | 100% Conditioned | Heat Pump | None | Electricity ASHP | None | 25000-29999 | 100% Incandescent | Occupied | 1980s | Electricity | Yes | 0 | 564.1618 | 21.1011 | 440.1927 | 1752.8581 | 70.9232 | 0 | 764.0363 | 2895.5422 | 7210.1345 | 0 | 0 | 1199.2468 | 160.0168 | 0 | 1519.8666 | 16.412 | 893.2806 | 0 | 1770.7354 | 0 | 311.5345 | 434.0383 | 0 | 0 | 0 | 0 | 0 | 0 | 0 | 0 | 0 | 0 | 0 | 0 | 0 | 0 | 0 | 0 | 0 | 0 | 0 | 20024.0809 | 20024.0809 | 20024.0809 | 20024.0809 | 0 | 0 | 0 | 3429.6899 | 0 | 0 | 0 | 7966.4147 | 0 | 0 | 0 | 6935.4251 | 0 | 0 | 0 | 8389.8023 | 0 | 0 | 0 | 3429.6899 | 7966.4147 | 6935.4251 | 8389.8023
154331 | 242.131 | 1138 | 2 | None | Electric, 80% Usage | Standard, 80% Usage | Gas, 80% Usage | None | 150-200% | 18 | None | 10 to 19 Unit | Multifamily with 5+ units, 4-7 stories | Multi-Family with 5+ Units | 1000-1499 | 0-1499 | 5 | Electricity | 40% Conditioned | Room AC | Heating Only | Electricity Shared Heating | Boiler Baseboards Heating Only, Electricity | 30000-34999 | 100% CFL | Occupied | <1940 | Electricity | No | 0 | 686.6655 | 25.7903 | 0 | 806.8247 | 0 | 0 | 55.0974 | 0 | 2178.6903 | 0 | 0 | 1443.6681 | 39.2715 | 0 | 468.6206 | 16.412 | 985.8911 | 0 | 0 | 0 | 23.7388 | 400.042 | 0 | 0 | 0 | 0 | 0 | 0 | 0 | 0 | 0 | 0 | 0 | 0 | 0 | 693.6992 | 0 | 0 | 0 | 0 | 0 | 7824.4114 | 7824.4114 | 7130.4191 | 7130.4191 | 0 | 693.6992 | 0 | 1202.4285 | 0 | 158.1785 | 0 | 2767.5185 | 0 | 158.1785 | 0 | 2418.0061 | 0 | 158.1785 | 0 | 2921.3989 | 0 | 158.1785 | 0 | 1360.607 | 2925.6971 | 2576.1847 | 3079.5774
154372 | 242.131 | 2176 | 5 | None | Electric, 120% Usage | EnergyStar, 120% Usage | Electric, 120% Usage | None | 400%+ | None | None | Single-Family Detached | Single-Family Detached | Single-Family Detached | 2000-2499 | 1500-2499 | 1 | Natural Gas | 100% Conditioned | Central AC | None | Natural Gas Fuel Furnace | None | 80000-99999 | 100% LED | Occupied | 2000s | Natural Gas | Yes | 0 | 480.0504 | 28.1348 | 463.3454 | 2128.8683 | 0 | 0 | 101.6957 | 0 | 0 | 0 | 0 | 0 | 34.8755 | 16.7051 | 575.5916 | 27.2556 | 5074.5256 | 0 | 0 | 0 | 486.498 | 400.042 | 0 | 0 | 0 | 0 | 0 | 0 | 0 | 0 | 11557.5507 | 0 | 5955.4972 | 0 | 0 | 0 | 0 | 0 | 0 | 0 | 0 | 27330.3426 | 27330.3426 | 9817.5878 | 9817.5878 | 0 | 17512.7549 | 0 | 1686.1607 | 0 | 3992.5776 | 0 | 3691.2753 | 0 | 3992.5776 | 0 | 3264.1564 | 0 | 3992.5776 | 0 | 3886.0873 | 0 | 3992.5776 | 0 | 5678.7383 | 7683.8529 | 7256.734 | 7878.665
154424 | 242.131 | 1675 | 3 | Standard Efficiency | Electric, 100% Usage | Standard, 100% Usage | Electric, 100% Usage | None | 400%+ | None | 20 | Single-Family Attached | Single-Family Attached | Single-Family Attached | 1500-1999 | 1500-2499 | 2 | Electricity | 100% Conditioned | Central AC | None | Electricity Baseboard | None | 100000-119999 | 100% CFL | Occupied | 1980s | Electricity | Yes | 67.9925 | 552.439 | 20.808 | 674.3565 | 2954.4495 | 0 | 319.7405 | 0 | 0 | 11804.3166 | 0 | 0 | 1454.5117 | 46.0122 | 0 | 616.0354 | 21.9803 | 1728.2401 | 0 | 0 | 0 | 346.9961 | 434.0383 | 0 | 0 | 0 | 0 | 0 | 0 | 0 | 0 | 0 | 0 | 0 | 0 | 0 | 0 | 0 | 0 | 0 | 0 | 0 | 21041.9167 | 21041.9167 | 21041.9167 | 21041.9167 | 0 | 0 | 0 | 3711.7441 | 0 | 0 | 0 | 8486.2855 | 0 | 0 | 0 | 7405.511 | 0 | 0 | 0 | 8949.2241 | 0 | 0 | 0 | 3711.7441 | 8486.2855 | 7405.511 | 8949.2241
154432 | 242.131 | 1690 | 3 | Standard Efficiency | Electric, 100% Usage | EnergyStar, 100% Usage | Electric, 100% Usage | None | 400%+ | None | None | Single-Family Detached | Single-Family Detached | Single-Family Detached | 1500-1999 | 1500-2499 | 1 | Electricity | 20% Conditioned | Room AC | None | Electricity Baseboard | None | 140000-159999 | 100% LED | Occupied | 1970s | Electricity | Yes | 67.9925 | 400.042 | 23.4457 | 0 | 488.8425 | 0 | 319.7405 | 0 | 0 | 26926.1976 | 0 | 0 | 2152.3139 | 30.7725 | 16.7051 | 473.6028 | 21.9803 | 2382.6678 | 0 | 0 | 0 | 405.6104 | 880.0924 | 0 | 0 | 0 | 0 | 0 | 0 | 0 | 0 | 0 | 0 | 0 | 0 | 0 | 0 | 0 | 0 | 0 | 0 | 0 | 34589.713 | 34589.713 | 34589.713 | 34589.713 | 0 | 0 | 0 | 6061.2863 | 0 | 0 | 0 | 14211.1823 | 0 | 0 | 0 | 12329.3632 | 0 | 0 | 0 | 15102.5684 | 0 | 0 | 0 | 6061.2863 | 14211.1823 | 12329.3632 | 15102.5684
154498 | 242.131 | 3301 | 3 | None | Electric, 120% Usage | EnergyStar, 120% Usage | Electric, 120% Usage | None | 400%+ | None | None | Single-Family Detached | Single-Family Detached | Single-Family Detached | 3000-3999 | 2500-3999 | 2 | Electricity | 100% Conditioned | Heat Pump | None | Electricity ASHP | None | 180000-199999 | 100% Incandescent | Occupied | 1960s | Natural Gas | Yes | 0 | 480.0504 | 28.1348 | 1767.5116 | 5282.8991 | 0 | 319.7405 | 747.9174 | 2996.9448 | 10284.45 | 0 | 0 | 0 | 264.9362 | 99.9372 | 3321.6675 | 21.9803 | 5789.9121 | 0 | 2467.3653 | 0 | 486.498 | 868.0765 | 0 | 0 | 0 | 0 | 0 | 0 | 0 | 0 | 0 | 0 | 5835.045 | 0 | 0 | 0 | 0 | 0 | 0 | 0 | 0 | 41063.0668 | 41063.0668 | 35228.0218 | 35228.0218 | 0 | 5835.045 | 0 | 6039.1461 | 0 | 1330.2472 | 0 | 13798.8895 | 0 | 1330.2472 | 0 | 12070.371 | 0 | 1330.2472 | 0 | 14450.4577 | 0 | 1330.2472 | 0 | 7369.3932 | 15129.1367 | 13400.6182 | 15780.7049
154554 | 242.131 | 3301 | 4 | Standard Efficiency | Electric, 120% Usage | Standard, 120% Usage | Electric, 120% Usage | None | 400%+ | None | None | Single-Family Detached | Single-Family Detached | Single-Family Detached | 3000-3999 | 2500-3999 | 1 | Electricity | 100% Conditioned | Heat Pump | None | Electricity ASHP | None | 140000-159999 | 100% Incandescent | Occupied | 1990s | Electricity | Yes | 81.7668 | 915.261 | 34.2893 | 1165.5436 | 3859.1598 | 0 | 319.7405 | 390.6637 | 958.9285 | 6720.9988 | 0 | 0 | 3794.0981 | 264.9362 | 99.9372 | 3321.6675 | 21.9803 | 5789.9121 | 0 | 0 | 0 | 486.498 | 1206.8667 | 0 | 0 | 0 | 0 | 0 | 0 | 0 | 0 | 0 | 0 | 0 | 0 | 0 | 0 | 0 | 0 | 0 | 0 | 0 | 29432.8345 | 29432.8345 | 29432.8345 | 29432.8345 | 0 | 0 | 0 | 5249.2671 | 0 | 0 | 0 | 11766.4959 | 0 | 0 | 0 | 10300.7398 | 0 | 0 | 0 | 12395.5382 | 0 | 0 | 0 | 5249.2671 | 11766.4959 | 10300.7398 | 12395.5382
154594 | 242.131 | 2115 | 2 | Standard Efficiency | Electric, 80% Usage | Standard, 80% Usage | Electric, 80% Usage | None | 100-150% | 10 | None | 10 to 19 Unit | Multifamily with 5+ units, 1-3 stories | Multi-Family with 5+ Units | 2000-2499 | 1500-2499 | 3 | Electricity | 40% Conditioned | Room AC | None | Electricity Baseboard | None | 20000-24999 | 100% CFL | Occupied | 1980s | Electricity | Yes | 67.9925 | 564.1618 | 21.1011 | 0 | 619.8453 | 0 | 0 | 0 | 0 | 12422.1104 | 0 | 0 | 1202.7637 | 51.5805 | 0 | 737.0737 | 16.412 | 1084.9491 | 0 | 0 | 0 | 311.5345 | 400.042 | 0 | 0 | 0 | 0 | 0 | 0 | 0 | 0 | 0 | 0 | 0 | 0 | 0 | 0 | 0 | 0 | 0 | 0 | 0 | 17499.5667 | 17499.5667 | 17499.5667 | 17499.5667 | 0 | 0 | 0 | 3083.9482 | 0 | 0 | 0 | 7180.1522 | 0 | 0 | 0 | 6235.063 | 0 | 0 | 0 | 7627.0731 | 0 | 0 | 0 | 3083.9482 | 7180.1522 | 6235.063 | 7627.0731
154659 | 242.131 | 617 | 1 | None | Electric, 100% Usage | EnergyStar, 100% Usage | Electric, 100% Usage | None | 0-100% | None | 8 | Single-Family Attached | Single-Family Attached | Single-Family Attached | 500-749 | 0-1499 | 2 | Electricity | 60% Conditioned | Room AC | None | Electricity Baseboard | None | <10000 | 100% CFL | Occupied | 1950s | Electricity | Yes | 0 | 289.8473 | 16.9981 | 0 | 2098.6819 | 0 | 0 | 0 | 0 | 7965.0855 | 0 | 0 | 1255.8095 | 32.824 | 0 | 325.602 | 16.412 | 1565.8787 | 0 | 0 | 0 | 346.9961 | 400.042 | 0 | 0 | 0 | 0 | 0 | 0 | 0 | 0 | 0 | 0 | 0 | 0 | 0 | 0 | 0 | 0 | 0 | 0 | 0 | 14313.5911 | 14313.5911 | 14313.5911 | 14313.5911 | 0 | 0 | 0 | 2531.978 | 0 | 0 | 0 | 5827.9235 | 0 | 0 | 0 | 5079.7633 | 0 | 0 | 0 | 6110.3002 | 0 | 0 | 0 | 2531.978 | 5827.9235 | 5079.7633 | 6110.3002
154662 | 242.131 | 2631 | 5 | Standard Efficiency | Electric, 120% Usage | Standard, 120% Usage | Electric, 120% Usage | None | 400%+ | None | 8 | Single-Family Attached | Single-Family Attached | Single-Family Attached | 2500-2999 | 2500-3999 | 3 | Natural Gas | 100% Conditioned | Central AC | Heating Only | Natural Gas Shared Heating | Boiler Baseboards Heating Only, Natural Gas | 160000-179999 | 100% CFL | Occupied | <1940 | Natural Gas | Yes | 67.9925 | 846.3893 | 31.6517 | 788.6542 | 4205.5699 | 0 | 319.7405 | 143.3118 | 0 | 0 | 0 | 0 | 0 | 58.0281 | 0 | 878.6271 | 27.2556 | 4012.436 | 0 | 0 | 0 | 467.4484 | 434.0383 | 0 | 0 | 0 | 0 | 0 | 0 | 0 | 0 | 25721.0894 | 0 | 5781.9991 | 0 | 0 | 0 | 0 | 0 | 0 | 0 | 0 | 43783.9386 | 43783.9386 | 12280.8501 | 12280.8501 | 0 | 31502.7955 | 0 | 2076.7817 | 0 | 7182.0178 | 0 | 4476.3983 | 0 | 7182.0178 | 0 | 3973.1571 | 0 | 7182.0178 | 0 | 4724.3578 | 0 | 7182.0178 | 0 | 9258.7996 | 11658.4162 | 11155.1749 | 11906.3756
154729 | 242.131 | 1220 | 3 | None | None | EnergyStar, 100% Usage | Electric, 100% Usage | 290 Rated kWh, 100% Usage | 200-300% | None | None | Single-Family Detached | Single-Family Detached | Single-Family Detached | 1000-1499 | 0-1499 | 1 | Electricity | 100% Conditioned | Room AC | None | Electricity Baseboard | None | 25000-29999 | 100% CFL | Occupied | 1980s | Electricity | Yes | 0 | 0 | 16.1189 | 0 | 1707.139 | 56.5627 | 0 | 0 | 0 | 7659.9986 | 0 | 0 | 1285.1166 | 40.1507 | 0 | 491.1871 | 21.9803 | 1918.4432 | 0 | 0 | 0 | 339.6694 | 1356.0398 | 0 | 0 | 0 | 0 | 0 | 0 | 0 | 0 | 0 | 0 | 0 | 0 | 0 | 0 | 0 | 0 | 0 | 0 | 0 | 14892.1134 | 14892.1134 | 14892.1134 | 14892.1134 | 0 | 0 | 0 | 2711.3661 | 0 | 0 | 0 | 6073.8177 | 0 | 0 | 0 | 5465.8878 | 0 | 0 | 0 | 6652.5649 | 0 | 0 | 0 | 2711.3661 | 6073.8177 | 5465.8878 | 6652.5649
154733 | 242.131 | 1220 | 3 | Standard Efficiency, No usage | Electric, 80% Usage | EnergyStar, 80% Usage | Electric, 80% Usage | 290 Rated kWh, 80% Usage | 400%+ | None | None | Single-Family Detached | Single-Family Detached | Single-Family Detached | 1000-1499 | 0-1499 | 1 | Natural Gas | 100% Conditioned | Central AC | None | Natural Gas Fuel Furnace | None | 80000-99999 | 100% Incandescent | Vacant | 2010s | Natural Gas | Yes | 0 | 0 | 0 | 284.572 | 1534.5201 | 0 | 0 | 9.3783 | 0 | 0 | 0 | 0 | 0 | 0 | 0 | 0 | 21.9803 | 0 | 0 | 0 | 0 | 0 | 914.0887 | 0 | 0 | 0 | 0 | 0 | 0 | 0 | 0 | 1379.1925 | 0 | 1540.6746 | 0 | 0 | 0 | 0 | 0 | 0 | 0 | 0 | 5684.1134 | 5684.1134 | 2764.5394 | 2764.5394 | 0 | 2919.8671 | 0 | 474.8282 | 0 | 665.6559 | 0 | 1003.2075 | 0 | 665.6559 | 0 | 896.0391 | 0 | 665.6559 | 0 | 1037.2102 | 0 | 665.6559 | 0 | 1140.4841 | 1668.8634 | 1561.6949 | 1702.866
154969 | 242.131 | 1690 | 3 | None | Gas, 100% Usage | EnergyStar, 100% Usage | Electric, 100% Usage | None | 400%+ | None | None | Single-Family Detached | Single-Family Detached | Single-Family Detached | 1500-1999 | 1500-2499 | 1 | Natural Gas | 100% Conditioned | Central AC | None | Natural Gas Fuel Furnace | None | 140000-159999 | 100% CFL | Occupied | 1980s | Natural Gas | Yes | 0 | 35.7547 | 23.4457 | 264.9362 | 1552.6905 | 0 | 0 | 435.7967 | 0 | 0 | 0 | 0 | 0 | 46.0122 | 24.911 | 620.1384 | 21.9803 | 2382.6678 | 0 | 0 | 0 | 405.6104 | 480.0504 | 0 | 0 | 0 | 0 | 475.0682 | 0 | 0 | 0 | 17419.2652 | 0 | 3603.8949 | 0 | 0 | 0 | 0 | 0 | 0 | 0 | 0 | 27792.5157 | 27792.5157 | 6293.9943 | 6293.9943 | 0 | 21498.5214 | 0 | 1078.9085 | 0 | 4901.2003 | 0 | 2377.9712 | 0 | 4901.2003 | 0 | 2100.7142 | 0 | 4901.2003 | 0 | 2492.4347 | 0 | 4901.2003 | 0 | 5980.1087 | 7279.1714 | 7001.9145 | 7393.635
155032 | 242.131 | 853 | 2 | Standard Efficiency | Electric, 100% Usage | Standard, 100% Usage | Electric, 100% Usage | 318 Rated kWh, 100% Usage | 150-200% | 10 | None | 10 to 19 Unit | Multifamily with 5+ units, 1-3 stories | Multi-Family with 5+ Units | 750-999 | 0-1499 | 2 | Electricity | 100% Conditioned | Heat Pump | None | Electricity ASHP | None | 25000-29999 | 100% CFL | Occupied | 1980s | Electricity | Yes | 67.9925 | 705.129 | 26.3764 | 262.8847 | 883.6093 | 88.5075 | 0 | 196.6507 | 525.4764 | 3416.6225 | 0 | 0 | 2141.1772 | 35.7547 | 0 | 390.3707 | 16.412 | 1661.713 | 0 | 0 | 0 | 389.4915 | 434.0383 | 0 | 0 | 0 | 0 | 0 | 0 | 0 | 0 | 0 | 0 | 0 | 0 | 0 | 0 | 0 | 0 | 0 | 0 | 0 | 11242.2062 | 11242.2062 | 11242.2062 | 11242.2062 | 0 | 0 | 0 | 1965.1322 | 0 | 0 | 0 | 4454.7697 | 0 | 0 | 0 | 3893.3434 | 0 | 0 | 0 | 4721.0624 | 0 | 0 | 0 | 1965.1322 | 4454.7697 | 3893.3434 | 4721.0624
155076 | 242.131 | 1138 | 2 | Standard Efficiency | Electric, 100% Usage | EnergyStar, 100% Usage | Electric, 100% Usage | None | 400%+ | 183 | None | 50 or more Unit | Multifamily with 5+ units, 4-7 stories | Multi-Family with 5+ Units | 1000-1499 | 0-1499 | 5 | Electricity | 100% Conditioned | Heat Pump | None | Electricity ASHP | None | 200000+ | 100% CFL | Occupied | 2010s | Electricity | Yes | 67.9925 | 450.1572 | 26.3764 | 350.513 | 1093.4482 | 0 | 0 | 35.1685 | 52.1667 | 774.8799 | 0 | 0 | 2418.7155 | 39.2715 | 0 | 468.6206 | 16.412 | 1971.4891 | 0 | 0 | 0 | 431.9868 | 434.0383 | 0 | 0 | 0 | 0 | 0 | 0 | 0 | 0 | 0 | 0 | 0 | 0 | 0 | 0 | 0 | 0 | 0 | 0 | 0 | 8631.2361 | 8631.2361 | 8631.2361 | 8631.2361 | 0 | 0 | 0 | 1424.6787 | 0 | 0 | 0 | 3204.2141 | 0 | 0 | 0 | 2815.4469 | 0 | 0 | 0 | 3417.2365 | 0 | 0 | 0 | 1424.6787 | 3204.2141 | 2815.4469 | 3417.2365
155241 | 242.131 | 2152 | 3 | Standard Efficiency | Electric, 100% Usage | EnergyStar, 100% Usage | Electric, 100% Usage | None | 400%+ | None | 16 | Single-Family Attached | Single-Family Attached | Single-Family Attached | 2000-2499 | 1500-2499 | 3 | Electricity | 100% Conditioned | Central AC | None | Electricity Electric Furnace | None | 140000-159999 | 100% LED | Occupied | 1990s | Electricity | Yes | 67.9925 | 450.1572 | 26.3764 | 341.4278 | 3055.852 | 0 | 0 | 434.9175 | 0 | 18612.6506 | 0 | 0 | 2450.9534 | 34.5824 | 0 | 570.6094 | 21.9803 | 2063.8065 | 0 | 0 | 0 | 431.9868 | 434.0383 | 0 | 0 | 0 | 0 | 0 | 0 | 0 | 0 | 0 | 0 | 0 | 0 | 0 | 0 | 0 | 0 | 0 | 0 | 0 | 28997.0378 | 28997.0378 | 28997.0378 | 28997.0378 | 0 | 0 | 0 | 4998.8097 | 0 | 0 | 0 | 11656.6521 | 0 | 0 | 0 | 10142.5449 | 0 | 0 | 0 | 12358.0679 | 0 | 0 | 0 | 4998.8097 | 11656.6521 | 10142.5449 | 12358.0679
155254 | 242.131 | 1138 | 2 | None | None | None | Electric, 120% Usage | None | 400%+ | 6 | None | 5 to 9 Unit | Multifamily with 5+ units, 1-3 stories | Multi-Family with 5+ Units | 1000-1499 | 0-1499 | 3 | Electricity | 100% Conditioned | Heat Pump | None | Electricity ASHP | None | 60000-69999 | 100% Incandescent | Occupied | 1950s | Electricity | Yes | 0 | 0 | 0 | 474.7751 | 1628.3029 | 0 | 0 | 299.8117 | 1294.4949 | 4703.2045 | 0 | 0 | 2193.637 | 156.793 | 0 | 1465.0623 | 16.412 | 3162.5299 | 0 | 0 | 0 | 416.454 | 434.0383 | 0 | 0 | 0 | 0 | 0 | 0 | 0 | 0 | 0 | 0 | 0 | 0 | 0 | 0 | 0 | 0 | 0 | 0 | 0 | 16245.5156 | 16245.5156 | 16245.5156 | 16245.5156 | 0 | 0 | 0 | 2836.6274 | 0 | 0 | 0 | 6477.9994 | 0 | 0 | 0 | 5658.7517 | 0 | 0 | 0 | 6815.8305 | 0 | 0 | 0 | 2836.6274 | 6477.9994 | 5658.7517 | 6815.8305
155294 | 242.131 | 1690 | 4 | None | Electric, 120% Usage | EnergyStar, 120% Usage | Electric, 120% Usage | 290 Rated kWh, 120% Usage | 300-400% | None | None | Single-Family Detached | Single-Family Detached | Single-Family Detached | 1500-1999 | 1500-2499 | 2 | Fuel Oil | 100% Conditioned | Central AC | None | Fuel Oil Fuel Furnace | None | 80000-99999 | 100% LED | Vacant | <1940 | Electricity | Yes | 0 | 0 | 0 | 641.8256 | 3018.9251 | 0 | 319.7405 | 273.1422 | 0 | 0 | 0 | 0 | 326.4812 | 0 | 0 | 0 | 21.9803 | 0 | 0 | 0 | 0 | 0 | 914.0887 | 0 | 0 | 10952.9451 | 0 | 0 | 0 | 0 | 0 | 0 | 0 | 0 | 0 | 0 | 0 | 0 | 0 | 0 | 0 | 0 | 16469.1288 | 16469.1288 | 5516.1837 | 5516.1837 | 10952.9451 | 0 | 0 | 971.9214 | 3320.9484 | 0 | 0 | 2022.7607 | 3320.9484 | 0 | 0 | 1807.6631 | 3320.9484 | 0 | 0 | 2104.3797 | 3320.9484 | 0 | 0 | 4292.8699 | 5343.7091 | 5128.6115 | 5425.3281
155309 | 242.131 | 2663 | 4 | Standard Efficiency | Electric, 120% Usage | EnergyStar, 120% Usage | Electric, 120% Usage | None | 400%+ | None | None | Single-Family Detached | Single-Family Detached | Single-Family Detached | 2500-2999 | 2500-3999 | 2 | Natural Gas | 100% Conditioned | Central AC | None | Natural Gas Fuel Boiler | None | 180000-199999 | 100% CFL | Occupied | 2000s | Natural Gas | Yes | 67.9925 | 629.5167 | 36.6339 | 1057.6935 | 4508.0192 | 0 | 0 | 53.632 | 0 | 0 | 0 | 0 | 0 | 58.3211 | 24.911 | 887.4192 | 21.9803 | 6013.8184 | 0 | 0 | 0 | 565.6272 | 480.0504 | 0 | 0 | 0 | 0 | 0 | 0 | 0 | 0 | 15674.32 | 0 | 8280.43 | 0 | 0 | 0 | 0 | 0 | 0 | 0 | 0 | 38359.7793 | 38359.7793 | 14405.3223 | 14405.3223 | 0 | 23954.457 | 0 | 2423.9151 | 0 | 5461.1519 | 0 | 5293.7092 | 0 | 5461.1519 | 0 | 4934.5357 | 0 | 5461.1519 | 0 | 5812.5685 | 0 | 5461.1519 | 0 | 7885.067 | 10754.8611 | 10395.6876 | 11273.7204
155512 | 242.131 | 13414 | 3 | Standard Efficiency, No usage | Electric, 100% Usage | EnergyStar, 100% Usage | Electric, 100% Usage | None | 200-300% | None | 7 | Single-Family Attached | Single-Family Attached | Single-Family Attached | 4000+ | 4000+ | 2 | Fuel Oil | 100% Conditioned | Central AC | None | Fuel Oil Fuel Furnace | None | 50000-59999 | 100% LED | Vacant | 1950s | Electricity | Yes | 0 | 0 | 0 | 575.8847 | 3339.8379 | 0 | 319.7405 | 329.4119 | 0 | 0 | 0 | 0 | 340.5486 | 0 | 0 | 0 | 21.9803 | 0 | 0 | 0 | 0 | 0 | 480.0504 | 0 | 0 | 13205.7824 | 0 | 0 | 0 | 0 | 0 | 0 | 0 | 0 | 0 | 0 | 0 | 0 | 0 | 0 | 0 | 0 | 18612.9437 | 18612.9437 | 5407.1612 | 5407.1612 | 13205.7824 | 0 | 0 | 912.3375 | 4003.9433 | 0 | 0 | 1945.6237 | 4003.9433 | 0 | 0 | 1742.08 | 4003.9433 | 0 | 0 | 1977.0486 | 4003.9433 | 0 | 0 | 4916.2809 | 5949.567 | 5746.0233 | 5980.9919
155585 | 242.131 | 1138 | 2 | None | Electric, 80% Usage | EnergyStar, 80% Usage | Electric, 80% Usage | None | 300-400% | 4 | None | 3 or 4 Unit | Multifamily with 2-4 Units | Multi-Family with 2 - 4 Units | 1000-1499 | 0-1499 | 2 | Natural Gas | 100% Conditioned | Central AC | None | Natural Gas Fuel Furnace | None | 50000-59999 | 100% CFL | Occupied | 1960s | Natural Gas | Yes | 0 | 296.0018 | 17.2912 | 468.0345 | 2869.7519 | 0 | 0 | 776.6383 | 0 | 0 | 0 | 0 | 0 | 39.2715 | 0 | 468.6206 | 16.412 | 687.2517 | 0 | 0 | 0 | 311.5345 | 434.0383 | 0 | 0 | 0 | 0 | 0 | 0 | 0 | 0 | 31151.4032 | 0 | 2486.1219 | 0 | 0 | 0 | 0 | 0 | 0 | 0 | 0 | 40022.0784 | 40022.0784 | 6384.5533 | 6384.5533 | 0 | 33637.5251 | 0 | 1099.3042 | 0 | 7668.6857 | 0 | 2363.3569 | 0 | 7668.6857 | 0 | 2097.0564 | 0 | 7668.6857 | 0 | 2474.2661 | 0 | 7668.6857 | 0 | 8767.99 | 10032.0426 | 9765.7421 | 10142.9518
155701 | 242.131 | 1220 | 4 | None | Electric, 100% Usage | EnergyStar, 100% Usage | Electric, 100% Usage | 318 Rated kWh, 100% Usage | 300-400% | None | None | Single-Family Detached | Single-Family Detached | Single-Family Detached | 1000-1499 | 0-1499 | 1 | Natural Gas | 100% Conditioned | Central AC | None | Natural Gas Fuel Furnace | None | 40000-44999 | 100% CFL | Occupied | 1950s | Natural Gas | Yes | 0 | 275.7799 | 16.1189 | 793.6365 | 4891.6492 | 60.3726 | 0 | 275.4868 | 0 | 0 | 0 | 0 | 0 | 40.1507 | 24.911 | 491.1871 | 21.9803 | 1918.4432 | 0 | 0 | 0 | 339.6694 | 868.0765 | 0 | 0 | 0 | 0 | 0 | 0 | 0 | 0 | 14188.4497 | 0 | 2697.7192 | 0 | 0 | 0 | 0 | 0 | 0 | 0 | 0 | 26903.9242 | 26903.9242 | 10017.7553 | 10017.7553 | 0 | 16886.1689 | 0 | 1706.3528 | 0 | 3849.6929 | 0 | 3666.1354 | 0 | 3849.6929 | 0 | 3264.4263 | 0 | 3849.6929 | 0 | 3798.4152 | 0 | 3849.6929 | 0 | 5556.0457 | 7515.8283 | 7114.1191 | 7648.108
155707 | 242.131 | 1675 | 3 | Standard Efficiency | Electric, 80% Usage | EnergyStar, 80% Usage | Gas, 80% Usage | 290 Rated kWh, 80% Usage | 300-400% | None | 8 | Single-Family Attached | Single-Family Attached | Single-Family Attached | 1500-1999 | 1500-2499 | 2 | Natural Gas | 20% Conditioned | Room AC | None | Natural Gas Fuel Furnace | None | 60000-69999 | 100% CFL | Occupied | <1940 | Natural Gas | Yes | 67.9925 | 296.0018 | 17.2912 | 0 | 600.5026 | 66.2341 | 0 | 727.6955 | 0 | 0 | 0 | 0 | 0 | 46.0122 | 0 | 616.0354 | 21.9803 | 929.6214 | 0 | 0 | 0 | 21.3942 | 880.0924 | 0 | 0 | 0 | 0 | 0 | 0 | 0 | 0 | 29186.9479 | 0 | 2645.2595 | 0 | 0 | 624.8275 | 0 | 0 | 0 | 0 | 0 | 36747.8884 | 36747.8884 | 4290.8535 | 4290.8535 | 0 | 32456.7418 | 0 | 746.0424 | 0 | 7399.5004 | 0 | 1651.9748 | 0 | 7399.5004 | 0 | 1451.8108 | 0 | 7399.5004 | 0 | 1753.9337 | 0 | 7399.5004 | 0 | 8145.5428 | 9051.4752 | 8851.3112 | 9153.4342
155788 | 242.131 | 853 | 2 | Standard Efficiency | Electric, 80% Usage | Standard, 80% Usage | Electric, 80% Usage | None | 100-150% | 30 | None | 20 to 49 Unit | Multifamily with 5+ units, 1-3 stories | Multi-Family with 5+ Units | 750-999 | 0-1499 | 3 | Electricity | 100% Conditioned | Central AC | None | Electricity Electric Furnace | None | 30000-34999 | 100% CFL | Occupied | 2010s | Natural Gas | Yes | 81.7668 | 808.8762 | 30.1863 | 347.5823 | 1782.7513 | 0 | 0 | 55.9766 | 0 | 5436.7614 | 0 | 0 | 0 | 35.7547 | 0 | 390.3707 | 16.412 | 1026.0418 | 0 | 0 | 0 | 379.527 | 434.0383 | 0 | 0 | 0 | 0 | 0 | 0 | 0 | 0 | 0 | 0 | 3238.4353 | 0 | 0 | 0 | 0 | 0 | 0 | 0 | 0 | 14064.7737 | 14064.7737 | 10826.0453 | 10826.0453 | 0 | 3238.4353 | 0 | 1935.6995 | 0 | 738.3259 | 0 | 4435.1541 | 0 | 738.3259 | 0 | 3867.3349 | 0 | 738.3259 | 0 | 4633.5073 | 0 | 738.3259 | 0 | 2674.0255 | 5173.48 | 4605.6608 | 5371.8332
155797 | 242.131 | 3241 | 3 | None | Electric, 100% Usage | EnergyStar, 100% Usage | Gas, 100% Usage | None | 300-400% | None | 20 | Single-Family Attached | Single-Family Attached | Single-Family Attached | 3000-3999 | 2500-3999 | 2 | Natural Gas | 20% Conditioned | Room AC | None | Natural Gas Fuel Wall/Floor Furnace | None | 35000-39999 | 100% LED | Occupied | <1940 | Natural Gas | Yes | 0 | 289.8473 | 16.9981 | 0 | 1441.9097 | 0 | 319.7405 | 0 | 0 | 0 | 0 | 0 | 0 | 43.6676 | 0 | 798.9117 | 21.9803 | 1968.8514 | 0 | 0 | 0 | 23.7388 | 863.9735 | 0 | 0 | 0 | 0 | 0 | 0 | 0 | 0 | 44265.1613 | 0 | 2740.5076 | 0 | 0 | 694.8715 | 0 | 0 | 0 | 0 | 0 | 53489.8663 | 53489.8663 | 5789.619 | 5789.619 | 0 | 47700.5404 | 0 | 947.9486 | 0 | 10874.7097 | 0 | 2071.8584 | 0 | 10874.7097 | 0 | 1833.2856 | 0 | 10874.7097 | 0 | 2211.5785 | 0 | 10874.7097 | 0 | 11822.6583 | 12946.5681 | 12707.9953 | 13086.2882
155973 | 242.131 | 2663 | 3 | Standard Efficiency, No usage | Electric, 120% Usage | Standard, 120% Usage | Electric, 120% Usage | 318 Rated kWh, 120% Usage | 400%+ | None | None | Single-Family Detached | Single-Family Detached | Single-Family Detached | 2500-2999 | 2500-3999 | 2 | Electricity | 100% Conditioned | Heat Pump | None | Electricity ASHP | None | 80000-99999 | 100% Incandescent | Vacant | 1980s | Electricity | Yes | 0 | 0 | 0 | 1615.4077 | 6497.6787 | 0 | 319.7405 | 266.1085 | 106.0917 | 2563.1996 | 0 | 0 | 361.3566 | 0 | 0 | 0 | 21.9803 | 0 | 0 | 0 | 0 | 0 | 434.0383 | 0 | 0 | 0 | 0 | 0 | 0 | 0 | 0 | 0 | 0 | 0 | 0 | 0 | 0 | 0 | 0 | 0 | 0 | 0 | 12185.3089 | 12185.3089 | 12185.3089 | 12185.3089 | 0 | 0 | 0 | 2239.2195 | 0 | 0 | 0 | 4956.7712 | 0 | 0 | 0 | 4385.1442 | 0 | 0 | 0 | 4932.5716 | 0 | 0 | 0 | 2239.2195 | 4956.7712 | 4385.1442 | 4932.5716
156077 | 242.131 | 1138 | 2 | None | None | EnergyStar, 80% Usage | Gas, 80% Usage | 318 Rated kWh, 80% Usage | 200-300% | 5 | None | 5 to 9 Unit | Multifamily with 5+ units, 1-3 stories | Multi-Family with 5+ Units | 1000-1499 | 0-1499 | 2 | Natural Gas | 100% Conditioned | Central AC | None | Natural Gas Fuel Furnace | None | 50000-59999 | 100% Incandescent | Occupied | 1980s | Electricity | Yes | 0 | 0 | 21.1011 | 533.6824 | 2059.4104 | 89.9728 | 0 | 137.7434 | 0 | 0 | 0 | 0 | 1496.1278 | 156.793 | 0 | 1465.0623 | 16.412 | 985.8911 | 0 | 0 | 0 | 23.7388 | 434.0383 | 0 | 0 | 0 | 0 | 0 | 0 | 0 | 0 | 9578.7349 | 0 | 0 | 0 | 0 | 693.6992 | 0 | 0 | 0 | 0 | 0 | 17692.4074 | 17692.4074 | 7419.9734 | 7419.9734 | 0 | 10272.4341 | 0 | 1259.8514 | 0 | 2341.9192 | 0 | 2721.7093 | 0 | 2341.9192 | 0 | 2408.9765 | 0 | 2341.9192 | 0 | 2901.9125 | 0 | 2341.9192 | 0 | 3601.7706 | 5063.6285 | 4750.8956 | 5243.8317
156112 | 242.131 | 1675 | 4 | Standard Efficiency, No usage | Gas, 100% Usage | EnergyStar, 100% Usage | Electric, 100% Usage | 318 Rated kWh, 100% Usage | 0-100% | None | 5 | Single-Family Attached | Single-Family Attached | Single-Family Attached | 1500-1999 | 1500-2499 | 2 | Natural Gas | 60% Conditioned | Central AC | None | Natural Gas Fuel Wall/Floor Furnace | None | 20000-24999 | 100% CFL | Vacant | <1940 | Natural Gas | Yes | 0 | 0 | 0 | 735.3153 | 2895.8352 | 0 | 0 | 0 | 0 | 0 | 0 | 0 | 0 | 0 | 0 | 0 | 21.9803 | 0 | 0 | 0 | 0 | 0 | 480.0504 | 0 | 0 | 0 | 0 | 0 | 0 | 0 | 0 | 8400.003 | 0 | 1713.8796 | 0 | 0 | 0 | 0 | 0 | 0 | 0 | 0 | 14246.7709 | 14246.7709 | 4132.8882 | 4132.8882 | 0 | 10113.8826 | 0 | 710.3887 | 0 | 2305.7497 | 0 | 1483.7864 | 0 | 2305.7497 | 0 | 1330.8264 | 0 | 2305.7497 | 0 | 1524.3384 | 0 | 2305.7497 | 0 | 3016.1384 | 3789.5361 | 3636.5761 | 3830.0882
156150 | 242.131 | 3301 | 3 | None | Electric, 80% Usage | EnergyStar, 80% Usage | Electric, 80% Usage | None | 400%+ | None | None | Single-Family Detached | Single-Family Detached | Single-Family Detached | 3000-3999 | 2500-3999 | 2 | Electricity | 100% Conditioned | Heat Pump | None | Electricity ASHP | None | 200000+ | 100% LED | Occupied | 1980s | Electricity | Yes | 0 | 320.0336 | 18.7565 | 811.2207 | 3147.8764 | 0 | 0 | 449.278 | 1286.8751 | 5490.3934 | 0 | 0 | 1187.817 | 44.2537 | 16.7051 | 811.5138 | 21.9803 | 1447.478 | 0 | 0 | 0 | 324.4297 | 480.0504 | 0 | 0 | 0 | 0 | 0 | 0 | 0 | 0 | 0 | 0 | 0 | 0 | 0 | 0 | 0 | 0 | 0 | 0 | 0 | 15858.3687 | 15858.3687 | 15858.3687 | 15858.3687 | 0 | 0 | 0 | 2840.8545 | 0 | 0 | 0 | 6444.9761 | 0 | 0 | 0 | 5637.2573 | 0 | 0 | 0 | 6704.3025 | 0 | 0 | 0 | 2840.8545 | 6444.9761 | 5637.2573 | 6704.3025
156233 | 242.131 | 2663 | 3 | Standard Efficiency | Gas, 100% Usage | EnergyStar, 100% Usage | Electric, 100% Usage | None | 400%+ | None | None | Single-Family Detached | Single-Family Detached | Single-Family Detached | 2500-2999 | 2500-3999 | 3 | Natural Gas | 100% Conditioned | Central AC | None | Natural Gas Fuel Furnace | None | 200000+ | 100% Incandescent | Occupied | <1940 | Natural Gas | Yes | 67.9925 | 35.7547 | 23.4457 | 637.7226 | 3336.3211 | 0 | 0 | 1042.1607 | 0 | 0 | 0 | 0 | 0 | 233.2846 | 0 | 2774.2107 | 21.9803 | 2692.1508 | 0 | 0 | 0 | 405.6104 | 434.0383 | 0 | 0 | 0 | 0 | 475.0682 | 0 | 0 | 0 | 44125.9526 | 0 | 3501.027 | 0 | 0 | 0 | 0 | 0 | 0 | 0 | 0 | 59805.841 | 59805.841 | 11704.0863 | 11704.0863 | 0 | 48102.0478 | 0 | 1954.4483 | 0 | 10966.241 | 0 | 4246.969 | 0 | 10966.241 | 0 | 3760.1392 | 0 | 10966.241 | 0 | 4510.1556 | 0 | 10966.241 | 0 | 12920.6893 | 15213.21 | 14726.3802 | 15476.3966
156358 | 242.131 | 1690 | 2 | Standard Efficiency | Electric, 80% Usage | EnergyStar, 80% Usage | Electric, 80% Usage | 290 Rated kWh, 80% Usage | 400%+ | None | None | Single-Family Detached | Single-Family Detached | Single-Family Detached | 1500-1999 | 1500-2499 | 2 | Electricity | 100% Conditioned | Central AC | None | Electricity Electric Furnace | None | 100000-119999 | 100% Incandescent | Occupied | 1990s | Electricity | Yes | 67.9925 | 320.0336 | 18.7565 | 384.2162 | 3189.4925 | 72.9747 | 319.7405 | 219.2172 | 0 | 9403.7714 | 0 | 0 | 1239.9837 | 184.6348 | 0 | 1938.9582 | 16.412 | 1191.3339 | 0 | 0 | 0 | 324.4297 | 480.0504 | 0 | 0 | 0 | 0 | 0 | 0 | 773.1215 | 0 | 0 | 0 | 0 | 0 | 0 | 0 | 0 | 0 | 0 | 0 | 0 | 20144.8261 | 20144.8261 | 19371.7047 | 19371.7047 | 0 | 773.1215 | 0 | 3435.1993 | 0 | 176.2329 | 0 | 7848.0751 | 0 | 176.2329 | 0 | 6854.3314 | 0 | 176.2329 | 0 | 8233.4096 | 0 | 176.2329 | 0 | 3611.4321 | 8024.308 | 7030.5643 | 8409.6425
156381 | 242.131 | 2663 | 4 | None | Electric, 100% Usage | EnergyStar, 100% Usage | Electric, 100% Usage | 318 Rated kWh, 100% Usage | 400%+ | None | None | Single-Family Detached | Single-Family Detached | Single-Family Detached | 2500-2999 | 2500-3999 | 1 | Propane | 100% Conditioned | Central AC | None | Propane Fuel Furnace | None | 160000-179999 | 100% Incandescent | Occupied | 1990s | Electricity | Yes | 0 | 897.6767 | 52.4597 | 876.2825 | 4788.4882 | 246.1797 | 0 | 422.3154 | 0 | 0 | 0 | 0 | 5176.2212 | 233.2846 | 99.9372 | 2773.9177 | 21.9803 | 3951.1842 | 0 | 0 | 0 | 669.0813 | 1790.0781 | 627.7582 | 0 | 0 | 0 | 0 | 0 | 0 | 0 | 0 | 0 | 0 | 0 | 0 | 0 | 0 | 0 | 16979.9517 | 0 | 0 | 39606.2105 | 39606.2105 | 22626.2589 | 22626.2589 | 0 | 0 | 16979.9517 | 3764.423 | 0 | 0 | 4672.6124 | 8303.5617 | 0 | 0 | 4672.6124 | 7331.1191 | 0 | 0 | 4672.6124 | 8819.6088 | 0 | 0 | 4672.6124 | 8437.0354 | 12976.1741 | 12003.7315 | 13492.2212
156402 | 242.131 | 853 | 2 | Standard Efficiency | Electric, 120% Usage | EnergyStar, 120% Usage | Electric, 120% Usage | 290 Rated kWh, 120% Usage | 400%+ | 12 | None | 10 to 19 Unit | Multifamily with 5+ units, 1-3 stories | Multi-Family with 5+ Units | 750-999 | 0-1499 | 3 | Electricity | 100% Conditioned | Central AC | None | Electricity Electric Furnace | None | 100000-119999 | 100% Incandescent | Occupied | 1990s | Electricity | Yes | 67.9925 | 540.13 | 31.6517 | 423.7808 | 2573.7501 | 126.0206 | 0 | 6.7406 | 0 | 3032.4064 | 0 | 0 | 4667.1568 | 142.7256 | 0 | 1220.3479 | 16.412 | 3713.5035 | 0 | 0 | 0 | 518.4427 | 434.0383 | 0 | 0 | 0 | 0 | 0 | 0 | 0 | 0 | 0 | 0 | 0 | 0 | 0 | 0 | 0 | 0 | 0 | 0 | 0 | 17515.3925 | 17515.3925 | 17515.3925 | 17515.3925 | 0 | 0 | 0 | 2968.0136 | 0 | 0 | 0 | 6675.8419 | 0 | 0 | 0 | 5859.1869 | 0 | 0 | 0 | 7090.7755 | 0 | 0 | 0 | 2968.0136 | 6675.8419 | 5859.1869 | 7090.7755
156406 | 242.131 | 1623 | 3 | None | Electric, 100% Usage | EnergyStar, 100% Usage | Electric, 100% Usage | 290 Rated kWh, 100% Usage | 400%+ | 5 | None | 5 to 9 Unit | Multifamily with 5+ units, 1-3 stories | Multi-Family with 5+ Units | 1500-1999 | 1500-2499 | 2 | Electricity | 20% Conditioned | Room AC | Heating Only | Electricity Shared Heating | Boiler Baseboards Heating Only, Electricity | 50000-59999 | 100% CFL | Vacant | 1940s | Electricity | No | 0 | 0 | 0 | 0 | 306.2593 | 0 | 0 | 50.7013 | 0 | 7211.8929 | 0 | 0 | 343.1862 | 0 | 0 | 0 | 21.9803 | 0 | 0 | 0 | 0 | 0 | 434.0383 | 0 | 0 | 0 | 0 | 0 | 0 | 0 | 0 | 0 | 0 | 0 | 0 | 0 | 0 | 0 | 0 | 0 | 0 | 0 | 8367.7652 | 8367.7652 | 8367.7652 | 8367.7652 | 0 | 0 | 0 | 1637.8363 | 0 | 0 | 0 | 3687.6456 | 0 | 0 | 0 | 3266.9941 | 0 | 0 | 0 | 4001.3882 | 0 | 0 | 0 | 1637.8363 | 3687.6456 | 3266.9941 | 4001.3882
156445 | 242.131 | 853 | 1 | None | Electric, 120% Usage | EnergyStar, 120% Usage | Electric, 120% Usage | None | 400%+ | 8 | None | 5 to 9 Unit | Multifamily with 5+ units, 1-3 stories | Multi-Family with 5+ Units | 750-999 | 0-1499 | 1 | Electricity | 100% Conditioned | Central AC | None | Electricity Electric Furnace | None | 70000-79999 | 100% LED | Occupied | 1990s | Electricity | Yes | 0 | 347.5823 | 20.2219 | 459.5354 | 1842.5378 | 0 | 0 | 13.1882 | 0 | 3375.8857 | 0 | 0 | 2100.7334 | 23.7388 | 0 | 298.0533 | 16.412 | 2933.0553 | 0 | 0 | 0 | 416.454 | 434.0383 | 0 | 0 | 0 | 0 | 0 | 0 | 0 | 0 | 0 | 0 | 0 | 0 | 0 | 0 | 0 | 0 | 0 | 0 | 0 | 12281.7293 | 12281.7293 | 12281.7293 | 12281.7293 | 0 | 0 | 0 | 2177.1209 | 0 | 0 | 0 | 4908.7072 | 0 | 0 | 0 | 4296.7014 | 0 | 0 | 0 | 5162.0862 | 0 | 0 | 0 | 2177.1209 | 4908.7072 | 4296.7014 | 5162.0862
156530 | 242.131 | 853 | 2 | Standard Efficiency | Electric, 80% Usage | EnergyStar, 80% Usage | Electric, 80% Usage | 318 Rated kWh, 80% Usage | 300-400% | 12 | None | 10 to 19 Unit | Multifamily with 5+ units, 1-3 stories | Multi-Family with 5+ Units | 750-999 | 0-1499 | 3 | Electricity | 100% Conditioned | Heat Pump | None | Electricity ASHP | None | 60000-69999 | 100% Incandescent | Occupied | 1990s | Electricity | Yes | 67.9925 | 296.0018 | 17.2912 | 293.3641 | 1072.054 | 70.9232 | 0 | 197.2368 | 294.2434 | 1940.1305 | 0 | 0 | 1189.2824 | 142.7256 | 0 | 1220.3479 | 16.412 | 830.8565 | 0 | 0 | 0 | 311.5345 | 434.0383 | 0 | 0 | 0 | 0 | 0 | 0 | 0 | 0 | 0 | 0 | 0 | 395.3529 | 0 | 0 | 0 | 0 | 0 | 0 | 0 | 8789.4945 | 8789.4945 | 8394.1416 | 8394.1416 | 0 | 395.3529 | 0 | 1465.9588 | 0 | 90.1624 | 0 | 3304.7679 | 0 | 90.1624 | 0 | 2893.1323 | 0 | 90.1624 | 0 | 3494.1581 | 0 | 90.1624 | 0 | 1556.1212 | 3394.9302 | 2983.2947 | 3584.3205
156536 | 242.131 | 1690 | 3 | Standard Efficiency | Electric, 120% Usage | EnergyStar, 120% Usage | Electric, 120% Usage | None | 400%+ | None | None | Single-Family Detached | Single-Family Detached | Single-Family Detached | 1500-1999 | 1500-2499 | 2 | Electricity | 100% Conditioned | Central AC | None | Electricity Electric Furnace | None | 100000-119999 | 100% CFL | Occupied | 1990s | Electricity | Yes | 67.9925 | 330.8772 | 19.3427 | 351.3922 | 3004.2715 | 0 | 0 | 414.9886 | 0 | 17742.5226 | 0 | 0 | 1982.6258 | 46.0122 | 0 | 620.1384 | 21.9803 | 4135.8189 | 0 | 0 | 0 | 407.3688 | 434.0383 | 0 | 0 | 0 | 0 | 0 | 0 | 0 | 0 | 0 | 0 | 0 | 0 | 0 | 0 | 0 | 0 | 0 | 0 | 0 | 29579.6631 | 29579.6631 | 29579.6631 | 29579.6631 | 0 | 0 | 0 | 5207.176 | 0 | 0 | 0 | 12046.2313 | 0 | 0 | 0 | 10488.6541 | 0 | 0 | 0 | 12694.8743 | 0 | 0 | 0 | 5207.176 | 12046.2313 | 10488.6541 | 12694.8743
156547 | 242.131 | 2663 | 4 | Standard Efficiency | Electric, 80% Usage | EnergyStar, 80% Usage | Electric, 80% Usage | 290 Rated kWh, 80% Usage | 400%+ | None | None | Single-Family Detached | Single-Family Detached | Single-Family Detached | 2500-2999 | 2500-3999 | 2 | Fuel Oil | 80% Conditioned | Room AC | None | Fuel Oil Fuel Boiler | None | 100000-119999 | 100% Incandescent | Occupied | <1940 | Electricity | Yes | 67.9925 | 320.0336 | 18.7565 | 0 | 1919.9086 | 72.9747 | 0 | 223.0271 | 0 | 0 | 0 | 0 | 1385.64 | 233.2846 | 0 | 2774.2107 | 21.9803 | 1346.0754 | 0 | 0 | 0 | 324.4297 | 1836.0903 | 0 | 0 | 29278.9722 | 0 | 0 | 0 | 0 | 0 | 0 | 0 | 0 | 0 | 0 | 0 | 0 | 0 | 0 | 0 | 0 | 39823.0831 | 39823.0831 | 10543.8179 | 10543.8179 | 29278.9722 | 0 | 0 | 1843.1059 | 8877.3638 | 0 | 0 | 4006.2022 | 8877.3638 | 0 | 0 | 3536.4737 | 8877.3638 | 0 | 0 | 4261.5343 | 8877.3638 | 0 | 0 | 10720.4697 | 12883.566 | 12413.8375 | 13138.8981
156561 | 242.131 | 2663 | 3 | None | Electric, 120% Usage | EnergyStar, 120% Usage | Electric, 120% Usage | None | 400%+ | None | None | Single-Family Detached | Single-Family Detached | Single-Family Detached | 2500-2999 | 2500-3999 | 2 | Electricity | 100% Conditioned | Heat Pump | None | Electricity ASHP | None | 200000+ | 100% LED | Occupied | 1980s | Electricity | Yes | 0 | 480.0504 | 28.1348 | 821.7713 | 3100.985 | 0 | 319.7405 | 579.6946 | 1975.299 | 5342.9787 | 0 | 0 | 3625.5822 | 38.9785 | 0 | 677.8734 | 21.9803 | 5384.3017 | 0 | 0 | 0 | 486.498 | 434.0383 | 0 | 0 | 0 | 0 | 0 | 0 | 0 | 0 | 0 | 0 | 0 | 0 | 0 | 0 | 0 | 0 | 0 | 0 | 0 | 23317.6135 | 23317.6135 | 23317.6135 | 23317.6135 | 0 | 0 | 0 | 4122.0687 | 0 | 0 | 0 | 9397.4487 | 0 | 0 | 0 | 8216.012 | 0 | 0 | 0 | 9799.2599 | 0 | 0 | 0 | 4122.0687 | 9397.4487 | 8216.012 | 9799.2599
156593 | 242.131 | 3301 | 4 | None | Gas, 80% Usage | EnergyStar, 80% Usage | Electric, 80% Usage | 290 Rated kWh, 80% Usage | 400%+ | None | None | Single-Family Detached | Single-Family Detached | Single-Family Detached | 3000-3999 | 2500-3999 | 2 | Natural Gas | 100% Conditioned | Central AC | None | Natural Gas Fuel Wall/Floor Furnace | None | 180000-199999 | 100% Incandescent | Occupied | 1960s | Natural Gas | Yes | 0 | 28.721 | 18.7565 | 779.569 | 4355.9153 | 72.9747 | 0 | 0 | 0 | 0 | 0 | 0 | 0 | 264.9362 | 0 | 3321.6675 | 21.9803 | 1447.478 | 0 | 0 | 0 | 324.4297 | 727.1093 | 0 | 0 | 0 | 0 | 380.1132 | 0 | 0 | 0 | 41118.1642 | 0 | 2618.2969 | 0 | 0 | 0 | 0 | 0 | 0 | 0 | 0 | 55479.8189 | 55479.8189 | 11363.2446 | 11363.2446 | 0 | 44116.5743 | 0 | 1999.1108 | 0 | 10057.6742 | 0 | 4182.2532 | 0 | 10057.6742 | 0 | 3719.8294 | 0 | 10057.6742 | 0 | 4434.7871 | 0 | 10057.6742 | 0 | 12056.785 | 14239.9274 | 13777.5036 | 14492.4613
156609 | 242.131 | 2152 | 2 | Standard Efficiency, No usage | Electric, 120% Usage | Standard, 120% Usage | Electric, 120% Usage | None | 400%+ | None | 16 | Single-Family Attached | Single-Family Attached | Single-Family Attached | 2000-2499 | 1500-2499 | 2 | Electricity | 40% Conditioned | Room AC | None | Electricity Baseboard | None | 160000-179999 | 100% LED | Vacant | 1980s | Electricity | Yes | 0 | 0 | 0 | 0 | 131.0028 | 0 | 0 | 0 | 0 | 4257.1504 | 0 | 0 | 203.6844 | 0 | 0 | 0 | 16.412 | 0 | 0 | 0 | 0 | 0 | 434.0383 | 0 | 0 | 0 | 0 | 0 | 0 | 0 | 0 | 0 | 0 | 0 | 0 | 0 | 0 | 0 | 0 | 0 | 0 | 0 | 5042.2878 | 5042.2878 | 5042.2878 | 5042.2878 | 0 | 0 | 0 | 950.2189 | 0 | 0 | 0 | 2242.2559 | 0 | 0 | 0 | 1937.1406 | 0 | 0 | 0 | 2328.3255 | 0 | 0 | 0 | 950.2189 | 2242.2559 | 1937.1406 | 2328.3255
156737 | 242.131 | 2663 | 3 | Standard Efficiency | Electric, 100% Usage | Standard, 100% Usage | Electric, 100% Usage | None | 400%+ | None | None | Single-Family Detached | Single-Family Detached | Single-Family Detached | 2500-2999 | 2500-3999 | 2 | Electricity | 20% Conditioned | Room AC | None | Electricity Baseboard | None | 160000-179999 | 100% Incandescent | Occupied | <1940 | Electricity | Yes | 67.9925 | 1237.053 | 46.3052 | 0 | 761.1056 | 0 | 319.7405 | 0 | 0 | 43335.2468 | 0 | 0 | 3938.8752 | 233.2846 | 0 | 2773.9177 | 21.9803 | 3321.6675 | 0 | 0 | 0 | 537.1993 | 914.0887 | 0 | 0 | 0 | 0 | 0 | 0 | 0 | 0 | 0 | 0 | 0 | 0 | 0 | 0 | 0 | 0 | 0 | 0 | 0 | 57508.4569 | 57508.4569 | 57508.4569 | 57508.4569 | 0 | 0 | 0 | 10036.3213 | 0 | 0 | 0 | 23506.8807 | 0 | 0 | 0 | 20401.8532 | 0 | 0 | 0 | 25001.1514 | 0 | 0 | 0 | 10036.3213 | 23506.8807 | 20401.8532 | 25001.1514
156762 | 242.131 | 1202 | 2 | Standard Efficiency | Electric, 100% Usage | EnergyStar, 100% Usage | Electric, 100% Usage | 318 Rated kWh, 100% Usage | 400%+ | None | 5 | Single-Family Attached | Single-Family Attached | Single-Family Attached | 1000-1499 | 0-1499 | 1 | Electricity | 100% Conditioned | Heat Pump | None | Electricity ASHP | None | 80000-99999 | 100% Incandescent | Occupied | 1980s | Electricity | Yes | 67.9925 | 450.1572 | 26.3764 | 420.2639 | 1762.8225 | 112.5393 | 0 | 381.2855 | 888.5915 | 4246.8929 | 0 | 0 | 2548.8391 | 160.0168 | 0 | 1519.8666 | 16.412 | 1917.8571 | 0 | 0 | 0 | 431.9868 | 434.0383 | 0 | 0 | 0 | 0 | 0 | 0 | 0 | 0 | 0 | 0 | 0 | 0 | 0 | 0 | 0 | 0 | 0 | 0 | 0 | 15386.2312 | 15386.2312 | 15386.2312 | 15386.2312 | 0 | 0 | 0 | 2638.4783 | 0 | 0 | 0 | 6008.6832 | 0 | 0 | 0 | 5252.1479 | 0 | 0 | 0 | 6349.9829 | 0 | 0 | 0 | 2638.4783 | 6008.6832 | 5252.1479 | 6349.9829
156802 | 242.131 | 2176 | 3 | Standard Efficiency | Electric, 120% Usage | EnergyStar, 120% Usage | Electric, 120% Usage | 290 Rated kWh, 120% Usage | 200-300% | None | None | Single-Family Detached | Single-Family Detached | Single-Family Detached | 2000-2499 | 1500-2499 | 1 | Electricity | 100% Conditioned | Central AC | None | Electricity Baseboard | None | 45000-49999 | 100% CFL | Occupied | 1960s | Natural Gas | Yes | 67.9925 | 480.0504 | 28.1348 | 782.4998 | 3369.7312 | 109.3155 | 319.7405 | 0 | 0 | 24593.9381 | 0 | 0 | 0 | 52.1667 | 24.911 | 753.7788 | 21.9803 | 5074.5256 | 0 | 0 | 0 | 486.498 | 434.0383 | 0 | 0 | 0 | 0 | 0 | 1683.1072 | 0 | 0 | 0 | 0 | 6177.352 | 0 | 0 | 0 | 0 | 0 | 0 | 0 | 0 | 44460.3467 | 44460.3467 | 36599.5944 | 36599.5944 | 0 | 7860.4592 | 0 | 6476.7153 | 0 | 1792.0323 | 0 | 15001.6124 | 0 | 1792.0323 | 0 | 13053.8164 | 0 | 1792.0323 | 0 | 15797.9877 | 0 | 1792.0323 | 0 | 8268.7476 | 16793.6447 | 14845.8488 | 17590.02
156834 | 242.131 | 2176 | 5 | None | None | EnergyStar, 100% Usage | Electric, 100% Usage | 290 Rated kWh, 100% Usage | 400%+ | None | None | Single-Family Detached | Single-Family Detached | Single-Family Detached | 2000-2499 | 1500-2499 | 2 | Propane | 100% Conditioned | Central AC | None | Propane Fuel Furnace | None | 200000+ | 100% LED | Occupied | 2000s | Propane | Yes | 0 | 0 | 45.1329 | 541.8884 | 1970.6099 | 195.1853 | 0 | 87.9213 | 0 | 0 | 1393.5529 | 1376.5548 | 0 | 34.8755 | 16.7051 | 575.5916 | 27.2556 | 3481.3912 | 0 | 3092.779 | 0 | 603.1403 | 868.0765 | 0 | 0 | 0 | 0 | 0 | 0 | 0 | 0 | 0 | 0 | 0 | 0 | 0 | 0 | 0 | 0 | 13494.1643 | 7026.0858 | 0 | 34830.6175 | 34830.6175 | 14310.3673 | 14310.3673 | 0 | 0 | 20520.2502 | 2267.9673 | 0 | 0 | 5646.829 | 5069.5987 | 0 | 0 | 5646.829 | 4480.9832 | 0 | 0 | 5646.829 | 5384.9166 | 0 | 0 | 5646.829 | 7914.7963 | 10716.4277 | 10127.8123 | 11031.7456
156899 | 242.131 | 1202 | 3 | Standard Efficiency | Electric, 80% Usage | Standard, 80% Usage | Electric, 80% Usage | 318 Rated kWh, 80% Usage | 400%+ | None | 12 | Single-Family Attached | Single-Family Attached | Single-Family Attached | 1000-1499 | 0-1499 | 1 | Natural Gas | 100% Conditioned | Central AC | None | Natural Gas Fuel Boiler | None | 50000-59999 | 100% CFL | Occupied | 1950s | Natural Gas | Yes | 67.9925 | 441.9512 | 16.412 | 367.5111 | 1723.2579 | 51.5805 | 0 | 106.3848 | 0 | 0 | 0 | 0 | 0 | 40.1507 | 0 | 486.2049 | 21.9803 | 827.9258 | 0 | 0 | 0 | 277.5383 | 434.0383 | 0 | 0 | 0 | 0 | 0 | 0 | 0 | 0 | 17682.7361 | 0 | 2256.9403 | 0 | 0 | 0 | 0 | 0 | 0 | 0 | 0 | 24802.8977 | 24802.8977 | 4863.2213 | 4863.2213 | 0 | 19939.6764 | 0 | 849.9554 | 0 | 4545.8293 | 0 | 1807.0734 | 0 | 4545.8293 | 0 | 1604.8279 | 0 | 4545.8293 | 0 | 1899.5251 | 0 | 4545.8293 | 0 | 5395.7847 | 6352.9027 | 6150.6572 | 6445.3543
156928 | 242.131 | 853 | 2 | Standard Efficiency, No usage | None | None | Electric, 100% Usage | 318 Rated kWh, 100% Usage | 0-100% | 36 | None | 20 to 49 Unit | Multifamily with 5+ units, 4-7 stories | Multi-Family with 5+ Units | 750-999 | 0-1499 | 5 | Electricity | 40% Conditioned | Room AC | Heating Only | Electricity Shared Heating | Boiler Baseboards Heating Only, Electricity | 10000-14999 | 100% CFL | Vacant | 1950s | Electricity | No | 0 | 0 | 0 | 0 | 290.1404 | 0 | 0 | 1.1723 | 0 | 42.4953 | 0 | 0 | 324.1366 | 0 | 0 | 0 | 16.412 | 0 | 0 | 0 | 0 | 0 | 434.0383 | 0 | 0 | 0 | 0 | 0 | 0 | 0 | 0 | 0 | 0 | 0 | 0 | 0 | 0 | 0 | 0 | 0 | 0 | 0 | 1108.3948 | 1108.3948 | 1108.3948 | 1108.3948 | 0 | 0 | 0 | 184.325 | 0 | 0 | 0 | 407.6085 | 0 | 0 | 0 | 360.4535 | 0 | 0 | 0 | 426.3301 | 0 | 0 | 0 | 184.325 | 407.6085 | 360.4535 | 426.3301
157065 | 242.131 | 13414 | 5 | Standard Efficiency | Electric, 120% Usage | EnergyStar, 120% Usage | Electric, 120% Usage | 290 Rated kWh, 120% Usage | 150-200% | None | 12 | Single-Family Attached | Single-Family Attached | Single-Family Attached | 4000+ | 4000+ | 3 | Natural Gas | 100% Conditioned | Central AC | None | Natural Gas Fuel Wall/Floor Furnace | None | 50000-59999 | 100% LED | Occupied | <1940 | Natural Gas | Yes | 67.9925 | 732.6777 | 42.7884 | 1976.4713 | 9705.3416 | 179.6526 | 0 | 0 | 0 | 0 | 0 | 0 | 0 | 128.3651 | 0 | 2932.4691 | 27.2556 | 8111.6211 | 0 | 0 | 0 | 620.4315 | 434.0383 | 0 | 0 | 0 | 0 | 0 | 0 | 2324.6397 | 0 | 46516.5333 | 0 | 9901.6992 | 0 | 0 | 0 | 0 | 0 | 0 | 0 | 0 | 83702.856 | 83702.856 | 24959.6907 | 24959.6907 | 0 | 58742.8722 | 0 | 4500.5099 | 0 | 13392.1764 | 0 | 9979.7951 | 0 | 13392.1764 | 0 | 8841.828 | 0 | 13392.1764 | 0 | 10062.1548 | 0 | 13392.1764 | 0 | 17892.6863 | 23371.9715 | 22234.0044 | 23454.3311
157164 | 242.131 | 1220 | 1 | Standard Efficiency | Electric, 80% Usage | Standard, 80% Usage | Electric, 80% Usage | None | 0-100% | None | None | Single-Family Detached | Single-Family Detached | Single-Family Detached | 1000-1499 | 0-1499 | 1 | Natural Gas | 40% Conditioned | Room AC | None | Natural Gas Fuel Boiler | None | 10000-14999 | 100% CFL | Occupied | <1940 | Natural Gas | Yes | 67.9925 | 420.557 | 15.8258 | 0 | 814.7376 | 0 | 0 | 164.7059 | 0 | 0 | 0 | 0 | 0 | 40.1507 | 24.911 | 491.1871 | 16.412 | 959.2216 | 0 | 1534.2271 | 0 | 271.6769 | 1356.0398 | 270.7977 | 0 | 0 | 0 | 0 | 0 | 0 | 0 | 32767.3971 | 0 | 2067.3233 | 0 | 0 | 0 | 0 | 0 | 0 | 0 | 0 | 41283.4563 | 41283.4563 | 6448.7358 | 6448.7358 | 0 | 34834.7205 | 0 | 991.5688 | 0 | 7941.5923 | 0 | 2243.3585 | 0 | 7941.5923 | 0 | 1980.1303 | 0 | 7941.5923 | 0 | 2395.0979 | 0 | 7941.5923 | 0 | 8933.1611 | 10184.9508 | 9921.7226 | 10336.6902
157274 | 242.131 | 853 | 1 | Standard Efficiency | None | None | Electric, 80% Usage | None | 0-100% | 12 | None | 10 to 19 Unit | Multifamily with 5+ units, 4-7 stories | Multi-Family with 5+ Units | 750-999 | 0-1499 | 5 | Electricity | 100% Conditioned | Heat Pump | Heating and Cooling | Electricity Shared Heating | Fan Coil Heating and Cooling, Electricity | <10000 | 100% CFL | Occupied | 1950s | Natural Gas | No | 67.9925 | 0 | 0 | 9.9644 | 999.3723 | 0 | 0 | 254.0926 | 0 | 12261.8005 | 0 | 0 | 0 | 35.7547 | 0 | 390.3707 | 16.412 | 733.2638 | 0 | 0 | 0 | 277.5383 | 434.0383 | 0 | 0 | 0 | 0 | 0 | 0 | 0 | 0 | 0 | 0 | 2047.1014 | 0 | 0 | 0 | 0 | 0 | 0 | 0 | 0 | 17527.7015 | 17527.7015 | 15480.6001 | 15480.6001 | 0 | 2047.1014 | 0 | 2748.0994 | 0 | 466.6812 | 0 | 6429.8646 | 0 | 466.6812 | 0 | 5576.6147 | 0 | 466.6812 | 0 | 6792.8174 | 0 | 466.6812 | 0 | 3214.7806 | 6896.5459 | 6043.296 | 7259.4987
157405 | 242.131 | 1675 | 3 | Standard Efficiency | Electric, 100% Usage | EnergyStar, 100% Usage | Gas, 100% Usage | None | 400%+ | None | 7 | Single-Family Attached | Single-Family Attached | Single-Family Attached | 1500-1999 | 1500-2499 | 2 | Natural Gas | 100% Conditioned | Central AC | None | Natural Gas Fuel Furnace | None | 120000-139999 | 100% CFL | Occupied | 1980s | Natural Gas | Yes | 67.9925 | 530.4586 | 31.0655 | 625.4137 | 3110.3633 | 0 | 0 | 362.2358 | 0 | 0 | 0 | 0 | 0 | 46.0122 | 0 | 616.0354 | 21.9803 | 2121.5415 | 0 | 0 | 0 | 32.5309 | 1160.8545 | 0 | 0 | 0 | 0 | 0 | 0 | 0 | 0 | 14468.9187 | 0 | 4836.5519 | 0 | 0 | 953.6533 | 0 | 0 | 0 | 0 | 0 | 28985.608 | 28985.608 | 8726.4842 | 8726.4842 | 0 | 20259.1239 | 0 | 1608.6168 | 0 | 4618.6354 | 0 | 3490.4105 | 0 | 4618.6354 | 0 | 3086.9905 | 0 | 4618.6354 | 0 | 3596.3751 | 0 | 4618.6354 | 0 | 6227.2522 | 8109.0459 | 7705.6258 | 8215.0105
157430 | 242.131 | 3301 | 4 | Standard Efficiency | Electric, 100% Usage | EnergyStar, 100% Usage | Electric, 100% Usage | 290 Rated kWh, 100% Usage | 400%+ | None | None | Single-Family Detached | Single-Family Detached | Single-Family Detached | 3000-3999 | 2500-3999 | 2 | Other Fuel | 100% Conditioned | Central AC | None | None | None | 200000+ | 100% Incandescent | Occupied | 1940s | Electricity | Yes | 81.7668 | 400.042 | 23.4457 | 1723.551 | 8535.988 | 91.1451 | 0 | 0 | 0 | 0 | 0 | 0 | 2120.3692 | 264.9362 | 0 | 3321.6675 | 21.9803 | 2894.956 | 0 | 0 | 0 | 405.6104 | 868.0765 | 0 | 0 | 0 | 0 | 0 | 0 | 0 | 0 | 0 | 0 | 0 | 0 | 0 | 0 | 0 | 0 | 0 | 0 | 0 | 20753.2417 | 20753.2417 | 20753.2417 | 20753.2417 | 0 | 0 | 0 | 3578.6456 | 0 | 0 | 0 | 7626.4263 | 0 | 0 | 0 | 6777.1581 | 0 | 0 | 0 | 8023.4185 | 0 | 0 | 0 | 3578.6456 | 7626.4263 | 6777.1581 | 8023.4185
157436 | 242.131 | 1675 | 2 | None | Electric, 80% Usage | EnergyStar, 80% Usage | None | None | 400%+ | None | 5 | Single-Family Attached | Single-Family Attached | Single-Family Attached | 1500-1999 | 1500-2499 | 1 | Electricity | 100% Conditioned | Heat Pump | None | Electricity ASHP | None | 140000-159999 | 100% LED | Occupied | 1980s | Electricity | Yes | 0 | 296.0018 | 17.2912 | 346.7031 | 1347.2477 | 0 | 319.7405 | 408.248 | 1438.6859 | 3885.2432 | 0 | 0 | 1049.4875 | 30.4794 | 0 | 470.6721 | 16.412 | 929.6214 | 0 | 0 | 0 | 0 | 434.0383 | 0 | 0 | 0 | 0 | 0 | 0 | 0 | 0 | 0 | 0 | 0 | 0 | 0 | 0 | 0 | 0 | 0 | 0 | 0 | 10989.8721 | 10989.8721 | 10989.8721 | 10989.8721 | 0 | 0 | 0 | 1921.3601 | 0 | 0 | 0 | 4414.9266 | 0 | 0 | 0 | 3849.2198 | 0 | 0 | 0 | 4620.7228 | 0 | 0 | 0 | 1921.3601 | 4414.9266 | 3849.2198 | 4620.7228
157524 | 242.131 | 2152 | 3 | Standard Efficiency | Electric, 120% Usage | EnergyStar, 120% Usage | Gas, 120% Usage | 318 Rated kWh, 120% Usage | 300-400% | None | 7 | Single-Family Attached | Single-Family Attached | Single-Family Attached | 2000-2499 | 1500-2499 | 3 | Natural Gas | 100% Conditioned | Central AC | None | Natural Gas Fuel Furnace | None | 80000-99999 | 100% LED | Occupied | 1960s | Natural Gas | Yes | 67.9925 | 636.5504 | 37.22 | 468.0345 | 1849.5715 | 163.8267 | 319.7405 | 509.3575 | 0 | 0 | 0 | 0 | 0 | 34.5824 | 0 | 570.6094 | 21.9803 | 4389.6185 | 0 | 0 | 0 | 38.9785 | 400.042 | 0 | 0 | 0 | 0 | 0 | 0 | 0 | 0 | 21969.7797 | 0 | 8281.6023 | 0 | 0 | 1144.1495 | 0 | 0 | 0 | 0 | 0 | 40903.6362 | 40903.6362 | 9508.1047 | 9508.1047 | 0 | 31395.5314 | 0 | 1621.5383 | 0 | 7157.532 | 0 | 3552.642 | 0 | 7157.532 | 0 | 3137.7406 | 0 | 7157.532 | 0 | 3753.891 | 0 | 7157.532 | 0 | 8779.0703 | 10710.1741 | 10295.2727 | 10911.423
157640 | 242.131 | 3301 | 4 | None | Electric, 80% Usage | EnergyStar, 80% Usage | Electric, 80% Usage | 318 Rated kWh, 80% Usage | 400%+ | None | None | Single-Family Detached | Single-Family Detached | Single-Family Detached | 3000-3999 | 2500-3999 | 2 | Electricity | 100% Conditioned | Heat Pump | None | Electricity ASHP | None | 120000-139999 | 100% Incandescent | Occupied | 1950s | Electricity | Yes | 0 | 419.6778 | 24.618 | 1402.9312 | 4759.1811 | 107.8502 | 319.7405 | 1241.156 | 1230.8985 | 20179.1155 | 0 | 0 | 1759.8918 | 264.9362 | 99.9372 | 3321.6675 | 21.9803 | 1604.8572 | 0 | 0 | 0 | 377.1825 | 400.042 | 0 | 0 | 0 | 0 | 0 | 0 | 0 | 0 | 0 | 0 | 0 | 0 | 0 | 0 | 0 | 0 | 0 | 0 | 0 | 37535.9565 | 37535.9565 | 37535.9565 | 37535.9565 | 0 | 0 | 0 | 6627.3374 | 0 | 0 | 0 | 15194.1877 | 0 | 0 | 0 | 13248.8439 | 0 | 0 | 0 | 16011.3816 | 0 | 0 | 0 | 6627.3374 | 15194.1877 | 13248.8439 | 16011.3816
157678 | 242.131 | 3301 | 5 | Standard Efficiency | Electric, 120% Usage | EnergyStar, 120% Usage | Electric, 120% Usage | 318 Rated kWh, 120% Usage | 400%+ | None | None | Single-Family Detached | Single-Family Detached | Single-Family Detached | 3000-3999 | 2500-3999 | 2 | Propane | 100% Conditioned | Central AC | None | Propane Fuel Furnace | None | 180000-199999 | 100% Incandescent | Occupied | 1980s | Electricity | Yes | 67.9925 | 480.0504 | 28.1348 | 1190.1616 | 8946.8736 | 117.2284 | 319.7405 | 820.3059 | 0 | 0 | 0 | 0 | 3886.7085 | 264.9362 | 99.9372 | 3321.6675 | 27.2556 | 5789.9121 | 0 | 0 | 0 | 486.498 | 868.0765 | 0 | 0 | 0 | 0 | 0 | 0 | 0 | 0 | 0 | 0 | 0 | 584.9699 | 0 | 0 | 0 | 0 | 38738.7202 | 0 | 0 | 66039.4626 | 66039.4626 | 26715.7726 | 26715.7726 | 0 | 584.9699 | 38738.7202 | 4572.4905 | 0 | 133.392 | 10660.3075 | 9845.9354 | 0 | 133.392 | 10660.3075 | 8725.5691 | 0 | 133.392 | 10660.3075 | 10399.3091 | 0 | 133.392 | 10660.3075 | 15366.19 | 20639.6349 | 19519.2685 | 21193.0085
157681 | 242.131 | 1220 | 4 | Standard Efficiency | Electric, 100% Usage | Standard, 100% Usage | Electric, 100% Usage | 290 Rated kWh, 100% Usage | 400%+ | None | None | Single-Family Detached | Single-Family Detached | Single-Family Detached | 1000-1499 | 0-1499 | 2 | Natural Gas | 100% Conditioned | Central AC | None | Natural Gas Fuel Wall/Floor Furnace | None | 120000-139999 | 100% Incandescent | Occupied | 1960s | Electricity | Yes | 67.9925 | 999.9585 | 37.22 | 1053.8836 | 5299.6042 | 125.7275 | 0 | 0 | 0 | 0 | 0 | 0 | 3122.0861 | 160.896 | 0 | 1535.3993 | 21.9803 | 2547.9599 | 0 | 0 | 0 | 471.2583 | 434.0383 | 0 | 0 | 0 | 0 | 0 | 0 | 0 | 0 | 43649.419 | 0 | 0 | 0 | 0 | 0 | 0 | 0 | 0 | 0 | 0 | 59527.4235 | 59527.4235 | 15878.0044 | 15878.0044 | 0 | 43649.419 | 0 | 2652.3914 | 0 | 9951.1607 | 0 | 5707.8286 | 0 | 9951.1607 | 0 | 5063.5804 | 0 | 9951.1607 | 0 | 6069.5172 | 0 | 9951.1607 | 0 | 12603.5521 | 15658.9893 | 15014.7411 | 16020.6779
157868 | 242.131 | 1202 | 3 | Standard Efficiency | Electric, 120% Usage | EnergyStar, 120% Usage | Electric, 120% Usage | None | 100-150% | None | 6 | Single-Family Attached | Single-Family Attached | Single-Family Attached | 1000-1499 | 0-1499 | 1 | Electricity | 100% Conditioned | Heat Pump | None | Electricity ASHP | None | 15000-19999 | 100% LED | Occupied | 1980s | Electricity | Yes | 67.9925 | 444.0027 | 25.7903 | 754.3649 | 2859.7875 | 0 | 0 | 388.0261 | 943.6888 | 4745.1137 | 0 | 0 | 3483.1497 | 26.6695 | 0 | 371.321 | 21.9803 | 3573.4156 | 0 | 0 | 0 | 467.4484 | 914.0887 | 0 | 0 | 0 | 0 | 0 | 0 | 0 | 0 | 0 | 0 | 0 | 0 | 0 | 0 | 0 | 0 | 0 | 0 | 0 | 19087.4257 | 19087.4257 | 19087.4257 | 19087.4257 | 0 | 0 | 0 | 3315.2994 | 0 | 0 | 0 | 7472.312 | 0 | 0 | 0 | 6546.3716 | 0 | 0 | 0 | 7871.7232 | 0 | 0 | 0 | 3315.2994 | 7472.312 | 6546.3716 | 7871.7232
157886 | 242.131 | 2663 | 4 | Standard Efficiency | Electric, 120% Usage | EnergyStar, 120% Usage | Electric, 120% Usage | None | 400%+ | None | None | Single-Family Detached | Single-Family Detached | Single-Family Detached | 2500-2999 | 2500-3999 | 1 | Electricity | 100% Conditioned | Heat Pump | None | Electricity ASHP | None | 200000+ | 100% Incandescent | Occupied | 1980s | Electricity | Yes | 67.9925 | 480.0504 | 28.1348 | 512.5813 | 2185.431 | 0 | 0 | 255.2649 | 711.5766 | 2667.2398 | 0 | 0 | 3528.8688 | 233.2846 | 99.9372 | 2774.2107 | 21.9803 | 5384.3017 | 0 | 0 | 0 | 486.498 | 400.042 | 0 | 0 | 0 | 0 | 0 | 0 | 0 | 0 | 0 | 0 | 0 | 0 | 0 | 0 | 0 | 0 | 0 | 0 | 0 | 19837.1015 | 19837.1015 | 19837.1015 | 19837.1015 | 0 | 0 | 0 | 3372.042 | 0 | 0 | 0 | 7681.9016 | 0 | 0 | 0 | 6736.8596 | 0 | 0 | 0 | 8056.1847 | 0 | 0 | 0 | 3372.042 | 7681.9016 | 6736.8596 | 8056.1847
157936 | 242.131 | 3301 | 5 | Standard Efficiency | Electric, 120% Usage | EnergyStar, 120% Usage | Electric, 120% Usage | 318 Rated kWh, 120% Usage | 400%+ | None | None | Single-Family Detached | Single-Family Detached | Single-Family Detached | 3000-3999 | 2500-3999 | 1 | Natural Gas | 80% Conditioned | Central AC | None | Natural Gas Fuel Furnace | None | 160000-179999 | 100% LED | Occupied | 1990s | Natural Gas | Yes | 67.9925 | 629.5167 | 36.6339 | 591.7105 | 2233.4946 | 161.7752 | 319.7405 | 225.3717 | 0 | 0 | 0 | 0 | 0 | 44.2537 | 16.7051 | 811.5138 | 27.2556 | 6419.4287 | 0 | 0 | 0 | 565.6272 | 434.0383 | 0 | 0 | 0 | 0 | 0 | 0 | 0 | 0 | 8994.6442 | 0 | 8353.9909 | 0 | 0 | 0 | 0 | 0 | 0 | 0 | 0 | 29933.6929 | 29933.6929 | 12585.0579 | 12585.0579 | 0 | 17348.9281 | 0 | 2127.9601 | 0 | 3955.1703 | 0 | 4714.8949 | 0 | 3955.1703 | 0 | 4164.1558 | 0 | 3955.1703 | 0 | 4960.9039 | 0 | 3955.1703 | 0 | 6083.1304 | 8670.0653 | 8119.3261 | 8916.0743
158024 | 242.131 | 1138 | 3 | Standard Efficiency | None | None | Gas, 100% Usage | 318 Rated kWh, 100% Usage | 400%+ | 67 | None | 50 or more Unit | Multifamily with 5+ units, 8+ stories | Multi-Family with 5+ Units | 1000-1499 | 0-1499 | 20 | Natural Gas | 100% Conditioned | Room AC | None | Natural Gas Fuel Wall/Floor Furnace | None | 50000-59999 | 100% Incandescent | Occupied | 2000s | Natural Gas | Yes | 67.9925 | 0 | 0 | 0 | 2889.0946 | 64.7687 | 0 | 0 | 0 | 0 | 0 | 0 | 0 | 156.793 | 0 | 1465.0623 | 21.9803 | 1581.4115 | 0 | 0 | 0 | 23.7388 | 434.0383 | 0 | 0 | 0 | 0 | 0 | 0 | 0 | 0 | 7633.036 | 0 | 2697.4261 | 0 | 0 | 694.8715 | 0 | 0 | 0 | 0 | 0 | 17729.6275 | 17729.6275 | 6704.5869 | 6704.5869 | 0 | 11025.3337 | 0 | 1070.3238 | 0 | 2513.52 | 0 | 2346.7159 | 0 | 2513.52 | 0 | 2082.3523 | 0 | 2513.52 | 0 | 2491.6205 | 0 | 2513.52 | 0 | 3583.8437 | 4860.2359 | 4595.8723 | 5005.1405
158051 | 242.131 | 1675 | 4 | Standard Efficiency | Electric, 80% Usage | EnergyStar, 80% Usage | Electric, 80% Usage | 318 Rated kWh, 80% Usage | 300-400% | None | 90 | Single-Family Attached | Single-Family Attached | Single-Family Attached | 1500-1999 | 1500-2499 | 3 | Electricity | 100% Conditioned | Heat Pump | None | Electricity ASHP | None | 50000-59999 | 100% LED | Occupied | 1980s | Electricity | Yes | 67.9925 | 296.0018 | 17.2912 | 948.6711 | 3822.819 | 70.9232 | 0 | 528.4071 | 1248.4828 | 5319.533 | 0 | 0 | 1220.3479 | 30.4794 | 0 | 470.6721 | 21.9803 | 929.6214 | 0 | 0 | 0 | 311.5345 | 914.0887 | 0 | 0 | 0 | 0 | 0 | 0 | 0 | 0 | 0 | 0 | 0 | 0 | 0 | 0 | 0 | 0 | 0 | 0 | 0 | 16219.1392 | 16219.1392 | 16219.1392 | 16219.1392 | 0 | 0 | 0 | 2904.175 | 0 | 0 | 0 | 6576.6548 | 0 | 0 | 0 | 5752.0221 | 0 | 0 | 0 | 6794.3188 | 0 | 0 | 0 | 2904.175 | 6576.6548 | 5752.0221 | 6794.3188
158058 | 242.131 | 1220 | 3 | Standard Efficiency | Electric, 80% Usage | Standard, 80% Usage | Electric, 80% Usage | None | 300-400% | None | None | Single-Family Detached | Single-Family Detached | Single-Family Detached | 1000-1499 | 0-1499 | 1 | Natural Gas | 100% Conditioned | Central AC | None | Natural Gas Fuel Boiler | None | 35000-39999 | 100% LED | Occupied | 1960s | Natural Gas | Yes | 67.9925 | 420.557 | 15.8258 | 414.9886 | 1868.9142 | 0 | 319.7405 | 118.6938 | 0 | 0 | 0 | 0 | 0 | 26.9625 | 0 | 375.131 | 21.9803 | 959.2216 | 0 | 1534.2271 | 0 | 271.6769 | 434.0383 | 0 | 0 | 0 | 0 | 0 | 0 | 0 | 0 | 18922.7198 | 0 | 2062.3411 | 0 | 0 | 0 | 0 | 0 | 0 | 0 | 0 | 27834.7179 | 27834.7179 | 6849.657 | 6849.657 | 0 | 20984.7678 | 0 | 1117.3001 | 0 | 4784.1158 | 0 | 2465.9853 | 0 | 4784.1158 | 0 | 2184.1566 | 0 | 4784.1158 | 0 | 2585.4996 | 0 | 4784.1158 | 0 | 5901.4159 | 7250.1011 | 6968.2724 | 7369.6155
158063 | 242.131 | 333 | 1 | Standard Efficiency, No usage | Gas, 80% Usage | EnergyStar, 80% Usage | Gas, 80% Usage | 318 Rated kWh, 80% Usage | 0-100% | 12 | None | 10 to 19 Unit | Multifamily with 5+ units, 1-3 stories | Multi-Family with 5+ Units | 0-499 | 0-1499 | 3 | Natural Gas | 100% Conditioned | Central AC | Heating Only | Natural Gas Shared Heating | Boiler Baseboards Heating Only, Natural Gas | <10000 | 100% Incandescent | Vacant | 2010s | Natural Gas | Yes | 0 | 0 | 0 | 212.4765 | 931.966 | 0 | 0 | 25.4972 | 0 | 0 | 0 | 0 | 0 | 0 | 0 | 0 | 16.412 | 0 | 0 | 0 | 0 | 0 | 400.042 | 0 | 0 | 0 | 0 | 0 | 0 | 0 | 0 | 578.8154 | 0 | 1625.3722 | 0 | 0 | 0 | 0 | 0 | 0 | 0 | 0 | 3790.8743 | 3790.8743 | 1586.3937 | 1586.3937 | 0 | 2204.1875 | 0 | 266.3313 | 0 | 502.5146 | 0 | 564.1038 | 0 | 502.5146 | 0 | 502.6978 | 0 | 502.5146 | 0 | 594.7245 | 0 | 502.5146 | 0 | 768.8459 | 1066.6184 | 1005.2124 | 1097.239
158317 | 242.131 | 1675 | 4 | Standard Efficiency | Gas, 80% Usage | EnergyStar, 80% Usage | Electric, 80% Usage | 318 Rated kWh, 80% Usage | 150-200% | None | 16 | Single-Family Attached | Single-Family Attached | Single-Family Attached | 1500-1999 | 1500-2499 | 1 | Electricity | 100% Conditioned | Central AC | None | Electricity Electric Furnace | None | 30000-34999 | 100% LED | Occupied | <1940 | Electricity | Yes | 67.9925 | 26.3764 | 17.2912 | 167.9297 | 2142.6426 | 70.9232 | 0 | 292.4849 | 0 | 12510.6178 | 0 | 0 | 1196.023 | 30.4794 | 0 | 470.6721 | 21.9803 | 929.6214 | 0 | 0 | 0 | 311.5345 | 480.0504 | 0 | 0 | 0 | 0 | 351.3922 | 0 | 0 | 0 | 0 | 0 | 0 | 0 | 0 | 0 | 0 | 0 | 0 | 0 | 0 | 19088.0119 | 19088.0119 | 18736.6196 | 18736.6196 | 0 | 351.3922 | 0 | 3362.9951 | 0 | 80.1244 | 0 | 7742.8857 | 0 | 80.1244 | 0 | 6736.4663 | 0 | 80.1244 | 0 | 8175.2069 | 0 | 80.1244 | 0 | 3443.1194 | 7823.0101 | 6816.5907 | 8255.3312
158327 | 242.131 | 1202 | 2 | Standard Efficiency | Electric, 120% Usage | Standard, 120% Usage | Electric, 120% Usage | 318 Rated kWh, 120% Usage | 400%+ | None | 15 | Single-Family Attached | Single-Family Attached | Single-Family Attached | 1000-1499 | 0-1499 | 1 | Natural Gas | 100% Conditioned | Room AC | None | Natural Gas Fuel Boiler | None | 120000-139999 | 100% Incandescent | Occupied | 1990s | Natural Gas | Yes | 67.9925 | 846.0962 | 31.6517 | 0 | 2390.2876 | 106.3848 | 0 | 59.4934 | 0 | 0 | 0 | 0 | 0 | 160.0168 | 0 | 1519.8666 | 16.412 | 3573.4156 | 0 | 0 | 0 | 467.4484 | 727.1093 | 0 | 0 | 0 | 0 | 0 | 0 | 0 | 0 | 5753.2782 | 0 | 5196.7362 | 0 | 0 | 0 | 0 | 0 | 0 | 0 | 0 | 20916.1892 | 20916.1892 | 9966.4679 | 9966.4679 | 0 | 10950.0144 | 0 | 1664.4323 | 0 | 2496.3551 | 0 | 3668.6247 | 0 | 2496.3551 | 0 | 3239.1707 | 0 | 2496.3551 | 0 | 3888.954 | 0 | 2496.3551 | 0 | 4160.7874 | 6164.9798 | 5735.5258 | 6385.3092
158398 | 242.131 | 8194 | 2 | None | Electric, 80% Usage | EnergyStar, 80% Usage | Gas, 80% Usage | 290 Rated kWh, 80% Usage | 400%+ | None | None | Single-Family Detached | Single-Family Detached | Single-Family Detached | 4000+ | 4000+ | 2 | Natural Gas | None | None | None | Natural Gas Fuel Furnace | None | 140000-159999 | 100% CFL | Occupied | 1970s | Natural Gas | Yes | 0 | 419.6778 | 24.618 | 0 | 0 | 100.5234 | 0 | 1966.2138 | 0 | 0 | 0 | 0 | 0 | 127.4859 | 0 | 2406.1135 | 16.412 | 2382.9609 | 0 | 0 | 0 | 25.7903 | 434.0383 | 0 | 0 | 0 | 0 | 0 | 0 | 0 | 0 | 79081.7114 | 0 | 3017.1667 | 0 | 0 | 757.8818 | 0 | 0 | 0 | 0 | 0 | 90760.5935 | 90760.5935 | 7903.8337 | 7903.8337 | 0 | 82856.7598 | 0 | 1332.1904 | 0 | 18889.6415 | 0 | 3045.294 | 0 | 18889.6415 | 0 | 2663.0304 | 0 | 18889.6415 | 0 | 3252.7667 | 0 | 18889.6415 | 0 | 20221.8319 | 21934.9355 | 21552.6719 | 22142.4082
158502 | 242.131 | 1220 | 3 | Standard Efficiency | None | None | Gas, 100% Usage | None | 200-300% | None | None | Single-Family Detached | Single-Family Detached | Single-Family Detached | 1000-1499 | 0-1499 | 1 | Natural Gas | 60% Conditioned | Central AC | None | Natural Gas Fuel Furnace | None | 30000-34999 | 100% LED | Occupied | 1950s | Natural Gas | Yes | 67.9925 | 0 | 0 | 114.0046 | 1271.0492 | 0 | 0 | 396.5252 | 0 | 0 | 0 | 0 | 0 | 26.9625 | 16.7051 | 375.131 | 21.9803 | 1918.4432 | 0 | 0 | 0 | 23.1526 | 880.0924 | 0 | 0 | 0 | 0 | 0 | 0 | 0 | 0 | 15900.864 | 0 | 2509.5676 | 0 | 0 | 679.6318 | 0 | 0 | 0 | 0 | 0 | 24202.102 | 24202.102 | 5111.7456 | 5111.7456 | 0 | 19090.3564 | 0 | 880.9989 | 0 | 4352.183 | 0 | 1933.3449 | 0 | 4352.183 | 0 | 1707.1951 | 0 | 4352.183 | 0 | 2032.3052 | 0 | 4352.183 | 0 | 5233.1818 | 6285.5279 | 6059.3781 | 6384.4881
158566 | 242.131 | 1220 | 3 | None | Electric, 80% Usage | EnergyStar, 80% Usage | Electric, 80% Usage | 318 Rated kWh, 80% Usage | 200-300% | None | None | Single-Family Detached | Single-Family Detached | Single-Family Detached | 1000-1499 | 0-1499 | 1 | Electricity | 100% Conditioned | Central AC | None | Electricity Electric Furnace | None | 45000-49999 | 100% CFL | Occupied | 1950s | Electricity | Yes | 0 | 320.0336 | 18.7565 | 275.4868 | 2451.8326 | 77.9569 | 0 | 507.013 | 0 | 21681.1047 | 0 | 0 | 1296.2533 | 40.1507 | 0 | 491.1871 | 21.9803 | 1116.6008 | 0 | 0 | 0 | 324.4297 | 480.0504 | 0 | 0 | 0 | 0 | 0 | 0 | 0 | 0 | 0 | 0 | 0 | 0 | 0 | 0 | 0 | 0 | 0 | 0 | 0 | 29102.5434 | 29102.5434 | 29102.5434 | 29102.5434 | 0 | 0 | 0 | 5146.7135 | 0 | 0 | 0 | 12021.9618 | 0 | 0 | 0 | 10441.8538 | 0 | 0 | 0 | 12684.8821 | 0 | 0 | 0 | 5146.7135 | 12021.9618 | 10441.8538 | 12684.8821
158745 | 242.131 | 1138 | 3 | Standard Efficiency | Gas, 100% Usage | EnergyStar, 100% Usage | None | None | 400%+ | 18 | None | 10 to 19 Unit | Multifamily with 5+ units, 1-3 stories | Multi-Family with 5+ Units | 1000-1499 | 0-1499 | 3 | Natural Gas | 100% Conditioned | Central AC | None | Natural Gas Fuel Furnace | None | 180000-199999 | 100% Incandescent | Occupied | 1980s | Electricity | Yes | 67.9925 | 47.4775 | 31.0655 | 672.8912 | 2977.6021 | 0 | 0 | 85.5768 | 0 | 0 | 0 | 0 | 2804.6901 | 156.793 | 0 | 1465.0623 | 21.9803 | 2166.6744 | 0 | 0 | 0 | 0 | 400.042 | 0 | 0 | 0 | 0 | 629.8097 | 0 | 0 | 0 | 6519.0729 | 0 | 0 | 0 | 0 | 0 | 0 | 0 | 0 | 0 | 0 | 18046.7303 | 18046.7303 | 10897.5547 | 10897.5547 | 0 | 7148.8826 | 0 | 1884.0866 | 0 | 1629.8236 | 0 | 4075.1618 | 0 | 1629.8236 | 0 | 3603.0933 | 0 | 1629.8236 | 0 | 4333.0985 | 0 | 1629.8236 | 0 | 3513.9102 | 5704.9855 | 5232.9169 | 5962.9221
158756 | 242.131 | 1220 | 2 | Standard Efficiency, No usage | Electric, 100% Usage | EnergyStar, 100% Usage | Electric, 100% Usage | None | 400%+ | None | None | Mobile Home | Mobile Home | Mobile Home | 1000-1499 | 0-1499 | 1 | Electricity | 100% Conditioned | Heat Pump | None | Electricity ASHP | None | 80000-99999 | 100% LED | Vacant | 2010s | Electricity | Yes | 0 | 0 | 0 | 305.3801 | 1375.6756 | 0 | 319.7405 | 221.5617 | 109.3155 | 2110.6978 | 0 | 0 | 336.4456 | 0 | 0 | 0 | 16.412 | 0 | 0 | 0 | 0 | 0 | 434.0383 | 0 | 0 | 0 | 0 | 0 | 0 | 0 | 0 | 0 | 0 | 0 | 0 | 0 | 0 | 0 | 0 | 0 | 0 | 0 | 5229.2671 | 5229.2671 | 5229.2671 | 5229.2671 | 0 | 0 | 0 | 935.8513 | 0 | 0 | 0 | 2103.1232 | 0 | 0 | 0 | 1841.8046 | 0 | 0 | 0 | 2184.9717 | 0 | 0 | 0 | 935.8513 | 2103.1232 | 1841.8046 | 2184.9717
158757 | 242.131 | 1202 | 3 | None | Electric, 80% Usage | EnergyStar, 80% Usage | Electric, 80% Usage | None | 200-300% | None | 24 | Single-Family Attached | Single-Family Attached | Single-Family Attached | 1000-1499 | 0-1499 | 2 | Electricity | 100% Conditioned | Central AC | None | Electricity Electric Furnace | None | 50000-59999 | 100% CFL | Occupied | 2010s | Electricity | Yes | 0 | 424.3669 | 24.911 | 463.9315 | 2592.5067 | 0 | 0 | 164.4129 | 0 | 8330.8382 | 0 | 0 | 1569.9817 | 40.1507 | 0 | 486.2049 | 21.9803 | 1024.5765 | 0 | 0 | 0 | 379.527 | 480.0504 | 0 | 0 | 0 | 0 | 0 | 0 | 0 | 0 | 0 | 0 | 0 | 0 | 0 | 0 | 0 | 0 | 0 | 0 | 0 | 16003.1458 | 16003.1458 | 16003.1458 | 16003.1458 | 0 | 0 | 0 | 2809.6618 | 0 | 0 | 0 | 6478.575 | 0 | 0 | 0 | 5650.4351 | 0 | 0 | 0 | 6783.6041 | 0 | 0 | 0 | 2809.6618 | 6478.575 | 5650.4351 | 6783.6041
158759 | 242.131 | 853 | 1 | Standard Efficiency | Electric, 80% Usage | EnergyStar, 80% Usage | Electric, 80% Usage | 318 Rated kWh, 80% Usage | 300-400% | 116 | None | 50 or more Unit | Multifamily with 5+ units, 8+ stories | Multi-Family with 5+ Units | 750-999 | 0-1499 | 9 | Electricity | 100% Conditioned | Central AC | None | Electricity Electric Furnace | None | 50000-59999 | 100% Incandescent | Occupied | 1970s | Electricity | Yes | 67.9925 | 296.0018 | 17.2912 | 344.3585 | 1425.4977 | 70.9232 | 0 | 8.4991 | 0 | 2399.6659 | 0 | 0 | 1205.1082 | 142.7256 | 0 | 1220.3479 | 16.412 | 830.8565 | 0 | 0 | 0 | 311.5345 | 480.0504 | 0 | 0 | 0 | 0 | 0 | 1314.4237 | 647.1009 | 0 | 0 | 0 | 0 | 0 | 0 | 0 | 0 | 0 | 0 | 0 | 0 | 10799.0828 | 10799.0828 | 8837.265 | 8837.265 | 0 | 1961.8177 | 0 | 1524.1457 | 0 | 447.2271 | 0 | 3429.1311 | 0 | 447.2271 | 0 | 3003.5086 | 0 | 447.2271 | 0 | 3631.0328 | 0 | 447.2271 | 0 | 1971.3728 | 3876.3582 | 3450.7357 | 4078.2599
158903 | 242.131 | 853 | 1 | Standard Efficiency | Gas, 80% Usage | EnergyStar, 80% Usage | Gas, 80% Usage | None | 0-100% | 8 | None | 5 to 9 Unit | Multifamily with 5+ units, 1-3 stories | Multi-Family with 5+ Units | 750-999 | 0-1499 | 2 | Natural Gas | 40% Conditioned | Room AC | Heating Only | Natural Gas Shared Heating | Boiler Baseboards Heating Only, Natural Gas | <10000 | 100% LED | Occupied | 1960s | Electricity | No | 67.9925 | 32.2378 | 21.1011 | 0 | 663.2198 | 0 | 0 | 94.662 | 0 | 0 | 0 | 0 | 1389.1569 | 23.7388 | 0 | 298.0533 | 16.412 | 928.4491 | 0 | 0 | 0 | 23.7388 | 434.0383 | 0 | 0 | 0 | 0 | 427.5907 | 0 | 0 | 0 | 11663.3494 | 0 | 0 | 0 | 0 | 693.6992 | 0 | 0 | 0 | 0 | 0 | 16777.7326 | 16777.7326 | 3992.8003 | 3992.8003 | 0 | 12784.9324 | 0 | 671.1126 | 0 | 2914.7043 | 0 | 1480.9895 | 0 | 2914.7043 | 0 | 1305.6407 | 0 | 2914.7043 | 0 | 1577.8891 | 0 | 2914.7043 | 0 | 3585.8169 | 4395.6938 | 4220.345 | 4492.5934
158985 | 242.131 | 2176 | 3 | Standard Efficiency | Electric, 120% Usage | EnergyStar, 120% Usage | Electric, 120% Usage | 318 Rated kWh, 120% Usage | 400%+ | None | None | Single-Family Detached | Single-Family Detached | Single-Family Detached | 2000-2499 | 1500-2499 | 1 | Electricity | 100% Conditioned | Heat Pump | None | Electricity ASHP | None | 70000-79999 | 100% LED | Occupied | 1980s | Electricity | Yes | 67.9925 | 480.0504 | 28.1348 | 1364.5389 | 4275.9069 | 117.2284 | 0 | 359.0121 | 724.4717 | 5988.6142 | 0 | 0 | 4005.4023 | 34.8755 | 0 | 575.5916 | 21.9803 | 5074.5256 | 0 | 0 | 0 | 486.498 | 434.0383 | 0 | 0 | 0 | 0 | 0 | 0 | 828.805 | 0 | 0 | 0 | 0 | 0 | 0 | 0 | 0 | 0 | 0 | 0 | 0 | 24867.6664 | 24867.6664 | 24038.8614 | 24038.8614 | 0 | 828.805 | 0 | 4259.4215 | 0 | 188.9171 | 0 | 9537.9684 | 0 | 188.9171 | 0 | 8365.595 | 0 | 188.9171 | 0 | 10007.6869 | 0 | 188.9171 | 0 | 4448.3386 | 9726.8856 | 8554.5121 | 10196.6041
159078 | 242.131 | 2176 | 4 | Standard Efficiency | Electric, 120% Usage | EnergyStar, 120% Usage | Electric, 120% Usage | None | 200-300% | None | None | Single-Family Detached | Single-Family Detached | Single-Family Detached | 2000-2499 | 1500-2499 | 1 | Electricity | 100% Conditioned | Heat Pump | None | Electricity ASHP | None | 80000-99999 | 100% CFL | Occupied | 1990s | Electricity | Yes | 81.7668 | 1077.0362 | 63.0103 | 990.5802 | 4192.9678 | 0 | 319.7405 | 366.3388 | 1105.7571 | 4016.2459 | 0 | 0 | 9196.8632 | 52.1667 | 24.911 | 753.7788 | 21.9803 | 7592.5922 | 0 | 0 | 0 | 803.0147 | 434.0383 | 0 | 0 | 0 | 0 | 0 | 0 | 0 | 0 | 0 | 0 | 0 | 0 | 0 | 0 | 0 | 0 | 0 | 0 | 0 | 31092.789 | 31092.789 | 31092.789 | 31092.789 | 0 | 0 | 0 | 5233.5968 | 0 | 0 | 0 | 11839.1224 | 0 | 0 | 0 | 10381.4738 | 0 | 0 | 0 | 12518.3928 | 0 | 0 | 0 | 5233.5968 | 11839.1224 | 10381.4738 | 12518.3928
159096 | 242.131 | 8194 | 4 | Standard Efficiency | Electric, 100% Usage | EnergyStar, 100% Usage | Gas, 100% Usage | None | 400%+ | None | None | Single-Family Detached | Single-Family Detached | Single-Family Detached | 4000+ | 4000+ | 1 | Natural Gas | 60% Conditioned | Central AC | None | Natural Gas Fuel Furnace | None | 200000+ | 100% Incandescent | Occupied | 2010s | Natural Gas | Yes | 67.9925 | 648.8593 | 37.8062 | 423.4877 | 1688.3824 | 0 | 319.7405 | 876.2825 | 0 | 0 | 0 | 0 | 0 | 509.6506 | 99.9372 | 7521.669 | 21.9803 | 5080.387 | 0 | 0 | 0 | 36.927 | 914.0887 | 0 | 0 | 0 | 0 | 0 | 0 | 0 | 0 | 36996.1196 | 0 | 5746.8306 | 0 | 0 | 1080.8461 | 0 | 0 | 0 | 0 | 0 | 62071.2803 | 62071.2803 | 18247.191 | 18247.191 | 0 | 43824.0894 | 0 | 3149.9994 | 0 | 9990.9734 | 0 | 6939.8054 | 0 | 9990.9734 | 0 | 6103.699 | 0 | 9990.9734 | 0 | 7408.5396 | 0 | 9990.9734 | 0 | 13140.9728 | 16930.7788 | 16094.6725 | 17399.513
159124 | 242.131 | 3138 | 2 | Standard Efficiency | Electric, 120% Usage | EnergyStar, 120% Usage | Electric, 120% Usage | 318 Rated kWh, 120% Usage | 200-300% | 13 | None | 10 to 19 Unit | Multifamily with 5+ units, 1-3 stories | Multi-Family with 5+ Units | 3000-3999 | 2500-3999 | 2 | Natural Gas | None | None | None | Natural Gas Fuel Boiler | None | 35000-39999 | 100% CFL | Occupied | 1980s | Electricity | Yes | 67.9925 | 347.5823 | 20.2219 | 0 | 0 | 77.6638 | 0 | 179.0664 | 0 | 0 | 0 | 0 | 2134.4366 | 64.1826 | 0 | 1017.8358 | 16.412 | 4773.8347 | 0 | 0 | 0 | 416.454 | 434.0383 | 0 | 0 | 0 | 0 | 0 | 0 | 0 | 0 | 41560.7015 | 0 | 0 | 0 | 0 | 0 | 0 | 0 | 0 | 0 | 0 | 51110.4223 | 51110.4223 | 9549.7208 | 9549.7208 | 0 | 41560.7015 | 0 | 1547.5138 | 0 | 9474.9776 | 0 | 3540.3588 | 0 | 9474.9776 | 0 | 3110.1355 | 0 | 9474.9776 | 0 | 3769.2111 | 0 | 9474.9776 | 0 | 11022.4915 | 13015.3364 | 12585.1131 | 13244.1887
159179 | 242.131 | 8194 | 5 | Standard Efficiency | Electric, 100% Usage | EnergyStar, 100% Usage | Electric, 100% Usage | 290 Rated kWh, 100% Usage | 400%+ | None | None | Single-Family Detached | Single-Family Detached | Single-Family Detached | 4000+ | 4000+ | 3 | Electricity | 20% Conditioned | Room AC | None | Electricity Baseboard | None | 200000+ | 100% LED | Occupied | 1970s | Electricity | Yes | 67.9925 | 648.8593 | 37.8062 | 0 | 1177.8526 | 160.6029 | 319.7405 | 0 | 0 | 34876.6296 | 0 | 0 | 3906.9304 | 84.9906 | 16.7051 | 1837.8487 | 27.2556 | 5080.387 | 0 | 4549.0491 | 0 | 537.1993 | 727.1093 | 0 | 0 | 0 | 0 | 0 | 0 | 0 | 0 | 0 | 0 | 0 | 0 | 0 | 0 | 0 | 0 | 0 | 0 | 0 | 54056.9589 | 54056.9589 | 54056.9589 | 54056.9589 | 0 | 0 | 0 | 9889.381 | 0 | 0 | 0 | 22291.607 | 0 | 0 | 0 | 19977.7239 | 0 | 0 | 0 | 24418.698 | 0 | 0 | 0 | 9889.381 | 22291.607 | 19977.7239 | 24418.698
159216 | 242.131 | 1220 | 2 | None | Electric, 100% Usage | EnergyStar, 100% Usage | Electric, 100% Usage | 290 Rated kWh, 100% Usage | 200-300% | None | None | Single-Family Detached | Single-Family Detached | Single-Family Detached | 1000-1499 | 0-1499 | 2 | Natural Gas | 100% Conditioned | Central AC | None | Natural Gas Fuel Furnace | None | 35000-39999 | 100% Incandescent | Occupied | 1990s | Natural Gas | Yes | 0 | 400.042 | 23.4457 | 322.3782 | 1228.2609 | 91.1451 | 0 | 88.2144 | 0 | 0 | 0 | 0 | 0 | 160.896 | 0 | 1535.3993 | 16.412 | 2233.2016 | 0 | 0 | 0 | 405.6104 | 880.0924 | 327.0673 | 0 | 0 | 0 | 0 | 0 | 0 | 0 | 7050.7038 | 0 | 3869.1243 | 0 | 0 | 0 | 0 | 0 | 0 | 0 | 0 | 18631.9933 | 18631.9933 | 7712.1652 | 7712.1652 | 0 | 10919.8281 | 0 | 1308.7043 | 0 | 2489.5254 | 0 | 2860.8547 | 0 | 2489.5254 | 0 | 2645.797 | 0 | 2489.5254 | 0 | 3175.4192 | 0 | 2489.5254 | 0 | 3798.2296 | 5350.3801 | 5135.3224 | 5664.9446
159229 | 242.131 | 1220 | 3 | None | Gas, 100% Usage | EnergyStar, 100% Usage | Electric, 100% Usage | 318 Rated kWh, 100% Usage | 300-400% | None | None | Single-Family Detached | Single-Family Detached | Single-Family Detached | 1000-1499 | 0-1499 | 1 | Natural Gas | None | None | None | Natural Gas Fuel Furnace | None | 45000-49999 | 100% CFL | Occupied | 1940s | Natural Gas | Yes | 0 | 24.618 | 16.1189 | 0 | 0 | 60.3726 | 0 | 279.8829 | 0 | 0 | 0 | 0 | 0 | 40.1507 | 0 | 491.1871 | 21.9803 | 1918.4432 | 0 | 0 | 0 | 339.6694 | 868.0765 | 0 | 0 | 0 | 0 | 327.3604 | 0 | 0 | 0 | 10824.58 | 0 | 2620.0554 | 0 | 0 | 0 | 0 | 0 | 0 | 0 | 0 | 17832.4954 | 17832.4954 | 4060.4997 | 4060.4997 | 0 | 13771.9957 | 0 | 714.8879 | 0 | 3139.7383 | 0 | 1588.5512 | 0 | 3139.7383 | 0 | 1443.8825 | 0 | 3139.7383 | 0 | 1752.5235 | 0 | 3139.7383 | 0 | 3854.6261 | 4728.2895 | 4583.6208 | 4892.2618
159250 | 242.131 | 1690 | 2 | Standard Efficiency, No usage | Electric, 80% Usage | Standard, 80% Usage | Gas, 80% Usage | 290 Rated kWh, 80% Usage | 150-200% | None | None | Single-Family Detached | Single-Family Detached | Single-Family Detached | 1500-1999 | 1500-2499 | 1 | Natural Gas | 100% Conditioned | Central AC | None | Natural Gas Fuel Furnace | None | 20000-24999 | 100% CFL | Vacant | 1940s | Natural Gas | Yes | 0 | 0 | 0 | 272.8492 | 966.8415 | 0 | 0 | 230.3539 | 0 | 0 | 0 | 0 | 0 | 0 | 0 | 0 | 16.412 | 0 | 0 | 0 | 0 | 0 | 727.1093 | 0 | 0 | 0 | 0 | 0 | 0 | 0 | 0 | 12753.2807 | 0 | 1602.2195 | 0 | 0 | 0 | 0 | 0 | 0 | 0 | 0 | 16568.7729 | 16568.7729 | 2213.2727 | 2213.2727 | 0 | 14355.5002 | 0 | 401.1458 | 0 | 3272.7579 | 0 | 846.3807 | 0 | 3272.7579 | 0 | 788.5971 | 0 | 3272.7579 | 0 | 925.5843 | 0 | 3272.7579 | 0 | 3673.9036 | 4119.1385 | 4061.355 | 4198.3421
159343 | 242.131 | 1220 | 3 | Standard Efficiency | Electric, 120% Usage | EnergyStar, 120% Usage | Gas, 120% Usage | None | 100-150% | None | None | Single-Family Detached | Single-Family Detached | Single-Family Detached | 1000-1499 | 0-1499 | 1 | Natural Gas | 40% Conditioned | Room AC | None | Natural Gas Fuel Boiler | None | 15000-19999 | 100% Incandescent | Occupied | 1940s | Natural Gas | Yes | 67.9925 | 330.8772 | 19.3427 | 0 | 1309.4415 | 0 | 0 | 76.7846 | 0 | 0 | 0 | 0 | 0 | 160.896 | 0 | 1535.3993 | 21.9803 | 3836.8864 | 0 | 1534.2271 | 0 | 27.8418 | 480.0504 | 0 | 0 | 0 | 0 | 0 | 0 | 0 | 0 | 16051.7956 | 0 | 3080.47 | 0 | 0 | 815.6168 | 0 | 0 | 0 | 0 | 0 | 29349.8954 | 29349.8954 | 9402.013 | 9402.013 | 0 | 19948.1755 | 0 | 1535.4097 | 0 | 4547.7525 | 0 | 3430.3812 | 0 | 4547.7525 | 0 | 3171.8186 | 0 | 4547.7525 | 0 | 3787.235 | 0 | 4547.7525 | 0 | 6083.1622 | 7978.1337 | 7719.5711 | 8334.9875
159354 | 242.131 | 2663 | 4 | Standard Efficiency | Electric, 120% Usage | Standard, 120% Usage | Electric, 120% Usage | None | 400%+ | None | None | Single-Family Detached | Single-Family Detached | Single-Family Detached | 2500-2999 | 2500-3999 | 1 | Electricity | 100% Conditioned | Central AC | None | Electricity Electric Furnace | None | 180000-199999 | 100% Incandescent | Occupied | 1990s | Electricity | Yes | 67.9925 | 915.261 | 34.2893 | 528.1141 | 2475.5713 | 0 | 0 | 110.7809 | 0 | 11449.4075 | 0 | 0 | 3924.5147 | 233.2846 | 99.9372 | 2773.9177 | 21.9803 | 5384.3017 | 0 | 0 | 0 | 486.498 | 834.0803 | 0 | 0 | 0 | 0 | 0 | 0 | 0 | 0 | 0 | 0 | 0 | 0 | 0 | 0 | 0 | 0 | 0 | 0 | 0 | 29339.931 | 29339.931 | 29339.931 | 29339.931 | 0 | 0 | 0 | 5078.8189 | 0 | 0 | 0 | 11606.9874 | 0 | 0 | 0 | 10135.0489 | 0 | 0 | 0 | 12294.6579 | 0 | 0 | 0 | 5078.8189 | 11606.9874 | 10135.0489 | 12294.6579
159379 | 242.131 | 8194 | 4 | Standard Efficiency | Gas, 120% Usage | Standard, 120% Usage | Electric, 120% Usage | 318 Rated kWh, 120% Usage | 400%+ | None | None | Single-Family Detached | Single-Family Detached | Single-Family Detached | 4000+ | 4000+ | 2 | Natural Gas | 100% Conditioned | Central AC | None | Natural Gas Fuel Furnace | None | 200000+ | 100% LED | Occupied | 2000s | Natural Gas | Yes | 67.9925 | 183.4625 | 76.7846 | 1373.6241 | 4064.0165 | 295.4156 | 319.7405 | 209.2527 | 0 | 0 | 0 | 0 | 0 | 84.9906 | 16.7051 | 1837.8487 | 21.9803 | 11420.1004 | 0 | 5187.0649 | 0 | 803.0147 | 434.0383 | 0 | 0 | 0 | 0 | 2438.3513 | 0 | 0 | 0 | 21888.3059 | 0 | 13966.888 | 0 | 0 | 0 | 0 | 0 | 0 | 0 | 0 | 64689.5773 | 64689.5773 | 26396.0321 | 26396.0321 | 0 | 38293.5452 | 0 | 4261.7607 | 0 | 8730.1418 | 0 | 9550.7099 | 0 | 8730.1418 | 0 | 8436.7877 | 0 | 8730.1418 | 0 | 10066.7601 | 0 | 8730.1418 | 0 | 12991.9024 | 18280.8516 | 17166.9294 | 18796.9018
159487 | 242.131 | 2663 | 4 | Standard Efficiency | Electric, 100% Usage | EnergyStar, 100% Usage | Electric, 100% Usage | 290 Rated kWh, 100% Usage | 400%+ | None | None | Single-Family Detached | Single-Family Detached | Single-Family Detached | 2500-2999 | 2500-3999 | 2 | Natural Gas | 100% Conditioned | Central AC | None | Natural Gas Fuel Furnace | None | 120000-139999 | 100% Incandescent | Occupied | 2000s | Natural Gas | Yes | 67.9925 | 524.5972 | 30.7725 | 639.4811 | 3873.2273 | 125.7275 | 319.7405 | 305.3801 | 0 | 0 | 0 | 0 | 0 | 233.2846 | 99.9372 | 2774.2107 | 21.9803 | 3006.9092 | 0 | 0 | 0 | 471.2583 | 868.0765 | 0 | 0 | 0 | 0 | 0 | 0 | 1008.1645 | 0 | 19524.3947 | 0 | 4737.7869 | 0 | 0 | 0 | 0 | 0 | 0 | 0 | 0 | 38632.6284 | 38632.6284 | 13361.9893 | 13361.9893 | 0 | 25270.6392 | 0 | 2205.0078 | 0 | 5761.1624 | 0 | 4806.673 | 0 | 5761.1624 | 0 | 4260.1246 | 0 | 5761.1624 | 0 | 5087.3029 | 0 | 5761.1624 | 0 | 7966.1702 | 10567.8354 | 10021.287 | 10848.4653
159587 | 242.131 | 1220 | 3 | None | Electric, 80% Usage | EnergyStar, 80% Usage | Electric, 80% Usage | None | 0-100% | None | None | Single-Family Detached | Single-Family Detached | Single-Family Detached | 1000-1499 | 0-1499 | 1 | Fuel Oil | None | None | None | Fuel Oil Fuel Boiler | None | <10000 | 100% Incandescent | Occupied | 1950s | Electricity | Yes | 0 | 220.6825 | 12.8951 | 0 | 0 | 0 | 0 | 191.3754 | 0 | 0 | 0 | 0 | 746.452 | 160.896 | 0 | 1535.3993 | 21.9803 | 959.2216 | 0 | 0 | -13597.6184 | 271.6769 | 434.0383 | 270.7977 | 0 | 24227.8923 | 0 | 0 | 0 | 0 | 0 | 0 | 0 | 0 | 0 | 0 | 0 | 0 | 0 | 0 | 0 | 0 | 15455.689 | 29053.3075 | -8772.2033 | 4825.4152 | 24227.8923 | 0 | 0 | -449.7981 | 7345.8468 | 0 | 0 | -1416.1176 | 7345.8468 | 0 | 0 | -1288.67 | 7345.8468 | 0 | 0 | -1679.7269 | 7345.8468 | 0 | 0 | 6896.0487 | 5929.7291 | 6057.1768 | 5666.1199
159686 | 242.131 | 1138 | 3 | Standard Efficiency | None | None | Gas, 100% Usage | None | 200-300% | 12 | None | 10 to 19 Unit | Multifamily with 5+ units, 4-7 stories | Multi-Family with 5+ Units | 1000-1499 | 0-1499 | 5 | Natural Gas | 100% Conditioned | Central AC | None | Natural Gas Fuel Furnace | None | 40000-44999 | 100% Incandescent | Occupied | 2000s | Natural Gas | Yes | 67.9925 | 0 | 0 | 395.6459 | 1466.2346 | 0 | 0 | 29.8932 | 0 | 0 | 0 | 0 | 0 | 156.793 | 0 | 1465.0623 | 21.9803 | 1776.3038 | 0 | 0 | 0 | 26.6695 | 400.042 | 0 | 0 | 0 | 0 | 0 | 0 | 0 | 0 | 3548.2114 | 0 | 3453.8426 | 0 | 0 | 781.0344 | 0 | 0 | 0 | 0 | 0 | 13589.9986 | 13589.9986 | 5806.9102 | 5806.9102 | 0 | 7783.0884 | 0 | 970.1184 | 0 | 1774.3821 | 0 | 2129.4352 | 0 | 1774.3821 | 0 | 1881.395 | 0 | 1774.3821 | 0 | 2260.4136 | 0 | 1774.3821 | 0 | 2744.5006 | 3903.8173 | 3655.7771 | 4034.7958
159738 | 242.131 | 1220 | 3 | None | Electric, 100% Usage | Standard, 100% Usage | Electric, 100% Usage | None | 200-300% | None | None | Single-Family Detached | Single-Family Detached | Single-Family Detached | 1000-1499 | 0-1499 | 1 | Natural Gas | None | None | None | Natural Gas Fuel Boiler | None | 30000-34999 | 100% LED | Occupied | 1970s | Natural Gas | Yes | 0 | 762.864 | 28.4279 | 0 | 0 | 0 | 0 | 73.5608 | 0 | 0 | 0 | 0 | 0 | 26.9625 | 0 | 375.131 | 21.9803 | 2233.2016 | 0 | 0 | 0 | 405.6104 | 480.0504 | 327.0673 | 0 | 0 | 0 | 0 | 0 | 0 | 0 | 9698.3078 | 0 | 3917.1879 | 439.6066 | 0 | 0 | 0 | 0 | 0 | 0 | 0 | 18789.3724 | 18789.3724 | 4734.5631 | 4734.5631 | 0 | 14054.8093 | 0 | 775.6157 | 0 | 3204.2083 | 0 | 1752.3838 | 0 | 3204.2083 | 0 | 1541.2797 | 0 | 3204.2083 | 0 | 1868.8028 | 0 | 3204.2083 | 0 | 3979.824 | 4956.5921 | 4745.4879 | 5073.0111
159764 | 242.131 | 1675 | 3 | Standard Efficiency | Electric, 100% Usage | EnergyStar, 100% Usage | Electric, 100% Usage | 318 Rated kWh, 100% Usage | 300-400% | None | 20 | Single-Family Attached | Single-Family Attached | Single-Family Attached | 1500-1999 | 1500-2499 | 3 | Electricity | 80% Conditioned | Central AC | None | Electricity Electric Furnace | None | 100000-119999 | 100% LED | Occupied | 2010s | Electricity | Yes | 67.9925 | 530.4586 | 31.0655 | 210.132 | 1471.8029 | 136.278 | 0 | 235.6291 | 0 | 10003.3948 | 0 | 0 | 3150.2209 | 30.4794 | 0 | 470.6721 | 21.9803 | 2121.5415 | 0 | 0 | 0 | 474.4821 | 868.0765 | 0 | 0 | 0 | 0 | 0 | 0 | 0 | 0 | 0 | 0 | 0 | 0 | 0 | 0 | 0 | 0 | 0 | 0 | 0 | 19823.9133 | 19823.9133 | 19823.9133 | 19823.9133 | 0 | 0 | 0 | 3595.4163 | 0 | 0 | 0 | 8055.1274 | 0 | 0 | 0 | 7244.0366 | 0 | 0 | 0 | 8858.5887 | 0 | 0 | 0 | 3595.4163 | 8055.1274 | 7244.0366 | 8858.5887
159768 | 242.131 | 1202 | 2 | Standard Efficiency, No usage | Electric, 100% Usage | EnergyStar, 100% Usage | Electric, 100% Usage | None | 100-150% | None | 8 | Single-Family Attached | Single-Family Attached | Single-Family Attached | 1000-1499 | 0-1499 | 1 | Electricity | 40% Conditioned | Room AC | None | Electricity Baseboard | None | 25000-29999 | 100% LED | Vacant | <1940 | Electricity | Yes | 0 | 0 | 0 | 0 | 477.1197 | 0 | 0 | 0 | 0 | 5432.0723 | 0 | 0 | 337.0317 | 0 | 0 | 0 | 16.412 | 0 | 0 | 0 | 0 | 0 | 434.0383 | 0 | 0 | 0 | 0 | 0 | 0 | 0 | 0 | 0 | 0 | 0 | 0 | 0 | 0 | 0 | 0 | 0 | 0 | 0 | 6696.6739 | 6696.6739 | 6696.6739 | 6696.6739 | 0 | 0 | 0 | 1264.9711 | 0 | 0 | 0 | 2985.3835 | 0 | 0 | 0 | 2583.4104 | 0 | 0 | 0 | 3072.8465 | 0 | 0 | 0 | 1264.9711 | 2985.3835 | 2583.4104 | 3072.8465
159769 | 242.131 | 1623 | 2 | None | None | None | Electric, 80% Usage | None | 400%+ | 8 | None | 5 to 9 Unit | Multifamily with 5+ units, 1-3 stories | Multi-Family with 5+ Units | 1500-1999 | 1500-2499 | 2 | Natural Gas | 100% Conditioned | Central AC | None | Natural Gas Fuel Furnace | None | 50000-59999 | 100% CFL | Occupied | 1970s | Natural Gas | No | 0 | 0 | 0 | 346.7031 | 1807.0762 | 0 | 0 | 213.9419 | 0 | 0 | 0 | 0 | 0 | 45.426 | 0 | 601.968 | 16.412 | 888.2984 | 0 | 0 | 0 | 277.5383 | 434.0383 | 298.0533 | 0 | 0 | 0 | 0 | 0 | 0 | 0 | 13052.2132 | 0 | 2121.8345 | 0 | 0 | 0 | 0 | 0 | 0 | 0 | 0 | 20103.21 | 20103.21 | 4929.1623 | 4929.1623 | 0 | 15174.0477 | 0 | 879.1414 | 0 | 3459.3639 | 0 | 1886.5202 | 0 | 3459.3639 | 0 | 1670.9504 | 0 | 3459.3639 | 0 | 1980.9127 | 0 | 3459.3639 | 0 | 4338.5053 | 5345.8841 | 5130.3143 | 5440.2767
159848 | 242.131 | 617 | 1 | Standard Efficiency | Propane, 100% Usage | EnergyStar, 100% Usage | Electric, 100% Usage | None | 150-200% | 4 | None | 3 or 4 Unit | Multifamily with 2-4 Units | Multi-Family with 2 - 4 Units | 500-749 | 0-1499 | 2 | Fuel Oil | 100% Conditioned | Central AC | Heating and Cooling | Fuel Oil Shared Heating | Fan Coil Heating and Cooling, Fuel Oil | 20000-24999 | 100% Incandescent | Occupied | <1940 | Electricity | No | 67.9925 | 25.7903 | 16.9981 | 10.8436 | 892.4014 | 0 | 0 | 179.3595 | 0 | 0 | 0 | 0 | 1368.935 | 130.7097 | 0 | 1017.8358 | 16.412 | 1060.9173 | 0 | 0 | 0 | 346.9961 | 480.0504 | 0 | 0 | 7098.7675 | 0 | 0 | 0 | 0 | 0 | 0 | 0 | 0 | 0 | 0 | 0 | 344.0654 | 0 | 0 | 0 | 0 | 13058.0746 | 13058.0746 | 5615.5348 | 5615.5348 | 7098.7675 | 0 | 344.0654 | 975.8074 | 2152.3112 | 0 | 94.6801 | 2140.9152 | 2152.3112 | 0 | 94.6801 | 1888.0075 | 2152.3112 | 0 | 94.6801 | 2274.9449 | 2152.3112 | 0 | 94.6801 | 3222.7987 | 4387.9065 | 4134.9988 | 4521.9363
160025 | 242.131 | 853 | 2 | Standard Efficiency | Electric, 100% Usage | EnergyStar, 100% Usage | Electric, 100% Usage | None | 150-200% | 6 | None | 5 to 9 Unit | Multifamily with 5+ units, 1-3 stories | Multi-Family with 5+ Units | 750-999 | 0-1499 | 3 | Electricity | 100% Conditioned | Room AC | Heating Only | Electricity Shared Heating | Boiler Baseboards Heating Only, Electricity | 35000-39999 | 100% LED | Occupied | 1950s | Electricity | No | 67.9925 | 450.1572 | 26.3764 | 0 | 2181.9141 | 0 | 319.7405 | 149.4662 | 0 | 12684.409 | 0 | 0 | 2422.5255 | 23.7388 | 0 | 298.0533 | 16.412 | 1856.8983 | 0 | 0 | 0 | 431.9868 | 480.0504 | 0 | 0 | 0 | 0 | 0 | 0 | 0 | 0 | 0 | 0 | 0 | 0 | 0 | 0 | 0 | 0 | 0 | 0 | 0 | 21409.7209 | 21409.7209 | 21409.7209 | 21409.7209 | 0 | 0 | 0 | 3671.4433 | 0 | 0 | 0 | 8489.9142 | 0 | 0 | 0 | 7401.8346 | 0 | 0 | 0 | 9015.5911 | 0 | 0 | 0 | 3671.4433 | 8489.9142 | 7401.8346 | 9015.5911
160225 | 242.131 | 1220 | 3 | Standard Efficiency | Electric, 120% Usage | EnergyStar, 120% Usage | Electric, 120% Usage | None | 400%+ | None | None | Single-Family Detached | Single-Family Detached | Single-Family Detached | 1000-1499 | 0-1499 | 1 | Natural Gas | 20% Conditioned | Room AC | None | Natural Gas Fuel Wall/Floor Furnace | None | 80000-99999 | 100% CFL | Occupied | 1960s | Natural Gas | Yes | 67.9925 | 480.0504 | 28.1348 | 0 | 626.879 | 0 | 0 | 0 | 0 | 0 | 0 | 0 | 0 | 40.1507 | 0 | 491.1871 | 21.9803 | 4466.4031 | 0 | 0 | 0 | 486.498 | 914.0887 | 0 | 0 | 0 | 0 | 0 | 0 | 0 | 0 | 25631.1166 | 0 | 5999.7509 | 0 | 0 | 0 | 0 | 0 | 0 | 0 | 0 | 39254.5253 | 39254.5253 | 7623.6577 | 7623.6577 | 0 | 31630.8675 | 0 | 1311.6336 | 0 | 7211.1943 | 0 | 2899.6173 | 0 | 7211.1943 | 0 | 2554.5447 | 0 | 7211.1943 | 0 | 3072.578 | 0 | 7211.1943 | 0 | 8522.8278 | 10110.8116 | 9765.7389 | 10283.7723
160452 | 242.131 | 1220 | 2 | Standard Efficiency | Electric, 100% Usage | Standard, 100% Usage | Electric, 100% Usage | 290 Rated kWh, 100% Usage | 400%+ | None | None | Single-Family Detached | Single-Family Detached | Single-Family Detached | 1000-1499 | 0-1499 | 1 | Natural Gas | None | None | None | Natural Gas Fuel Wall/Floor Furnace | None | 60000-69999 | 100% CFL | Occupied | 1960s | Natural Gas | Yes | 67.9925 | 525.7695 | 19.6358 | 0 | 0 | 56.5627 | 319.7405 | 0 | 0 | 0 | 0 | 0 | 0 | 40.1507 | 0 | 491.1871 | 16.412 | 1918.4432 | 0 | 0 | 0 | 339.6694 | 1790.0781 | 0 | 0 | 0 | 0 | 0 | 0 | 0 | 0 | 22025.4632 | 0 | 2598.9542 | 0 | 0 | 0 | 0 | 0 | 0 | 0 | 0 | 30210.059 | 30210.059 | 5585.6415 | 5585.6415 | 0 | 24624.7105 | 0 | 944.7885 | 0 | 5613.9155 | 0 | 2111.8821 | 0 | 5613.9155 | 0 | 1857.5968 | 0 | 5613.9155 | 0 | 2247.9376 | 0 | 5613.9155 | 0 | 6558.7039 | 7725.7975 | 7471.5123 | 7861.853
160493 | 242.131 | 853 | 1 | Standard Efficiency | Gas, 120% Usage | EnergyStar, 120% Usage | Gas, 120% Usage | None | 200-300% | 323 | None | 50 or more Unit | Multifamily with 5+ units, 8+ stories | Multi-Family with 5+ Units | 750-999 | 0-1499 | 12 | Natural Gas | 100% Conditioned | Central AC | None | Natural Gas Fuel Boiler | None | 50000-59999 | 100% CFL | Occupied | 1970s | Electricity | No | 67.9925 | 48.3567 | 31.6517 | 415.2817 | 1626.5444 | 0 | 0 | 32.824 | 0 | 0 | 0 | 0 | 4521.5005 | 35.7547 | 0 | 390.3707 | 16.412 | 3713.5035 | 0 | 0 | 0 | 35.4616 | 434.0383 | 0 | 0 | 0 | 0 | 641.5326 | 0 | 0 | 0 | 1918.4432 | 0 | 0 | 0 | 0 | 1040.6954 | 0 | 0 | 0 | 0 | 0 | 14970.3633 | 14970.3633 | 11369.6922 | 11369.6922 | 0 | 3600.6712 | 0 | 1903.9848 | 0 | 820.8711 | 0 | 4252.6702 | 0 | 820.8711 | 0 | 3745.1566 | 0 | 820.8711 | 0 | 4516.2528 | 0 | 820.8711 | 0 | 2724.8559 | 5073.5413 | 4566.0277 | 5337.1239
160494 | 242.131 | 853 | 1 | Standard Efficiency | Electric, 100% Usage | EnergyStar, 100% Usage | Electric, 100% Usage | None | 400%+ | 323 | None | 50 or more Unit | Multifamily with 5+ units, 8+ stories | Multi-Family with 5+ Units | 750-999 | 0-1499 | 20 | Electricity | 100% Conditioned | Central AC | None | Electricity Electric Furnace | None | 50000-59999 | 100% CFL | Occupied | 1990s | Natural Gas | Yes | 67.9925 | 289.8473 | 16.9981 | 220.6825 | 1393.846 | 0 | 319.7405 | 52.1667 | 0 | 3898.4314 | 0 | 0 | 0 | 35.7547 | 0 | 390.3707 | 16.412 | 1466.5276 | 0 | 0 | 0 | 346.9961 | 434.0383 | 0 | 0 | 0 | 0 | 0 | 0 | 0 | 0 | 0 | 0 | 2689.8063 | 0 | 0 | 0 | 0 | 0 | 0 | 0 | 0 | 11639.3175 | 11639.3175 | 8949.5113 | 8949.5113 | 0 | 2689.8063 | 0 | 1619.9208 | 0 | 613.2006 | 0 | 3655.3694 | 0 | 613.2006 | 0 | 3192.7845 | 0 | 613.2006 | 0 | 3853.2318 | 0 | 613.2006 | 0 | 2233.1214 | 4268.57 | 3805.9852 | 4466.4324
160598 | 242.131 | 885 | 3 | Standard Efficiency | Electric, 80% Usage | EnergyStar, 80% Usage | Electric, 80% Usage | 318 Rated kWh, 80% Usage | 300-400% | None | None | Single-Family Detached | Single-Family Detached | Single-Family Detached | 750-999 | 0-1499 | 1 | Natural Gas | 100% Conditioned | Central AC | None | Natural Gas Fuel Furnace | None | 60000-69999 | 100% CFL | Occupied | 1950s | Natural Gas | Yes | 67.9925 | 320.0336 | 18.7565 | 395.6459 | 2754.2819 | 77.9569 | 319.7405 | 386.5607 | 0 | 0 | 0 | 0 | 0 | 36.0477 | 0 | 399.1628 | 21.9803 | 1063.2618 | 0 | 0 | 0 | 324.4297 | 434.0383 | 309.7761 | 0 | 0 | 0 | 0 | 0 | 0 | 0 | 20592.9318 | 0 | 2786.2267 | 0 | 0 | 0 | 0 | 0 | 0 | 0 | 0 | 30309.117 | 30309.117 | 6929.6655 | 6929.6655 | 0 | 23379.1585 | 0 | 1225.4447 | 0 | 5329.9716 | 0 | 2651.0769 | 0 | 5329.9716 | 0 | 2349.8022 | 0 | 5329.9716 | 0 | 2753.8872 | 0 | 5329.9716 | 0 | 6555.4163 | 7981.0485 | 7679.7738 | 8083.8588
160623 | 242.131 | 8194 | 5 | None | Electric, 80% Usage | EnergyStar, 80% Usage | Electric, 80% Usage | None | 400%+ | None | None | Single-Family Detached | Single-Family Detached | Single-Family Detached | 4000+ | 4000+ | 2 | Natural Gas | 20% Conditioned | Room AC | None | Natural Gas Fuel Furnace | None | 200000+ | 100% Incandescent | Occupied | 1950s | Natural Gas | Yes | 0 | 618.673 | 36.0477 | 0 | 1523.0904 | 0 | 319.7405 | 1519.2804 | 0 | 0 | 0 | 0 | 0 | 509.6506 | 99.9372 | 7521.669 | 27.2556 | 2697.7192 | 0 | 0 | 0 | 482.6881 | 434.0383 | 0 | 0 | 0 | 0 | 0 | 0 | 0 | 0 | 61110.0072 | 0 | 3971.6991 | 0 | 0 | 0 | 0 | 0 | 0 | 0 | 0 | 80871.7895 | 80871.7895 | 15790.0831 | 15790.0831 | 0 | 65081.7064 | 0 | 2796.4886 | 0 | 14837.3158 | 0 | 6200.307 | 0 | 14837.3158 | 0 | 5445.6268 | 0 | 14837.3158 | 0 | 6572.1946 | 0 | 14837.3158 | 0 | 17633.8044 | 21037.6227 | 20282.9426 | 21409.5104
160645 | 242.131 | 333 | 1 | None | None | None | Electric, 120% Usage | None | 150-200% | 4 | None | 3 or 4 Unit | Multifamily with 2-4 Units | Multi-Family with 2 - 4 Units | 0-499 | 0-1499 | 2 | Electricity | 40% Conditioned | Room AC | None | Electricity Baseboard | None | 20000-24999 | 100% LED | Vacant | 1980s | Natural Gas | Yes | 0 | 0 | 0 | 0 | 399.1628 | 0 | 0 | 0 | 0 | 619.8453 | 0 | 0 | 0 | 0 | 0 | 0 | 16.412 | 0 | 0 | 0 | 0 | 0 | 434.0383 | 0 | 0 | 0 | 0 | 0 | 0 | 0 | 0 | 0 | 0 | 1574.0847 | 0 | 0 | 0 | 0 | 0 | 0 | 0 | 0 | 3043.5431 | 3043.5431 | 1469.4583 | 1469.4583 | 0 | 1574.0847 | 0 | 272.829 | 0 | 358.846 | 0 | 618.9989 | 0 | 358.846 | 0 | 540.9289 | 0 | 358.846 | 0 | 633.3234 | 0 | 358.846 | 0 | 631.675 | 977.8449 | 899.7749 | 992.1694
160654 | 242.131 | 8194 | 3 | Standard Efficiency | Electric, 100% Usage | Standard, 100% Usage | Electric, 100% Usage | 290 Rated kWh, 100% Usage | 400%+ | None | None | Single-Family Detached | Single-Family Detached | Single-Family Detached | 4000+ | 4000+ | 2 | Natural Gas | 80% Conditioned | Central AC | None | Natural Gas Fuel Furnace | None | 200000+ | 100% LED | Occupied | 2000s | Natural Gas | Yes | 67.9925 | 999.9585 | 37.5131 | 1167.3021 | 4408.6681 | 125.7275 | 319.7405 | 392.4222 | 0 | 0 | 0 | 0 | 0 | 84.9906 | 16.7051 | 1837.8487 | 21.9803 | 4765.6287 | 0 | 0 | 0 | 471.2583 | 400.042 | 0 | 0 | 0 | 0 | 0 | 0 | 0 | 0 | 30595.4474 | 0 | 4964.0378 | 0 | 0 | 0 | 0 | 0 | 0 | 0 | 0 | 50677.2633 | 50677.2633 | 15117.7781 | 15117.7781 | 0 | 35559.1921 | 0 | 2772.763 | 0 | 8106.7861 | 0 | 5881.4007 | 0 | 8106.7861 | 0 | 5207.1143 | 0 | 8106.7861 | 0 | 6185.5639 | 0 | 8106.7861 | 0 | 10879.5491 | 13988.1868 | 13313.9004 | 14292.3499
160663 | 242.131 | 1675 | 3 | Standard Efficiency | Electric, 100% Usage | EnergyStar, 100% Usage | Electric, 100% Usage | 318 Rated kWh, 100% Usage | 200-300% | None | 12 | Single-Family Attached | Single-Family Attached | Single-Family Attached | 1500-1999 | 1500-2499 | 2 | Natural Gas | 100% Conditioned | Central AC | None | Natural Gas Fuel Furnace | None | 50000-59999 | 100% CFL | Occupied | 1960s | Natural Gas | Yes | 67.9925 | 530.4586 | 31.0655 | 475.3613 | 1735.8599 | 136.5711 | 0 | 216.5795 | 0 | 0 | 0 | 0 | 0 | 46.0122 | 0 | 616.0354 | 21.9803 | 2121.5415 | 0 | 0 | 0 | 474.4821 | 914.0887 | 0 | 0 | 0 | 0 | 0 | 0 | 0 | 0 | 17498.6874 | 0 | 4875.5303 | 0 | 0 | 0 | 0 | 0 | 0 | 0 | 0 | 29761.6602 | 29761.6602 | 7387.4425 | 7387.4425 | 0 | 22374.2178 | 0 | 1245.4889 | 0 | 5100.8576 | 0 | 2720.9024 | 0 | 5100.8576 | 0 | 2406.8428 | 0 | 5100.8576 | 0 | 2879.0388 | 0 | 5100.8576 | 0 | 6346.3465 | 7821.76 | 7507.7003 | 7979.8963
160711 | 242.131 | 2663 | 4 | Standard Efficiency | Electric, 80% Usage | EnergyStar, 80% Usage | Electric, 80% Usage | 290 Rated kWh, 80% Usage | 400%+ | None | None | Single-Family Detached | Single-Family Detached | Single-Family Detached | 2500-2999 | 2500-3999 | 2 | Electricity | 100% Conditioned | Central AC | None | Electricity Electric Furnace | None | 200000+ | 100% Incandescent | Occupied | 1990s | Electricity | Yes | 67.9925 | 320.0336 | 18.7565 | 444.8819 | 3021.8558 | 72.9747 | 0 | 684.3209 | 0 | 29341.9825 | 1026.921 | 1014.319 | 1314.7168 | 233.2846 | 0 | 2774.2107 | 21.9803 | 1346.0754 | 0 | 0 | 0 | 324.4297 | 727.1093 | 0 | 0 | 0 | 0 | 0 | 0 | 0 | 0 | 0 | 0 | 0 | 0 | 0 | 0 | 0 | 0 | 0 | 0 | 0 | 42755.2592 | 42755.2592 | 42755.2592 | 42755.2592 | 0 | 0 | 0 | 7244.8309 | 0 | 0 | 0 | 17034.4546 | 0 | 0 | 0 | 14799.0203 | 0 | 0 | 0 | 18107.9948 | 0 | 0 | 0 | 7244.8309 | 17034.4546 | 14799.0203 | 18107.9948
160752 | 242.131 | 853 | 2 | Standard Efficiency | None | None | Electric, 100% Usage | 318 Rated kWh, 100% Usage | 100-150% | 4 | None | 3 or 4 Unit | Multifamily with 2-4 Units | Multi-Family with 2 - 4 Units | 750-999 | 0-1499 | 2 | Electricity | 100% Conditioned | Room AC | None | Electricity Baseboard | None | 20000-24999 | 100% Incandescent | Occupied | 1970s | Electricity | Yes | 67.9925 | 0 | 0 | 0 | 2208.5836 | 88.5075 | 0 | 0 | 0 | 6126.3576 | 0 | 0 | 1912.5818 | 142.7256 | 0 | 1220.3479 | 16.412 | 1285.4097 | 0 | 0 | 0 | 389.4915 | 480.0504 | 0 | 0 | 0 | 0 | 0 | 0 | 0 | 0 | 0 | 0 | 0 | 0 | 0 | 0 | 0 | 0 | 0 | 0 | 0 | 13938.4601 | 13938.4601 | 13938.4601 | 13938.4601 | 0 | 0 | 0 | 2444.4043 | 0 | 0 | 0 | 5569.9297 | 0 | 0 | 0 | 4865.9457 | 0 | 0 | 0 | 5877.4218 | 0 | 0 | 0 | 2444.4043 | 5569.9297 | 4865.9457 | 5877.4218
160772 | 242.131 | 853 | 1 | Standard Efficiency | Electric, 120% Usage | Standard, 120% Usage | Electric, 120% Usage | None | 0-100% | 8 | None | 5 to 9 Unit | Multifamily with 5+ units, 1-3 stories | Multi-Family with 5+ Units | 750-999 | 0-1499 | 1 | Electricity | 100% Conditioned | Heat Pump | None | Electricity ASHP | None | <10000 | 100% CFL | Occupied | 1990s | Electricity | Yes | 67.9925 | 662.9268 | 24.911 | 652.0831 | 2334.8972 | 0 | 0 | 138.9157 | 201.3398 | 1805.9039 | 0 | 0 | 2295.6257 | 35.7547 | 0 | 390.3707 | 16.412 | 2933.0553 | 0 | 0 | 0 | 416.454 | 434.0383 | 0 | 0 | 0 | 0 | 0 | 0 | 0 | 0 | 0 | 0 | 0 | 0 | 0 | 0 | 0 | 0 | 0 | 0 | 0 | 12410.0945 | 12410.0945 | 12410.0945 | 12410.0945 | 0 | 0 | 0 | 2206.0202 | 0 | 0 | 0 | 4892.5208 | 0 | 0 | 0 | 4298.7108 | 0 | 0 | 0 | 5152.7318 | 0 | 0 | 0 | 2206.0202 | 4892.5208 | 4298.7108 | 5152.7318
160834 | 242.131 | 885 | 3 | Standard Efficiency | Gas, 100% Usage | EnergyStar, 100% Usage | Electric, 100% Usage | 290 Rated kWh, 100% Usage | 0-100% | None | None | Single-Family Detached | Single-Family Detached | Single-Family Detached | 750-999 | 0-1499 | 1 | Other Fuel | 100% Conditioned | Central AC | None | None | None | 10000-14999 | 100% LED | Occupied | 1990s | Electricity | Yes | 67.9925 | 58.0281 | 37.8062 | 833.4941 | 2547.6668 | 160.6029 | 0 | 0 | 0 | 0 | 0 | 0 | 4116.7693 | 24.0318 | 0 | 304.7939 | 21.9803 | 2756.3334 | 0 | 0 | 0 | 537.1993 | 834.0803 | 0 | 0 | 0 | 0 | 770.4838 | 0 | 0 | 0 | 0 | 0 | 0 | 0 | 0 | 0 | 0 | 0 | 0 | 0 | 0 | 13070.9697 | 13070.9697 | 12300.4859 | 12300.4859 | 0 | 770.4838 | 0 | 2113.7463 | 0 | 175.6677 | 0 | 4663.5655 | 0 | 175.6677 | 0 | 4290.9503 | 0 | 175.6677 | 0 | 5127.204 | 0 | 175.6677 | 0 | 2289.414 | 4839.2332 | 4466.618 | 5302.8717
161081 | 242.131 | 1690 | 3 | Standard Efficiency | Electric, 120% Usage | EnergyStar, 120% Usage | Gas, 120% Usage | 318 Rated kWh, 120% Usage | 400%+ | None | None | Single-Family Detached | Single-Family Detached | Single-Family Detached | 1500-1999 | 1500-2499 | 2 | Natural Gas | 100% Conditioned | Central AC | None | Natural Gas Fuel Furnace | None | 200000+ | 100% Incandescent | Occupied | 1990s | Natural Gas | Yes | 67.9925 | 480.0504 | 28.1348 | 666.7367 | 4492.4864 | 117.2284 | 0 | 479.4643 | 0 | 0 | 0 | 0 | 0 | 184.6348 | 99.9372 | 1938.9582 | 21.9803 | 4765.3356 | 0 | 0 | 0 | 33.4101 | 960.1008 | 0 | 0 | 0 | 0 | 0 | 0 | 0 | 0 | 22220.3555 | 0 | 5577.7286 | 0 | 0 | 976.2197 | 0 | 0 | 0 | 0 | 0 | 43110.4613 | 43110.4613 | 14335.8645 | 14335.8645 | 0 | 28774.3038 | 0 | 2459.3189 | 0 | 6559.9635 | 0 | 5348.1171 | 0 | 6559.9635 | 0 | 4738.943 | 0 | 6559.9635 | 0 | 5606.1989 | 0 | 6559.9635 | 0 | 9019.2824 | 11908.0807 | 11298.9066 | 12166.1625
161209 | 242.131 | 1675 | 3 | Standard Efficiency | Electric, 100% Usage | EnergyStar, 100% Usage | Gas, 100% Usage | 318 Rated kWh, 100% Usage | 300-400% | None | 10 | Single-Family Attached | Single-Family Attached | Single-Family Attached | 1500-1999 | 1500-2499 | 2 | Natural Gas | 100% Conditioned | Central AC | None | Natural Gas Fuel Furnace | None | 80000-99999 | 100% LED | Occupied | 2000s | Natural Gas | Yes | 67.9925 | 530.4586 | 31.0655 | 301.5701 | 1886.7915 | 136.5711 | 0 | 1005.5268 | 0 | 0 | 0 | 0 | 0 | 30.4794 | 0 | 470.6721 | 21.9803 | 2121.5415 | 0 | 0 | 0 | 32.5309 | 480.0504 | 0 | 0 | 0 | 0 | 0 | 0 | 0 | 0 | 40345.6289 | 0 | 4922.4217 | 0 | 0 | 953.6533 | 0 | 0 | 0 | 0 | 0 | 53338.9347 | 53338.9347 | 7117.2309 | 7117.2309 | 0 | 46221.7038 | 0 | 1247.184 | 0 | 10537.5885 | 0 | 2724.5239 | 0 | 10537.5885 | 0 | 2403.8581 | 0 | 10537.5885 | 0 | 2869.7075 | 0 | 10537.5885 | 0 | 11784.7725 | 13262.1124 | 12941.4466 | 13407.296
161279 | 242.131 | 1138 | 2 | None | Electric, 100% Usage | EnergyStar, 100% Usage | Electric, 100% Usage | 318 Rated kWh, 100% Usage | 300-400% | 183 | None | 50 or more Unit | Multifamily with 5+ units, 8+ stories | Multi-Family with 5+ Units | 1000-1499 | 0-1499 | 21 | Electricity | 100% Conditioned | Heat Pump | None | Electricity ASHP | None | 60000-69999 | 100% Incandescent | Occupied | 1970s | Electricity | Yes | 0 | 369.8557 | 21.6873 | 402.3866 | 1689.5547 | 88.5075 | 319.7405 | 156.5 | 160.3099 | 1678.1249 | 0 | 0 | 1889.4292 | 156.793 | 0 | 1465.0623 | 16.412 | 1776.3038 | 0 | 0 | 0 | 389.4915 | 434.0383 | 0 | 0 | 0 | 0 | 0 | 0 | 0 | 0 | 0 | 0 | 0 | 0 | 0 | 0 | 0 | 0 | 0 | 0 | 0 | 11014.49 | 11014.49 | 11014.49 | 11014.49 | 0 | 0 | 0 | 1906.7472 | 0 | 0 | 0 | 4257.7087 | 0 | 0 | 0 | 3736.7048 | 0 | 0 | 0 | 4526.5207 | 0 | 0 | 0 | 1906.7472 | 4257.7087 | 3736.7048 | 4526.5207
161422 | 242.131 | 885 | 3 | Standard Efficiency | Electric, 120% Usage | EnergyStar, 120% Usage | Electric, 120% Usage | None | 300-400% | None | None | Single-Family Detached | Single-Family Detached | Single-Family Detached | 750-999 | 0-1499 | 1 | Fuel Oil | 100% Conditioned | Central AC | None | Fuel Oil Fuel Furnace | None | 80000-99999 | 100% Incandescent | Occupied | 1970s | Electricity | Yes | 67.9925 | 927.863 | 54.2181 | 1020.7665 | 5567.7642 | 0 | 319.7405 | 340.5486 | 0 | 0 | 0 | 0 | 8190.4572 | 144.191 | 0 | 1247.8966 | 21.9803 | 6141.8904 | 0 | 0 | 0 | 723.8855 | 434.0383 | 478.8781 | 0 | 13781.9601 | 0 | 0 | 0 | 0 | 0 | 0 | 0 | 0 | 0 | 0 | 0 | 0 | 0 | 0 | 0 | 0 | 39463.778 | 39463.778 | 25681.8179 | 25681.8179 | 13781.9601 | 0 | 0 | 4386.6124 | 4178.6412 | 0 | 0 | 9647.5033 | 4178.6412 | 0 | 0 | 8512.4877 | 4178.6412 | 0 | 0 | 10228.0852 | 4178.6412 | 0 | 0 | 8565.2537 | 13826.1445 | 12691.129 | 14406.7264
161430 | 242.131 | 853 | 3 | Standard Efficiency, No usage | None | None | Electric, 100% Usage | None | 150-200% | 6 | None | 5 to 9 Unit | Multifamily with 5+ units, 1-3 stories | Multi-Family with 5+ Units | 750-999 | 0-1499 | 3 | Electricity | 20% Conditioned | Room AC | None | Electricity Baseboard | None | 40000-44999 | 100% Incandescent | Vacant | 1940s | Electricity | No | 0 | 0 | 0 | 0 | 237.9737 | 0 | 0 | 0 | 0 | 2937.4513 | 0 | 0 | 348.1684 | 0 | 0 | 0 | 21.9803 | 0 | 0 | 0 | 0 | 0 | 480.0504 | 0 | 0 | 0 | 0 | 0 | 0 | 0 | 0 | 0 | 0 | 0 | 0 | 0 | 0 | 0 | 0 | 0 | 0 | 0 | 4025.3311 | 4025.3311 | 4025.3311 | 4025.3311 | 0 | 0 | 0 | 740.3562 | 0 | 0 | 0 | 1751.8468 | 0 | 0 | 0 | 1517.501 | 0 | 0 | 0 | 1806.9405 | 0 | 0 | 0 | 740.3562 | 1751.8468 | 1517.501 | 1806.9405
161475 | 242.131 | 853 | 2 | Standard Efficiency | Electric, 80% Usage | EnergyStar, 80% Usage | Electric, 80% Usage | None | 400%+ | 183 | None | 50 or more Unit | Multifamily with 5+ units, 8+ stories | Multi-Family with 5+ Units | 750-999 | 0-1499 | 21 | Natural Gas | 100% Conditioned | Central AC | None | Natural Gas Fuel Furnace | None | 80000-99999 | 100% Incandescent | Occupied | 1970s | Natural Gas | No | 67.9925 | 294.8295 | 17.2912 | 366.3388 | 1460.3731 | 0 | 319.7405 | 85.8698 | 0 | 0 | 0 | 0 | 0 | 142.7256 | 0 | 1220.3479 | 16.412 | 830.8565 | 0 | 0 | 0 | 311.5345 | 434.0383 | 0 | 0 | 0 | 0 | 0 | 0 | 0 | 0 | 4946.7466 | 0 | 2475.8644 | 0 | 0 | 0 | 0 | 0 | 0 | 0 | 0 | 12990.9613 | 12990.9613 | 5568.3503 | 5568.3503 | 0 | 7422.611 | 0 | 925.4554 | 0 | 1692.2248 | 0 | 2033.6673 | 0 | 1692.2248 | 0 | 1796.3251 | 0 | 1692.2248 | 0 | 2167.7238 | 0 | 1692.2248 | 0 | 2617.6802 | 3725.8921 | 3488.5499 | 3859.9486
161789 | 242.131 | 1220 | 5 | Standard Efficiency | Electric, 100% Usage | EnergyStar, 100% Usage | Electric, 100% Usage | None | 0-100% | None | None | Single-Family Detached | Single-Family Detached | Single-Family Detached | 1000-1499 | 0-1499 | 2 | Electricity | None | None | None | Electricity Baseboard | None | 15000-19999 | 100% LED | Occupied | <1940 | Natural Gas | Yes | 67.9925 | 400.042 | 23.4457 | 0 | 0 | 0 | 319.7405 | 0 | 0 | 20899.4841 | 0 | 0 | 0 | 26.9625 | 0 | 375.131 | 27.2556 | 2233.2016 | 0 | 0 | 0 | 405.6104 | 834.0803 | 0 | 0 | 0 | 0 | 0 | 0 | 0 | 0 | 0 | 0 | 3869.4173 | 0 | 0 | 0 | 0 | 0 | 0 | 0 | 0 | 29482.0704 | 29482.0704 | 25612.6531 | 25612.6531 | 0 | 3869.4173 | 0 | 4449.3075 | 0 | 882.1174 | 0 | 10553.0106 | 0 | 882.1174 | 0 | 9129.2908 | 0 | 882.1174 | 0 | 11173.1263 | 0 | 882.1174 | 0 | 5331.4249 | 11435.1281 | 10011.4082 | 12055.2437
161825 | 242.131 | 1220 | 3 | Standard Efficiency, No usage | Electric, 120% Usage | EnergyStar, 120% Usage | Electric, 120% Usage | None | 100-150% | None | None | Mobile Home | Mobile Home | Mobile Home | 1000-1499 | 0-1499 | 1 | Electricity | 60% Conditioned | Room AC | None | Electricity Electric Furnace | None | 25000-29999 | 100% LED | Vacant | 1970s | Electricity | Yes | 0 | 0 | 0 | 0 | 856.6467 | 0 | 0 | 252.0411 | 0 | 10593.3469 | 0 | 0 | 349.9269 | 0 | 0 | 0 | 21.9803 | 0 | 0 | 0 | 0 | 0 | 817.9614 | 0 | 0 | 0 | 0 | 0 | 0 | 0 | 0 | 0 | 0 | 0 | 0 | 0 | 0 | 0 | 0 | 0 | 0 | 0 | 12891.9033 | 12891.9033 | 12891.9033 | 12891.9033 | 0 | 0 | 0 | 2496.5511 | 0 | 0 | 0 | 5628.2426 | 0 | 0 | 0 | 5000.0158 | 0 | 0 | 0 | 6105.7216 | 0 | 0 | 0 | 2496.5511 | 5628.2426 | 5000.0158 | 6105.7216
161924 | 242.131 | 617 | 2 | None | Electric, 100% Usage | Standard, 100% Usage | Gas, 100% Usage | None | 0-100% | 2 | None | 2 Unit | Multifamily with 2-4 Units | Multi-Family with 2 - 4 Units | 500-749 | 0-1499 | 2 | Natural Gas | 100% Conditioned | Central AC | None | Natural Gas Fuel Furnace | None | <10000 | 100% CFL | Vacant | 2000s | Natural Gas | Yes | 0 | 0 | 0 | 293.3641 | 1124.5137 | 0 | 0 | 7.3268 | 0 | 0 | 0 | 0 | 0 | 0 | 0 | 0 | 16.412 | 0 | 0 | 0 | 0 | 0 | 480.0504 | 0 | 0 | 0 | 0 | 0 | 0 | 0 | 0 | 1649.404 | 0 | 1545.3638 | 0 | 0 | 0 | 0 | 0 | 0 | 0 | 0 | 5116.1417 | 5116.1417 | 1921.667 | 1921.667 | 0 | 3194.7677 | 0 | 306.3431 | 0 | 728.3129 | 0 | 641.982 | 0 | 728.3129 | 0 | 574.922 | 0 | 728.3129 | 0 | 681.4041 | 0 | 728.3129 | 0 | 1034.656 | 1370.2948 | 1303.2348 | 1409.717
162006 | 242.131 | 1690 | 4 | None | Electric, 120% Usage | EnergyStar, 120% Usage | Electric, 120% Usage | None | 200-300% | None | None | Single-Family Detached | Single-Family Detached | Single-Family Detached | 1500-1999 | 1500-2499 | 1 | Natural Gas | 100% Conditioned | Central AC | None | Natural Gas Fuel Furnace | None | 50000-59999 | 100% CFL | Occupied | 1990s | Natural Gas | Yes | 0 | 480.0504 | 28.1348 | 828.2188 | 2733.1808 | 0 | 319.7405 | 84.4045 | 0 | 0 | 0 | 0 | 0 | 46.0122 | 24.911 | 620.1384 | 21.9803 | 4765.3356 | 0 | 0 | 0 | 486.498 | 400.042 | 0 | 0 | 0 | 0 | 0 | 0 | 0 | 0 | 8655.2679 | 0 | 6010.8876 | 0 | 0 | 0 | 0 | 0 | 0 | 0 | 0 | 25505.096 | 25505.096 | 10838.9405 | 10838.9405 | 0 | 14666.1556 | 0 | 1881.9847 | 0 | 3343.5718 | 0 | 4105.3208 | 0 | 3343.5718 | 0 | 3632.6897 | 0 | 3343.5718 | 0 | 4298.4631 | 0 | 3343.5718 | 0 | 5225.5565 | 7448.8925 | 6976.2615 | 7642.0349
162036 | 242.131 | 1690 | 4 | Standard Efficiency | Electric, 80% Usage | EnergyStar, 80% Usage | Electric, 80% Usage | None | 400%+ | None | None | Single-Family Detached | Single-Family Detached | Single-Family Detached | 1500-1999 | 1500-2499 | 1 | Natural Gas | 80% Conditioned | Central AC | None | Natural Gas Fuel Furnace | None | 120000-139999 | 100% CFL | Occupied | 1980s | Electricity | Yes | 67.9925 | 419.6778 | 24.618 | 332.3426 | 2560.855 | 0 | 0 | 622.1899 | 0 | 0 | 0 | 0 | 1615.7008 | 46.0122 | 24.911 | 620.1384 | 21.9803 | 1348.7131 | 0 | 0 | 0 | 377.1825 | 868.0765 | 0 | 0 | 0 | 0 | 0 | 0 | 0 | 0 | 24973.172 | 0 | 0 | 0 | 0 | 0 | 0 | 0 | 0 | 0 | 0 | 33923.5625 | 33923.5625 | 8950.3905 | 8950.3905 | 0 | 24973.172 | 0 | 1525.7854 | 0 | 5693.3939 | 0 | 3299.2159 | 0 | 5693.3939 | 0 | 2918.9476 | 0 | 5693.3939 | 0 | 3513.2076 | 0 | 5693.3939 | 0 | 7219.1793 | 8992.6098 | 8612.3415 | 9206.6015
162124 | 242.131 | 1690 | 3 | Standard Efficiency, No usage | Electric, 80% Usage | EnergyStar, 80% Usage | Gas, 80% Usage | 318 Rated kWh, 80% Usage | 400%+ | None | None | Single-Family Detached | Single-Family Detached | Single-Family Detached | 1500-1999 | 1500-2499 | 2 | Natural Gas | 40% Conditioned | Room AC | None | Natural Gas Fuel Wall/Floor Furnace | None | 200000+ | 100% Incandescent | Vacant | <1940 | Natural Gas | Yes | 0 | 0 | 0 | 0 | 2276.283 | 0 | 0 | 0 | 0 | 0 | 0 | 0 | 0 | 0 | 0 | 0 | 21.9803 | 0 | 0 | 0 | 0 | 0 | 434.0383 | 0 | 0 | 0 | 0 | 0 | 0 | 0 | 0 | 15769.5681 | 0 | 1639.4396 | 0 | 0 | 0 | 0 | 0 | 0 | 0 | 0 | 20141.3093 | 20141.3093 | 2732.3016 | 2732.3016 | 0 | 17409.0077 | 0 | 424.9185 | 0 | 3968.9255 | 0 | 874.405 | 0 | 3968.9255 | 0 | 788.6969 | 0 | 3968.9255 | 0 | 921.7632 | 0 | 3968.9255 | 0 | 4393.8441 | 4843.3305 | 4757.6224 | 4890.6887
162156 | 242.131 | 1690 | 4 | Standard Efficiency | Electric, 120% Usage | Standard, 120% Usage | Electric, 120% Usage | None | 400%+ | None | None | Single-Family Detached | Single-Family Detached | Single-Family Detached | 1500-1999 | 1500-2499 | 1 | Natural Gas | 100% Conditioned | Central AC | None | Natural Gas Fuel Wall/Floor Furnace | None | 100000-119999 | 100% CFL | Occupied | 1980s | Natural Gas | Yes | 67.9925 | 1484.405 | 55.6835 | 512.8744 | 2631.4851 | 0 | 0 | 0 | 0 | 0 | 0 | 0 | 0 | 46.0122 | 24.911 | 620.1384 | 21.9803 | 6024.3689 | 0 | 0 | 0 | 644.7564 | 480.0504 | 0 | 0 | 0 | 0 | 0 | 0 | 0 | 0 | 5614.0694 | 0 | 9938.3331 | 0 | 0 | 0 | 0 | 0 | 0 | 0 | 0 | 28167.0605 | 28167.0605 | 12614.6581 | 12614.6581 | 0 | 15552.1094 | 0 | 2105.5898 | 0 | 3545.5932 | 0 | 4658.6921 | 0 | 3545.5932 | 0 | 4115.957 | 0 | 3545.5932 | 0 | 4917.5505 | 0 | 3545.5932 | 0 | 5651.1831 | 8204.2853 | 7661.5503 | 8463.1437
162238 | 242.131 | 866 | 3 | Standard Efficiency | Electric, 100% Usage | EnergyStar, 100% Usage | Propane, 100% Usage | 290 Rated kWh, 100% Usage | 150-200% | None | 6 | Single-Family Attached | Single-Family Attached | Single-Family Attached | 750-999 | 0-1499 | 1 | Fuel Oil | 100% Conditioned | Central AC | None | Fuel Oil Fuel Furnace | None | 20000-24999 | 100% Incandescent | Occupied | 1950s | Electricity | Yes | 67.9925 | 289.8473 | 16.9981 | 394.4737 | 1429.3076 | 60.3726 | 0 | 60.0796 | 0 | 0 | 0 | 0 | 1370.6934 | 143.3118 | 0 | 1231.4846 | 21.9803 | 1603.978 | 0 | 0 | 0 | 23.7388 | 914.0887 | 0 | 0 | 6968.3508 | 0 | 0 | 0 | 0 | 0 | 0 | 0 | 0 | 0 | 0 | 0 | 0 | 0 | 0 | 0 | 694.8715 | 15291.5692 | 15291.5692 | 7628.3469 | 7628.3469 | 6968.3508 | 0 | 694.8715 | 1365.6256 | 2112.7847 | 0 | 191.1937 | 2986.7456 | 2112.7847 | 0 | 191.1937 | 2731.7877 | 2112.7847 | 0 | 191.1937 | 3285.1532 | 2112.7847 | 0 | 191.1937 | 3669.604 | 5290.7241 | 5035.7662 | 5589.1316
162276 | 242.131 | 1220 | 3 | Standard Efficiency | Electric, 100% Usage | Standard, 100% Usage | Electric, 100% Usage | None | 400%+ | None | None | Single-Family Detached | Single-Family Detached | Single-Family Detached | 1000-1499 | 0-1499 | 1 | Propane | 100% Conditioned | Central AC | None | Propane Fuel Furnace | None | 100000-119999 | 100% Incandescent | Occupied | 2010s | Electricity | Yes | 67.9925 | 762.864 | 28.4279 | 319.4475 | 1961.5247 | 0 | 319.7405 | 184.0486 | 0 | 0 | 0 | 0 | 2281.5583 | 160.896 | 0 | 1535.3993 | 21.9803 | 2233.2016 | 0 | 0 | 0 | 405.6104 | 960.1008 | 0 | 0 | 0 | 0 | 0 | 0 | 0 | 0 | 0 | 0 | 0 | 0 | 0 | 0 | 0 | 0 | 8522.7998 | 0 | 0 | 19765.5922 | 19765.5922 | 11242.7924 | 11242.7924 | 0 | 0 | 8522.7998 | 1903.3684 | 0 | 0 | 2345.3751 | 4195.7081 | 0 | 0 | 2345.3751 | 3699.3919 | 0 | 0 | 2345.3751 | 4461.9686 | 0 | 0 | 2345.3751 | 4248.7435 | 6541.0832 | 6044.767 | 6807.3437
162449 | 242.131 | 1220 | 3 | Standard Efficiency | Electric, 100% Usage | EnergyStar, 100% Usage | Gas, 100% Usage | 290 Rated kWh, 100% Usage | 200-300% | None | None | Single-Family Detached | Single-Family Detached | Single-Family Detached | 1000-1499 | 0-1499 | 1 | Natural Gas | None | None | None | Natural Gas Fuel Boiler | None | 70000-79999 | 100% CFL | Occupied | 1950s | Natural Gas | Yes | 67.9925 | 648.8593 | 37.8062 | 0 | 0 | 160.6029 | 319.7405 | 72.3886 | 0 | 0 | 0 | 0 | 0 | 40.1507 | 0 | 491.1871 | 21.9803 | 2862.7182 | 0 | 0 | 0 | 36.927 | 1126.8583 | 439.8997 | 0 | 0 | 0 | 0 | 0 | 0 | 0 | 17520.6678 | 0 | 5824.7875 | 0 | 0 | 1080.8461 | 0 | 0 | 0 | 0 | 0 | 30753.4127 | 30753.4127 | 6327.1113 | 6327.1113 | 0 | 24426.3014 | 0 | 1072.0139 | 0 | 5568.6791 | 0 | 2398.6867 | 0 | 5568.6791 | 0 | 2107.7798 | 0 | 5568.6791 | 0 | 2553.9564 | 0 | 5568.6791 | 0 | 6640.693 | 7967.3659 | 7676.4589 | 8122.6355
162522 | 242.131 | 853 | 3 | Standard Efficiency | Electric, 120% Usage | EnergyStar, 120% Usage | Electric, 120% Usage | None | 300-400% | 4 | None | 3 or 4 Unit | Multifamily with 2-4 Units | Multi-Family with 2 - 4 Units | 750-999 | 0-1499 | 4 | Electricity | 100% Conditioned | Heat Pump | Heating and Cooling | Electricity Shared Heating | Fan Coil Heating and Cooling, Electricity | 80000-99999 | 100% CFL | Occupied | <1940 | Electricity | No | 67.9925 | 732.6777 | 42.7884 | 43.3745 | 3602.7227 | 0 | 0 | 242.9559 | 0 | 15604.8622 | 0 | 0 | 6538.4156 | 35.7547 | 0 | 390.3707 | 21.9803 | 3476.7021 | 0 | 0 | 0 | 620.4315 | 434.0383 | 0 | 0 | 0 | 0 | 0 | 0 | 0 | 0 | 0 | 0 | 0 | 0 | 0 | 0 | 0 | 0 | 0 | 0 | 0 | 31854.7738 | 31854.7738 | 31854.7738 | 31854.7738 | 0 | 0 | 0 | 5500.7936 | 0 | 0 | 0 | 12586.5374 | 0 | 0 | 0 | 10988.0107 | 0 | 0 | 0 | 13382.4409 | 0 | 0 | 0 | 5500.7936 | 12586.5374 | 10988.0107 | 13382.4409
162563 | 242.131 | 2631 | 4 | Standard Efficiency | None | None | Electric, 100% Usage | None | 200-300% | None | 90 | Single-Family Attached | Single-Family Attached | Single-Family Attached | 2500-2999 | 2500-3999 | 1 | Electricity | 100% Conditioned | Heat Pump | None | Electricity ASHP | None | 70000-79999 | 100% LED | Occupied | 1980s | Electricity | Yes | 67.9925 | 0 | 0 | 708.3528 | 2673.6874 | 0 | 0 | 811.8069 | 5299.8972 | 7029.0165 | 0 | 0 | 2901.6967 | 38.6854 | 0 | 671.1328 | 21.9803 | 2268.3701 | 0 | 0 | 0 | 474.4821 | 434.0383 | 0 | 0 | 0 | 0 | 0 | 0 | 0 | 0 | 0 | 0 | 0 | 0 | 0 | 0 | 0 | 0 | 0 | 0 | 0 | 23400.5527 | 23400.5527 | 23400.5527 | 23400.5527 | 0 | 0 | 0 | 4178.2394 | 0 | 0 | 0 | 9641.2564 | 0 | 0 | 0 | 8392.5897 | 0 | 0 | 0 | 10072.6028 | 0 | 0 | 0 | 4178.2394 | 9641.2564 | 8392.5897 | 10072.6028
162581 | 242.131 | 1690 | 3 | None | Electric, 80% Usage | Standard, 80% Usage | Electric, 80% Usage | None | 400%+ | None | None | Single-Family Detached | Single-Family Detached | Single-Family Detached | 1500-1999 | 1500-2499 | 2 | Propane | 100% Conditioned | Central AC | None | Propane Fuel Furnace | None | 80000-99999 | 100% Incandescent | Occupied | 2000s | Electricity | Yes | 0 | 610.174 | 22.8595 | 211.0112 | 1727.947 | 0 | 0 | 599.3303 | 0 | 0 | 0 | 0 | 1434.2898 | 184.6348 | 99.9372 | 1938.9582 | 21.9803 | 1191.3339 | 0 | 0 | 0 | 324.4297 | 434.0383 | 0 | 0 | 0 | 0 | 0 | 0 | 0 | 0 | 0 | 0 | 0 | 0 | 0 | 0 | 0 | 0 | 23807.9214 | 0 | 0 | 32608.5526 | 32608.5526 | 8800.6312 | 8800.6312 | 0 | 0 | 23807.9214 | 1486.6345 | 0 | 0 | 6551.5553 | 3270.1338 | 0 | 0 | 6551.5553 | 2883.1651 | 0 | 0 | 6551.5553 | 3493.4351 | 0 | 0 | 6551.5553 | 8038.1898 | 9821.6891 | 9434.7204 | 10044.9904
162727 | 242.131 | 3301 | 5 | None | Electric, 120% Usage | EnergyStar, 120% Usage | Electric, 120% Usage | 318 Rated kWh, 120% Usage | 400%+ | None | None | Single-Family Detached | Single-Family Detached | Single-Family Detached | 3000-3999 | 2500-3999 | 1 | Electricity | 100% Conditioned | Central AC | None | Electricity Baseboard | None | 200000+ | 100% Incandescent | Vacant | 1970s | Electricity | Yes | 0 | 0 | 0 | 1244.3798 | 4936.196 | 0 | 0 | 0 | 0 | 6721.585 | 0 | 0 | 342.8932 | 0 | 0 | 0 | 27.2556 | 0 | 0 | 0 | 0 | 0 | 480.0504 | 0 | 0 | 0 | 0 | 0 | 0 | 0 | 0 | 0 | 0 | 0 | 0 | 0 | 0 | 0 | 0 | 0 | 0 | 0 | 13752.36 | 13752.36 | 13752.36 | 13752.36 | 0 | 0 | 0 | 2656.9259 | 0 | 0 | 0 | 6039.9956 | 0 | 0 | 0 | 5289.259 | 0 | 0 | 0 | 6004.2376 | 0 | 0 | 0 | 2656.9259 | 6039.9956 | 5289.259 | 6004.2376
162731 | 242.131 | 617 | 1 | Standard Efficiency | Electric, 80% Usage | EnergyStar, 80% Usage | Electric, 80% Usage | None | 0-100% | 2 | None | 2 Unit | Multifamily with 2-4 Units | Multi-Family with 2 - 4 Units | 500-749 | 0-1499 | 2 | Electricity | 100% Conditioned | Room AC | Heating Only | Electricity Shared Heating | Boiler Baseboards Heating Only, Electricity | <10000 | 100% CFL | Occupied | 1950s | Electricity | Yes | 67.9925 | 231.8192 | 13.4813 | 0 | 2280.6791 | 0 | 0 | 91.4382 | 0 | 4914.8018 | 0 | 0 | 709.232 | 32.824 | 0 | 325.602 | 16.412 | 530.4586 | 0 | 0 | 0 | 277.5383 | 817.9614 | 245.8866 | 0 | 0 | 0 | 0 | 0 | 0 | 0 | 0 | 0 | 0 | 0 | 0 | 0 | 0 | 0 | 0 | 0 | 0 | 10556.1269 | 10556.1269 | 10556.1269 | 10556.1269 | 0 | 0 | 0 | 1885.9677 | 0 | 0 | 0 | 4268.9801 | 0 | 0 | 0 | 3735.5872 | 0 | 0 | 0 | 4485.2207 | 0 | 0 | 0 | 1885.9677 | 4268.9801 | 3735.5872 | 4485.2207
162735 | 242.131 | 1220 | 2 | Standard Efficiency | Gas, 80% Usage | EnergyStar, 80% Usage | Electric, 80% Usage | None | 100-150% | None | None | Single-Family Detached | Single-Family Detached | Single-Family Detached | 1000-1499 | 0-1499 | 1 | Natural Gas | 100% Conditioned | Central AC | None | Natural Gas Fuel Boiler | None | 20000-24999 | 100% Incandescent | Occupied | 1950s | Natural Gas | Yes | 67.9925 | 28.721 | 18.7565 | 713.335 | 2925.7285 | 0 | 0 | 129.8305 | 0 | 0 | 0 | 0 | 0 | 160.896 | 0 | 1535.3993 | 16.412 | 1116.6008 | 0 | 0 | 0 | 324.4297 | 480.0504 | 327.0673 | 0 | 0 | 0 | 380.1132 | 0 | 0 | 0 | 20429.1051 | 0 | 2541.5123 | 0 | 0 | 0 | 0 | 0 | 0 | 0 | 0 | 31196.2431 | 31196.2431 | 7845.5125 | 7845.5125 | 0 | 23350.7306 | 0 | 1468.5647 | 0 | 5323.5138 | 0 | 3115.2633 | 0 | 5323.5138 | 0 | 2762.0011 | 0 | 5323.5138 | 0 | 3242.0469 | 0 | 5323.5138 | 0 | 6792.0785 | 8438.7771 | 8085.5149 | 8565.5608
162750 | 242.131 | 2663 | 3 | Standard Efficiency | None | EnergyStar, 120% Usage | Electric, 120% Usage | None | 400%+ | None | None | Single-Family Detached | Single-Family Detached | Single-Family Detached | 2500-2999 | 2500-3999 | 3 | Propane | 60% Conditioned | Room AC | None | Propane Fuel Wall/Floor Furnace | None | 120000-139999 | 100% Incandescent | Occupied | <1940 | Propane | Yes | 67.9925 | 0 | 45.426 | 0 | 3852.7123 | 0 | 0 | 0 | 0 | 0 | 0 | 0 | 0 | 233.2846 | 0 | 2774.2107 | 21.9803 | 6643.335 | 2671.6359 | 2917.2294 | 0 | 644.7564 | 834.0803 | 0 | 0 | 0 | 0 | 0 | 0 | 0 | 0 | 0 | 0 | 0 | 0 | 0 | 0 | 0 | 0 | 57114.2763 | 9545.0317 | 0 | 87365.9513 | 87365.9513 | 20706.3503 | 20706.3503 | 0 | 0 | 66659.601 | 3181.5776 | 0 | 0 | 18343.6751 | 7203.7236 | 0 | 0 | 18343.6751 | 6361.5273 | 0 | 0 | 18343.6751 | 7669.7417 | 0 | 0 | 18343.6751 | 21525.2527 | 25547.3987 | 24705.2024 | 26013.4167
162851 | 242.131 | 3301 | 2 | Standard Efficiency | Gas, 100% Usage | Standard, 100% Usage | Electric, 100% Usage | None | 400%+ | None | None | Single-Family Detached | Single-Family Detached | Single-Family Detached | 3000-3999 | 2500-3999 | 2 | Natural Gas | 60% Conditioned | Central AC | None | Natural Gas Fuel Furnace | None | 200000+ | 100% CFL | Occupied | 2000s | Electricity | Yes | 67.9925 | 68.2856 | 28.4279 | 170.5674 | 3441.2405 | 0 | 319.7405 | 929.9145 | 0 | 0 | 0 | 0 | 2283.3167 | 66.2341 | 24.911 | 1062.6757 | 16.412 | 2894.956 | 0 | 0 | 0 | 405.6104 | 434.0383 | 0 | 0 | 0 | 0 | 905.8827 | 0 | 0 | 0 | 43011.4033 | 0 | 0 | 0 | 0 | 0 | 0 | 0 | 0 | 0 | 0 | 56131.3159 | 56131.3159 | 12214.0299 | 12214.0299 | 0 | 43916.9929 | 0 | 2106.5601 | 0 | 10012.1807 | 0 | 4565.7773 | 0 | 10012.1807 | 0 | 4033.5851 | 0 | 10012.1807 | 0 | 4849.0812 | 0 | 10012.1807 | 0 | 12118.7407 | 14577.958 | 14045.7658 | 14861.2618
162891 | 242.131 | 2663 | 4 | Standard Efficiency | Electric, 80% Usage | EnergyStar, 80% Usage | Electric, 80% Usage | 290 Rated kWh, 80% Usage | 400%+ | None | None | Single-Family Detached | Single-Family Detached | Single-Family Detached | 2500-2999 | 2500-3999 | 1 | Electricity | 100% Conditioned | Heat Pump | None | Electricity ASHP | None | 180000-199999 | 100% CFL | Occupied | 1970s | Electricity | Yes | 67.9925 | 419.6778 | 24.618 | 878.0409 | 3730.7947 | 100.8164 | 0 | 1021.0596 | 7001.4679 | 10511.287 | 0 | 0 | 1726.7747 | 58.3211 | 24.911 | 887.4192 | 21.9803 | 1503.4546 | 0 | 0 | 0 | 377.1825 | 434.0383 | 458.6562 | 0 | 0 | 0 | 0 | 0 | 0 | 0 | 0 | 0 | 0 | 0 | 0 | 0 | 0 | 0 | 0 | 0 | 0 | 29248.1997 | 29248.1997 | 29248.1997 | 29248.1997 | 0 | 0 | 0 | 5256.1971 | 0 | 0 | 0 | 12125.101 | 0 | 0 | 0 | 10554.6508 | 0 | 0 | 0 | 12669.7625 | 0 | 0 | 0 | 5256.1971 | 12125.101 | 10554.6508 | 12669.7625
163040 | 242.131 | 1623 | 2 | None | Electric, 100% Usage | EnergyStar, 100% Usage | Electric, 100% Usage | None | 150-200% | 67 | None | 50 or more Unit | Multifamily with 5+ units, 4-7 stories | Multi-Family with 5+ Units | 1500-1999 | 1500-2499 | 4 | Electricity | 100% Conditioned | Heat Pump | None | Electricity ASHP | None | 20000-24999 | 100% CFL | Occupied | 2000s | Electricity | Yes | 0 | 289.8473 | 16.9981 | 304.2078 | 1144.7356 | 0 | 0 | 171.1535 | 322.6712 | 1571.154 | 0 | 0 | 1221.5202 | 45.426 | 0 | 601.968 | 16.412 | 1776.5968 | 0 | 0 | 0 | 346.9961 | 434.0383 | 0 | 0 | 0 | 0 | 0 | 0 | 0 | 0 | 0 | 0 | 0 | 0 | 0 | 0 | 0 | 0 | 0 | 0 | 0 | 8263.1388 | 8263.1388 | 8263.1388 | 8263.1388 | 0 | 0 | 0 | 1416.9101 | 0 | 0 | 0 | 3200.11 | 0 | 0 | 0 | 2806.0607 | 0 | 0 | 0 | 3372.3155 | 0 | 0 | 0 | 1416.9101 | 3200.11 | 2806.0607 | 3372.3155
163065 | 242.131 | 1202 | 3 | Standard Efficiency | None | None | Gas, 120% Usage | 290 Rated kWh, 120% Usage | 150-200% | None | 36 | Single-Family Attached | Single-Family Attached | Single-Family Attached | 1000-1499 | 0-1499 | 1 | Natural Gas | 40% Conditioned | Room AC | Heating Only | Natural Gas Shared Heating | Boiler Baseboards Heating Only, Natural Gas | 40000-44999 | 100% LED | Occupied | 1950s | Natural Gas | Yes | 67.9925 | 0 | 0 | 0 | 1154.7 | 126.0206 | 0 | 87.0421 | 0 | 0 | 0 | 0 | 0 | 26.6695 | 0 | 371.321 | 21.9803 | 3835.7142 | 0 | 0 | 0 | 35.4616 | 914.0887 | 0 | 0 | 0 | 0 | 0 | 0 | 0 | 0 | 10384.9734 | 0 | 7087.6308 | 0 | 0 | 1040.6954 | 0 | 0 | 0 | 0 | 0 | 25154.583 | 25154.583 | 6640.9904 | 6640.9904 | 0 | 18513.5926 | 0 | 1121.7748 | 0 | 4220.6847 | 0 | 2485.6889 | 0 | 4220.6847 | 0 | 2193.0769 | 0 | 4220.6847 | 0 | 2623.1097 | 0 | 4220.6847 | 0 | 5342.4595 | 6706.3736 | 6413.7616 | 6843.7944
163139 | 242.131 | 2152 | 3 | Standard Efficiency | Electric, 120% Usage | Standard, 120% Usage | Electric, 120% Usage | 290 Rated kWh, 120% Usage | 400%+ | None | 5 | Single-Family Attached | Single-Family Attached | Single-Family Attached | 2000-2499 | 1500-2499 | 3 | Electricity | 100% Conditioned | Heat Pump | None | Electricity ASHP | None | 160000-179999 | 100% LED | Occupied | 1980s | Natural Gas | Yes | 67.9925 | 846.3893 | 31.6517 | 314.4653 | 1336.4041 | 99.3511 | 319.7405 | 288.9681 | 1306.8039 | 2943.6058 | 0 | 0 | 0 | 34.5824 | 0 | 570.6094 | 21.9803 | 3865.3143 | 0 | 0 | 0 | 467.4484 | 434.0383 | 0 | 0 | 0 | 0 | 0 | 0 | 0 | 0 | 0 | 0 | 5172.4113 | 0 | 0 | 0 | 0 | 0 | 0 | 0 | 0 | 18121.4635 | 18121.4635 | 12949.0522 | 12949.0522 | 0 | 5172.4113 | 0 | 2178.327 | 0 | 1179.2363 | 0 | 4980.7118 | 0 | 1179.2363 | 0 | 4353.3056 | 0 | 1179.2363 | 0 | 5236.9793 | 0 | 1179.2363 | 0 | 3357.5633 | 6159.9481 | 5532.5419 | 6416.2156
163168 | 242.131 | 2663 | 3 | None | Electric, 120% Usage | Standard, 120% Usage | Electric, 120% Usage | None | 100-150% | None | None | Single-Family Detached | Single-Family Detached | Single-Family Detached | 2500-2999 | 2500-3999 | 2 | Propane | None | None | None | Propane Fuel Wall/Floor Furnace | None | 45000-49999 | 100% LED | Vacant | <1940 | Electricity | Yes | 0 | 0 | 0 | 0 | 0 | 0 | 319.7405 | 0 | 0 | 0 | 0 | 0 | 312.1207 | 0 | 0 | 0 | 21.9803 | 0 | 0 | 0 | 0 | 0 | 834.0803 | 0 | 0 | 0 | 0 | 0 | 0 | 0 | 0 | 0 | 0 | 0 | 0 | 0 | 0 | 0 | 0 | 16898.771 | 0 | 0 | 18386.3997 | 18386.3997 | 1487.6288 | 1487.6288 | 0 | 0 | 16898.771 | 251.126 | 0 | 0 | 4650.282 | 561.4389 | 0 | 0 | 4650.282 | 494.1281 | 0 | 0 | 4650.282 | 595.3536 | 0 | 0 | 4650.282 | 4901.408 | 5211.721 | 5144.4102 | 5245.6356
163182 | 242.131 | 3301 | 3 | Standard Efficiency | Electric, 100% Usage | Standard, 100% Usage | Gas, 100% Usage | 290 Rated kWh, 100% Usage | 400%+ | None | None | Single-Family Detached | Single-Family Detached | Single-Family Detached | 3000-3999 | 2500-3999 | 1 | Natural Gas | 100% Conditioned | Central AC | None | Natural Gas Fuel Boiler | None | 80000-99999 | 100% CFL | Occupied | <1940 | Natural Gas | Yes | 67.9925 | 762.864 | 28.4279 | 812.9791 | 3538.247 | 91.1451 | 0 | 157.6722 | 0 | 0 | 0 | 0 | 0 | 66.2341 | 0 | 1062.6757 | 21.9803 | 2894.956 | 0 | 2467.3653 | 0 | 27.8418 | 400.042 | 0 | 0 | 0 | 0 | 0 | 0 | 0 | 0 | 71479.7409 | 0 | 3988.9903 | 0 | 0 | 813.5653 | 0 | 0 | 0 | 0 | 0 | 88682.1335 | 88682.1335 | 12400.13 | 12400.13 | 0 | 76282.0035 | 0 | 1944.4675 | 0 | 17390.7378 | 0 | 4245.3402 | 0 | 17390.7378 | 0 | 3769.9019 | 0 | 17390.7378 | 0 | 4539.1397 | 0 | 17390.7378 | 0 | 19335.2053 | 21636.078 | 21160.6397 | 21929.8775
163255 | 242.131 | 1690 | 3 | Standard Efficiency | Electric, 80% Usage | Standard, 80% Usage | Gas, 80% Usage | None | 200-300% | None | None | Single-Family Detached | Single-Family Detached | Single-Family Detached | 1500-1999 | 1500-2499 | 1 | Natural Gas | 100% Conditioned | Central AC | None | Natural Gas Fuel Furnace | None | 35000-39999 | 100% Incandescent | Occupied | 2000s | Natural Gas | Yes | 81.7668 | 420.557 | 15.8258 | 740.2975 | 3230.5224 | 0 | 319.7405 | 116.0561 | 0 | 0 | 0 | 0 | 0 | 184.6348 | 0 | 1938.6651 | 21.9803 | 1033.9547 | 0 | 0 | 0 | 18.4635 | 914.0887 | 295.4156 | 0 | 0 | 0 | 0 | 0 | 0 | 0 | 6684.658 | 0 | 2114.8008 | 0 | 0 | 543.9399 | 0 | 0 | 0 | 0 | 0 | 18674.7817 | 18674.7817 | 9331.3829 | 9331.3829 | 0 | 9343.1057 | 0 | 1646.2314 | 0 | 2130.067 | 0 | 3544.9015 | 0 | 2130.067 | 0 | 3141.1947 | 0 | 2130.067 | 0 | 3712.6962 | 0 | 2130.067 | 0 | 3776.2985 | 5674.9685 | 5271.2618 | 5842.7632
163290 | 242.131 | 1690 | 3 | Standard Efficiency | Electric, 100% Usage | EnergyStar, 100% Usage | Propane, 100% Usage | 290 Rated kWh, 100% Usage | 300-400% | None | None | Single-Family Detached | Single-Family Detached | Single-Family Detached | 1500-1999 | 1500-2499 | 1 | Propane | 100% Conditioned | Central AC | None | Propane Fuel Furnace | None | 80000-99999 | 100% LED | Occupied | 2000s | Electricity | Yes | 67.9925 | 773.1215 | 45.1329 | 900.3143 | 2830.7735 | 195.1853 | 319.7405 | 289.8473 | 0 | 0 | 0 | 0 | 4726.3571 | 30.7725 | 16.7051 | 473.6028 | 21.9803 | 3326.9428 | 0 | 0 | 0 | 41.323 | 434.0383 | 0 | 0 | 0 | 0 | 0 | 0 | 0 | 0 | 0 | 0 | 0 | 0 | 0 | 0 | 0 | 0 | 17813.4458 | 0 | 1214.7796 | 33521.7621 | 33521.7621 | 14493.8298 | 14493.8298 | 0 | 0 | 19027.9323 | 2590.4166 | 0 | 0 | 5236.2095 | 5710.3592 | 0 | 0 | 5236.2095 | 5206.7805 | 0 | 0 | 5236.2095 | 6243.371 | 0 | 0 | 5236.2095 | 7826.6261 | 10946.5687 | 10442.99 | 11479.5806
163354 | 242.131 | 1690 | 4 | None | Electric, 100% Usage | Standard, 100% Usage | None | None | 400%+ | None | None | Single-Family Detached | Single-Family Detached | Single-Family Detached | 1500-1999 | 1500-2499 | 1 | Electricity | 100% Conditioned | Heat Pump | None | Electricity ASHP | None | 200000+ | 100% LED | Occupied | 1980s | Natural Gas | Yes | 0 | 762.864 | 28.4279 | 1159.0961 | 3640.8219 | 0 | 0 | 336.4456 | 836.1318 | 5469.5854 | 0 | 0 | 0 | 30.7725 | 16.7051 | 473.6028 | 21.9803 | 2382.6678 | 0 | 0 | 0 | 0 | 914.0887 | 0 | 0 | 0 | 0 | 0 | 0 | 0 | 0 | 0 | 0 | 4028.5549 | 0 | 0 | 0 | 0 | 0 | 0 | 0 | 0 | 20100.8655 | 20100.8655 | 16072.6036 | 16072.6036 | 0 | 4028.5549 | 0 | 2904.7479 | 0 | 918.4084 | 0 | 6518.7587 | 0 | 918.4084 | 0 | 5714.314 | 0 | 918.4084 | 0 | 6771.9109 | 0 | 918.4084 | 0 | 3823.1564 | 7437.1672 | 6632.7225 | 7690.3193
163399 | 242.131 | 1690 | 3 | Standard Efficiency | Electric, 120% Usage | Standard, 120% Usage | Electric, 120% Usage | None | 400%+ | None | None | Single-Family Detached | Single-Family Detached | Single-Family Detached | 1500-1999 | 1500-2499 | 1 | Electricity | 100% Conditioned | Central AC | None | Electricity Baseboard | None | 70000-79999 | 100% CFL | Occupied | 1980s | Electricity | Yes | 67.9925 | 915.261 | 34.2893 | 934.0175 | 3769.7732 | 0 | 319.7405 | 0 | 0 | 3351.2677 | 0 | 0 | 3911.0334 | 46.0122 | 0 | 620.1384 | 21.9803 | 4765.3356 | 0 | 0 | 0 | 486.498 | 480.0504 | 0 | 0 | 0 | 0 | 0 | 0 | 0 | 0 | 0 | 0 | 0 | 0 | 0 | 0 | 0 | 0 | 0 | 0 | 0 | 19723.683 | 19723.683 | 19723.683 | 19723.683 | 0 | 0 | 0 | 3397.0998 | 0 | 0 | 0 | 7559.5351 | 0 | 0 | 0 | 6650.144 | 0 | 0 | 0 | 7978.023 | 0 | 0 | 0 | 3397.0998 | 7559.5351 | 6650.144 | 7978.023
163400 | 242.131 | 853 | 2 | None | Electric, 100% Usage | EnergyStar, 100% Usage | Electric, 100% Usage | 318 Rated kWh, 100% Usage | 0-100% | 20 | None | 20 to 49 Unit | Multifamily with 5+ units, 1-3 stories | Multi-Family with 5+ Units | 750-999 | 0-1499 | 2 | Natural Gas | 100% Conditioned | Room AC | Heating Only | Natural Gas Shared Heating | Boiler Baseboards Heating Only, Natural Gas | 15000-19999 | 100% CFL | Occupied | 1990s | Electricity | Yes | 0 | 450.1572 | 26.3764 | 0 | 1804.7316 | 112.5393 | 0 | 76.4915 | 0 | 0 | 0 | 0 | 2422.2324 | 35.7547 | 0 | 390.3707 | 16.412 | 1856.8983 | 0 | 0 | 0 | 431.9868 | 480.0504 | 330.8772 | 0 | 0 | 0 | 0 | 0 | 0 | 0 | 2129.1613 | 0 | 0 | 0 | 0 | 0 | 0 | 0 | 0 | 0 | 0 | 10563.4536 | 10563.4536 | 8434.2923 | 8434.2923 | 0 | 2129.1613 | 0 | 1398.3418 | 0 | 485.4014 | 0 | 3096.5912 | 0 | 485.4014 | 0 | 2729.4331 | 0 | 485.4014 | 0 | 3307.3964 | 0 | 485.4014 | 0 | 1883.7433 | 3581.9926 | 3214.8346 | 3792.7979
163483 | 242.131 | 853 | 3 | Standard Efficiency, No usage | None | None | Electric, 100% Usage | 318 Rated kWh, 100% Usage | 0-100% | 2 | None | 2 Unit | Multifamily with 2-4 Units | Multi-Family with 2 - 4 Units | 750-999 | 0-1499 | 2 | Natural Gas | 100% Conditioned | Central AC | None | Natural Gas Fuel Furnace | None | 10000-14999 | 100% Incandescent | Vacant | 1940s | Natural Gas | Yes | 0 | 0 | 0 | 627.7582 | 2241.7006 | 0 | 0 | 55.9766 | 0 | 0 | 0 | 0 | 0 | 0 | 0 | 0 | 21.9803 | 0 | 0 | 0 | 0 | 0 | 434.0383 | 0 | 0 | 0 | 0 | 0 | 0 | 0 | 0 | 7383.3395 | 0 | 1611.5978 | 0 | 0 | 0 | 0 | 0 | 0 | 0 | 0 | 12376.0982 | 12376.0982 | 3381.454 | 3381.454 | 0 | 8994.9373 | 0 | 534.1336 | 0 | 2050.6408 | 0 | 1084.792 | 0 | 2050.6408 | 0 | 977.2412 | 0 | 2050.6408 | 0 | 1163.4023 | 0 | 2050.6408 | 0 | 2584.7743 | 3135.4328 | 3027.8819 | 3214.043
163525 | 242.131 | 1138 | 1 | Standard Efficiency | Electric, 100% Usage | EnergyStar, 100% Usage | Electric, 100% Usage | 290 Rated kWh, 100% Usage | 400%+ | 323 | None | 50 or more Unit | Multifamily with 5+ units, 8+ stories | Multi-Family with 5+ Units | 1000-1499 | 0-1499 | 20 | Natural Gas | 100% Conditioned | Central AC | None | Natural Gas Fuel Furnace | None | 80000-99999 | 100% CFL | Occupied | 2000s | Natural Gas | No | 67.9925 | 289.8473 | 16.9981 | 272.263 | 1169.3536 | 60.3726 | 0 | 9.9644 | 0 | 0 | 0 | 0 | 0 | 39.2715 | 0 | 468.6206 | 16.412 | 1581.4115 | 0 | 0 | 0 | 346.9961 | 434.0383 | 0 | 0 | 0 | 0 | 0 | 0 | 0 | 0 | 2215.6173 | 0 | 2623.2791 | 0 | 0 | 0 | 0 | 0 | 0 | 0 | 0 | 9612.145 | 9612.145 | 4773.2485 | 4773.2485 | 0 | 4838.8964 | 0 | 776.3551 | 0 | 1103.1598 | 0 | 1717.4799 | 0 | 1103.1598 | 0 | 1520.1445 | 0 | 1103.1598 | 0 | 1828.0453 | 0 | 1103.1598 | 0 | 1879.5149 | 2820.6397 | 2623.3043 | 2931.2051
163592 | 242.131 | 2176 | 4 | Standard Efficiency | Electric, 100% Usage | EnergyStar, 100% Usage | Electric, 100% Usage | None | 400%+ | None | None | Single-Family Detached | Single-Family Detached | Single-Family Detached | 2000-2499 | 1500-2499 | 1 | Electricity | 60% Conditioned | Room AC | None | Electricity Baseboard | None | 160000-179999 | 100% Incandescent | Occupied | 1980s | Electricity | Yes | 67.9925 | 275.7799 | 16.1189 | 0 | 1920.7878 | 0 | 0 | 0 | 0 | 13953.9929 | 818.2544 | 808.5831 | 1123.6345 | 208.6666 | 99.9372 | 2355.9983 | 21.9803 | 2222.3579 | 0 | 0 | 0 | 339.6694 | 434.0383 | 0 | 0 | 0 | 0 | 0 | 0 | 0 | 0 | 0 | 0 | 0 | 0 | 0 | 0 | 0 | 0 | 0 | 0 | 0 | 24667.792 | 24667.792 | 24667.792 | 24667.792 | 0 | 0 | 0 | 4340.4834 | 0 | 0 | 0 | 9989.5069 | 0 | 0 | 0 | 8701.4466 | 0 | 0 | 0 | 10571.622 | 0 | 0 | 0 | 4340.4834 | 9989.5069 | 8701.4466 | 10571.622
163675 | 242.131 | 2176 | 3 | Standard Efficiency | None | None | Electric, 100% Usage | 290 Rated kWh, 100% Usage | 200-300% | None | None | Single-Family Detached | Single-Family Detached | Single-Family Detached | 2000-2499 | 1500-2499 | 2 | Electricity | 100% Conditioned | Heat Pump | None | Electricity ASHP | None | 70000-79999 | 100% Incandescent | Occupied | 1960s | Electricity | Yes | 81.7668 | 0 | 0 | 941.9304 | 4095.0821 | 195.1853 | 319.7405 | 1025.1626 | 7549.2177 | 12015.6208 | 0 | 0 | 4090.3929 | 208.6666 | 0 | 2355.9983 | 21.9803 | 3481.3912 | 0 | 0 | 0 | 603.1403 | 880.0924 | 0 | 0 | 0 | 0 | 0 | 0 | 0 | 0 | 0 | 0 | 0 | 0 | 0 | 0 | 0 | 0 | 0 | 0 | 0 | 37865.0753 | 37865.0753 | 37865.0753 | 37865.0753 | 0 | 0 | 0 | 6701.3814 | 0 | 0 | 0 | 15411.5288 | 0 | 0 | 0 | 13423.8825 | 0 | 0 | 0 | 16226.2655 | 0 | 0 | 0 | 6701.3814 | 15411.5288 | 13423.8825 | 16226.2655
163714 | 242.131 | 1690 | 3 | Standard Efficiency, No usage | Electric, 100% Usage | Standard, 100% Usage | Electric, 100% Usage | None | 200-300% | None | None | Mobile Home | Mobile Home | Mobile Home | 1500-1999 | 1500-2499 | 1 | Propane | 100% Conditioned | Central AC | None | Propane Fuel Furnace | None | 50000-59999 | 100% Incandescent | Vacant | 2000s | Electricity | Yes | 0 | 0 | 0 | 615.7423 | 2350.43 | 0 | 0 | 138.6226 | 0 | 0 | 0 | 0 | 361.9428 | 0 | 0 | 0 | 21.9803 | 0 | 0 | 0 | 0 | 0 | 400.042 | 0 | 0 | 0 | 0 | 0 | 0 | 0 | 0 | 0 | 0 | 0 | 0 | 0 | 0 | 0 | 0 | 8332.5967 | 0 | 0 | 12221.0636 | 12221.0636 | 3888.467 | 3888.467 | 0 | 0 | 8332.5967 | 685.8312 | 0 | 0 | 2293.0128 | 1428.6146 | 0 | 0 | 2293.0128 | 1277.9979 | 0 | 0 | 2293.0128 | 1477.7395 | 0 | 0 | 2293.0128 | 2978.8441 | 3721.6274 | 3571.0107 | 3770.7524
163778 | 242.131 | 1138 | 2 | Standard Efficiency | Electric, 120% Usage | Standard, 120% Usage | Electric, 120% Usage | None | 400%+ | 13 | None | 10 to 19 Unit | Multifamily with 5+ units, 1-3 stories | Multi-Family with 5+ Units | 1000-1499 | 0-1499 | 3 | Natural Gas | 100% Conditioned | Central AC | None | Natural Gas Fuel Furnace | None | 80000-99999 | 100% Incandescent | Occupied | 2000s | Natural Gas | Yes | 67.9925 | 662.9268 | 24.911 | 434.6244 | 1940.7166 | 0 | 0 | 105.7987 | 0 | 0 | 0 | 0 | 0 | 156.793 | 0 | 1465.0623 | 16.412 | 3162.5299 | 0 | 0 | 0 | 416.454 | 400.042 | 0 | 0 | 0 | 0 | 0 | 0 | 0 | 0 | 5001.2578 | 0 | 4152.8171 | 0 | 0 | 0 | 0 | 0 | 0 | 0 | 0 | 18008.6311 | 18008.6311 | 8854.2632 | 8854.2632 | 0 | 9154.0749 | 0 | 1496.8575 | 0 | 2086.9699 | 0 | 3307.557 | 0 | 2086.9699 | 0 | 2922.8953 | 0 | 2086.9699 | 0 | 3475.9604 | 0 | 2086.9699 | 0 | 3583.8274 | 5394.5269 | 5009.8651 | 5562.9303
163832 | 242.131 | 1690 | 3 | None | Electric, 120% Usage | EnergyStar, 120% Usage | Electric, 120% Usage | 318 Rated kWh, 120% Usage | 400%+ | None | None | Single-Family Detached | Single-Family Detached | Single-Family Detached | 1500-1999 | 1500-2499 | 1 | Natural Gas | 100% Conditioned | Central AC | None | Natural Gas Fuel Wall/Floor Furnace | None | 100000-119999 | 100% LED | Occupied | 1960s | Natural Gas | Yes | 0 | 480.0504 | 28.1348 | 745.2797 | 3199.4569 | 117.2284 | 0 | 0 | 0 | 0 | 0 | 0 | 0 | 30.7725 | 16.7051 | 473.6028 | 21.9803 | 4765.3356 | 0 | 0 | 0 | 486.498 | 1206.8667 | 0 | 0 | 0 | 0 | 0 | 0 | 0 | 0 | 14760.5244 | 0 | 6364.6244 | 0 | 0 | 0 | 0 | 0 | 0 | 0 | 0 | 32697.3531 | 32697.3531 | 11571.9112 | 11571.9112 | 0 | 21125.4419 | 0 | 2001.7598 | 0 | 4816.1522 | 0 | 4364.0049 | 0 | 4816.1522 | 0 | 3865.9777 | 0 | 4816.1522 | 0 | 4546.364 | 0 | 4816.1522 | 0 | 6817.912 | 9180.1571 | 8682.1299 | 9362.5162
163939 | 242.131 | 3301 | 4 | Standard Efficiency | Gas, 80% Usage | EnergyStar, 80% Usage | Gas, 80% Usage | None | 400%+ | None | None | Single-Family Detached | Single-Family Detached | Single-Family Detached | 3000-3999 | 2500-3999 | 2 | Natural Gas | 100% Conditioned | Central AC | None | Natural Gas Fuel Furnace | None | 200000+ | 100% LED | Occupied | 1980s | Natural Gas | Yes | 67.9925 | 28.721 | 18.7565 | 822.9436 | 3785.8921 | 0 | 0 | 1007.2853 | 0 | 0 | 0 | 0 | 0 | 44.2537 | 16.7051 | 811.5138 | 21.9803 | 1447.478 | 0 | 2467.3653 | 0 | 22.2734 | 434.0383 | 0 | 0 | 0 | 0 | 380.1132 | 0 | 0 | 0 | 42815.9249 | 0 | 2489.0526 | 0 | 0 | 650.9108 | 0 | 0 | 0 | 0 | 0 | 57332.6142 | 57332.6142 | 10996.6127 | 10996.6127 | 0 | 46335.7085 | 0 | 1773.7299 | 0 | 10563.617 | 0 | 3881.6884 | 0 | 10563.617 | 0 | 3446.2315 | 0 | 10563.617 | 0 | 4080.8218 | 0 | 10563.617 | 0 | 12337.3469 | 14445.3054 | 14009.8485 | 14644.4388
163940 | 242.131 | 1202 | 1 | Standard Efficiency, No usage | Electric, 80% Usage | EnergyStar, 80% Usage | Electric, 80% Usage | 318 Rated kWh, 80% Usage | 200-300% | None | 50 | Single-Family Attached | Single-Family Attached | Single-Family Attached | 1000-1499 | 0-1499 | 1 | Electricity | 100% Conditioned | Heat Pump | Heating and Cooling | Electricity Shared Heating | Fan Coil Heating and Cooling, Electricity | 45000-49999 | 100% LED | Vacant | 2000s | Electricity | Yes | 0 | 0 | 0 | 13.4813 | 1249.362 | 0 | 0 | 66.2341 | 0 | 2191.2924 | 0 | 0 | 359.0121 | 0 | 0 | 0 | 16.412 | 0 | 0 | 0 | 0 | 0 | 480.0504 | 0 | 0 | 0 | 0 | 0 | 0 | 0 | 0 | 0 | 0 | 0 | 0 | 0 | 0 | 0 | 0 | 0 | 0 | 0 | 4375.8441 | 4375.8441 | 4375.8441 | 4375.8441 | 0 | 0 | 0 | 849.144 | 0 | 0 | 0 | 1901.4565 | 0 | 0 | 0 | 1659.7008 | 0 | 0 | 0 | 1947.9624 | 0 | 0 | 0 | 849.144 | 1901.4565 | 1659.7008 | 1947.9624
163968 | 242.131 | 1138 | 2 | Standard Efficiency, No usage | Electric, 100% Usage | Standard, 100% Usage | Electric, 100% Usage | None | 0-100% | 12 | None | 10 to 19 Unit | Multifamily with 5+ units, 1-3 stories | Multi-Family with 5+ Units | 1000-1499 | 0-1499 | 3 | Electricity | 100% Conditioned | Heat Pump | None | Electricity ASHP | None | <10000 | 100% Incandescent | Vacant | 1970s | Electricity | No | 0 | 0 | 0 | 498.807 | 1890.0153 | 0 | 0 | 299.5186 | 284.2789 | 2316.7268 | 0 | 0 | 355.2021 | 0 | 0 | 0 | 16.412 | 0 | 0 | 0 | 0 | 0 | 434.0383 | 0 | 0 | 0 | 0 | 0 | 0 | 0 | 0 | 0 | 0 | 0 | 0 | 0 | 0 | 0 | 0 | 0 | 0 | 0 | 6094.999 | 6094.999 | 6094.999 | 6094.999 | 0 | 0 | 0 | 1115.9039 | 0 | 0 | 0 | 2492.8244 | 0 | 0 | 0 | 2186.3157 | 0 | 0 | 0 | 2558.3018 | 0 | 0 | 0 | 1115.9039 | 2492.8244 | 2186.3157 | 2558.3018
164101 | 242.131 | 1690 | 3 | Standard Efficiency | Electric, 80% Usage | Standard, 80% Usage | Gas, 80% Usage | 318 Rated kWh, 80% Usage | 400%+ | None | None | Single-Family Detached | Single-Family Detached | Single-Family Detached | 1500-1999 | 1500-2499 | 2 | Natural Gas | 100% Conditioned | Central AC | None | Natural Gas Fuel Furnace | None | 100000-119999 | 100% Incandescent | Occupied | 2000s | Electricity | Yes | 67.9925 | 420.557 | 15.8258 | 350.2199 | 1596.065 | 48.3567 | 0 | 576.7639 | 0 | 0 | 0 | 0 | 866.6112 | 184.6348 | 99.9372 | 1938.9582 | 21.9803 | 1033.9547 | 0 | 0 | 0 | 18.4635 | 868.0765 | 0 | 0 | 0 | 0 | 0 | 0 | 0 | 0 | 23134.4441 | 0 | 0 | 0 | 0 | 543.9399 | 0 | 0 | 0 | 0 | 0 | 31786.4883 | 31786.4883 | 8108.3973 | 8108.3973 | 0 | 23678.384 | 0 | 1358.8439 | 0 | 5398.1538 | 0 | 3015.8282 | 0 | 5398.1538 | 0 | 2665.8753 | 0 | 5398.1538 | 0 | 3172.4845 | 0 | 5398.1538 | 0 | 6756.9977 | 8413.982 | 8064.0291 | 8570.6383
164552 | 242.131 | 2176 | 4 | Standard Efficiency | Electric, 100% Usage | Standard, 100% Usage | Electric, 100% Usage | 318 Rated kWh, 100% Usage | 400%+ | None | None | Single-Family Detached | Single-Family Detached | Single-Family Detached | 2000-2499 | 1500-2499 | 1 | Electricity | 100% Conditioned | Heat Pump | None | Electricity ASHP | None | 140000-159999 | 100% Incandescent | Occupied | 2000s | Natural Gas | Yes | 81.7668 | 1237.053 | 46.3052 | 1688.0894 | 5352.0639 | 171.7396 | 0 | 252.9203 | 465.1038 | 4476.3675 | 0 | 0 | 0 | 208.6666 | 99.9372 | 2355.9983 | 21.9803 | 3166.6329 | 0 | 0 | 0 | 537.1993 | 434.0383 | 0 | 0 | 0 | 0 | 0 | 0 | 0 | 0 | 0 | 0 | 6019.3867 | 0 | 0 | 0 | 0 | 0 | 0 | 0 | 0 | 26615.5423 | 26615.5423 | 20596.1556 | 20596.1556 | 0 | 6019.3867 | 0 | 3562.6279 | 0 | 1372.2748 | 0 | 7946.3037 | 0 | 1372.2748 | 0 | 6987.2362 | 0 | 1372.2748 | 0 | 8317.1513 | 0 | 1372.2748 | 0 | 4934.9026 | 9318.5785 | 8359.511 | 9689.4261
164561 | 242.131 | 2176 | 3 | Standard Efficiency | Electric, 80% Usage | EnergyStar, 80% Usage | Gas, 80% Usage | 318 Rated kWh, 80% Usage | 400%+ | None | None | Single-Family Detached | Single-Family Detached | Single-Family Detached | 2000-2499 | 1500-2499 | 2 | Natural Gas | 100% Conditioned | Central AC | None | Natural Gas Fuel Furnace | None | 200000+ | 100% Incandescent | Occupied | 2000s | Natural Gas | Yes | 67.9925 | 618.673 | 36.0477 | 599.3303 | 2119.1969 | 167.0505 | 0 | 318.8613 | 0 | 0 | 0 | 0 | 0 | 208.6666 | 99.9372 | 2355.9983 | 21.9803 | 1740.8422 | 0 | 0 | 0 | 33.117 | 400.042 | 0 | 0 | 0 | 0 | 0 | 2437.7652 | 0 | 0 | 19782.5903 | 0 | 4541.7224 | 0 | 0 | 971.8237 | 0 | 0 | 0 | 0 | 0 | 36521.3445 | 36521.3445 | 8787.736 | 8787.736 | 0 | 27733.6084 | 0 | 1482.5676 | 0 | 6322.7143 | 0 | 3214.625 | 0 | 6322.7143 | 0 | 2845.0207 | 0 | 6322.7143 | 0 | 3424.3421 | 0 | 6322.7143 | 0 | 7805.2819 | 9537.3393 | 9167.735 | 9747.0564
164782 | 242.131 | 1220 | 2 | Standard Efficiency | Electric, 100% Usage | EnergyStar, 100% Usage | Electric, 100% Usage | 290 Rated kWh, 100% Usage | 100-150% | None | None | Single-Family Detached | Single-Family Detached | Single-Family Detached | 1000-1499 | 0-1499 | 1 | Fuel Oil | 40% Conditioned | Room AC | None | Fuel Oil Fuel Furnace | None | 15000-19999 | 100% CFL | Occupied | 1950s | Natural Gas | Yes | 67.9925 | 275.7799 | 16.1189 | 0 | 1003.4753 | 56.5627 | 319.7405 | 500.5654 | 0 | 0 | 0 | 0 | 0 | 40.1507 | 0 | 491.1871 | 16.412 | 1918.4432 | 0 | 0 | 0 | 339.6694 | 868.0765 | 0 | 0 | 20123.432 | 0 | 0 | 0 | 0 | 0 | 0 | 0 | 2699.7707 | 0 | 0 | 0 | 0 | 0 | 0 | 0 | 0 | 28737.0838 | 28737.0838 | 5914.1742 | 5914.1742 | 20123.432 | 2699.7707 | 0 | 1011.345 | 6101.373 | 615.4759 | 0 | 2238.9269 | 6101.373 | 615.4759 | 0 | 1974.0376 | 6101.373 | 615.4759 | 0 | 2358.0911 | 6101.373 | 615.4759 | 0 | 7728.1939 | 8955.7758 | 8690.8865 | 9074.94
164799 | 242.131 | 1220 | 3 | Standard Efficiency | Gas, 120% Usage | Standard, 120% Usage | Electric, 120% Usage | 318 Rated kWh, 120% Usage | 400%+ | None | None | Single-Family Detached | Single-Family Detached | Single-Family Detached | 1000-1499 | 0-1499 | 1 | Natural Gas | 100% Conditioned | Central AC | None | Natural Gas Fuel Furnace | None | 80000-99999 | 100% CFL | Occupied | 1960s | Natural Gas | Yes | 67.9925 | 82.0599 | 34.2893 | 457.4839 | 2986.3942 | 117.2284 | 319.7405 | 460.1216 | 0 | 0 | 0 | 0 | 0 | 40.1507 | 0 | 491.1871 | 21.9803 | 4466.4031 | 0 | 0 | 0 | 486.498 | 434.0383 | 0 | 0 | 0 | 0 | 1091.6897 | 0 | 0 | 0 | 18440.6179 | 0 | 5711.369 | 0 | 0 | 0 | 0 | 0 | 0 | 0 | 0 | 35709.5376 | 35709.5376 | 10465.861 | 10465.861 | 0 | 25243.6766 | 0 | 1788.4485 | 0 | 5755.0652 | 0 | 3927.3406 | 0 | 5755.0652 | 0 | 3472.9304 | 0 | 5755.0652 | 0 | 4117.2983 | 0 | 5755.0652 | 0 | 7543.5137 | 9682.4059 | 9227.9957 | 9872.3635
164808 | 242.131 | 1690 | 3 | Standard Efficiency | Electric, 100% Usage | Standard, 100% Usage | Gas, 100% Usage | None | 400%+ | None | None | Single-Family Detached | Single-Family Detached | Single-Family Detached | 1500-1999 | 1500-2499 | 2 | Natural Gas | 40% Conditioned | Room AC | None | Natural Gas Fuel Boiler | None | 80000-99999 | 100% Incandescent | Occupied | <1940 | Natural Gas | Yes | 67.9925 | 999.9585 | 37.5131 | 0 | 1770.4423 | 0 | 0 | 107.8502 | 0 | 0 | 0 | 0 | 0 | 184.6348 | 0 | 1938.9582 | 21.9803 | 2697.4261 | 0 | 0 | 0 | 32.2378 | 834.0803 | 0 | 0 | 0 | 0 | 0 | 0 | 0 | 0 | 31223.7918 | 0 | 4794.0566 | 0 | 0 | 947.2057 | 0 | 0 | 0 | 0 | 0 | 45658.1281 | 45658.1281 | 8692.781 | 8692.781 | 0 | 36965.3471 | 0 | 1513.7285 | 0 | 8427.3081 | 0 | 3287.0583 | 0 | 8427.3081 | 0 | 2901.8218 | 0 | 8427.3081 | 0 | 3492.7547 | 0 | 8427.3081 | 0 | 9941.0365 | 11714.3663 | 11329.1299 | 11920.0628
164820 | 242.131 | 3301 | 4 | Standard Efficiency | Propane, 120% Usage | EnergyStar, 120% Usage | Propane, 120% Usage | 318 Rated kWh, 120% Usage | 400%+ | None | None | Single-Family Detached | Single-Family Detached | Single-Family Detached | 3000-3999 | 2500-3999 | 1 | Propane | 40% Conditioned | Room AC | None | Propane Fuel Wall/Floor Furnace | None | 160000-179999 | 100% LED | Occupied | 1990s | Electricity | Yes | 67.9925 | 42.7884 | 28.1348 | 0 | 1861.0013 | 117.2284 | 0 | 0 | 0 | 0 | 0 | 0 | 3986.0596 | 44.2537 | 16.7051 | 811.5138 | 21.9803 | 5789.9121 | 0 | 0 | 0 | 33.4101 | 434.0383 | 0 | 0 | 0 | 0 | 0 | 0 | 0 | 0 | 0 | 0 | 0 | 0 | 0 | 0 | 570.3163 | 0 | 14968.898 | 0 | 976.2197 | 29770.1593 | 29770.1593 | 13255.0184 | 13255.0184 | 0 | 0 | 16515.1409 | 2205.2228 | 0 | 0 | 4544.722 | 4919.1888 | 0 | 0 | 4544.722 | 4332.7746 | 0 | 0 | 4544.722 | 5229.5771 | 0 | 0 | 4544.722 | 6749.9448 | 9463.9109 | 8877.4967 | 9774.2991
164850 | 242.131 | 1202 | 2 | Standard Efficiency | Electric, 100% Usage | Standard, 100% Usage | Electric, 100% Usage | 318 Rated kWh, 100% Usage | 300-400% | None | 7 | Single-Family Attached | Single-Family Attached | Single-Family Attached | 1000-1499 | 0-1499 | 2 | Electricity | 100% Conditioned | Central AC | None | Electricity Baseboard | None | 40000-44999 | 100% CFL | Occupied | 1970s | Electricity | Yes | 67.9925 | 552.439 | 20.808 | 450.7433 | 1899.3936 | 64.7687 | 0 | 0 | 0 | 6298.3904 | 0 | 0 | 1486.4565 | 40.1507 | 0 | 486.2049 | 16.412 | 1655.5585 | 0 | 0 | 0 | 346.9961 | 434.0383 | 276.366 | 0 | 0 | 0 | 0 | 0 | 0 | 0 | 0 | 0 | 0 | 0 | 0 | 0 | 0 | 0 | 0 | 0 | 0 | 14096.4254 | 14096.4254 | 14096.4254 | 14096.4254 | 0 | 0 | 0 | 2555.2033 | 0 | 0 | 0 | 5764.8107 | 0 | 0 | 0 | 5034.3473 | 0 | 0 | 0 | 6050.6365 | 0 | 0 | 0 | 2555.2033 | 5764.8107 | 5034.3473 | 6050.6365
164888 | 242.131 | 1138 | 2 | None | None | EnergyStar, 100% Usage | Gas, 100% Usage | None | 400%+ | 4 | None | 3 or 4 Unit | Multifamily with 2-4 Units | Multi-Family with 2 - 4 Units | 1000-1499 | 0-1499 | 2 | Electricity | 100% Conditioned | Central AC | None | Electricity Electric Furnace | None | 80000-99999 | 100% LED | Occupied | 1990s | Natural Gas | Yes | 0 | 0 | 16.9981 | 703.9567 | 2664.8952 | 0 | 0 | 127.1928 | 0 | 7531.0473 | 0 | 0 | 0 | 26.0833 | 0 | 357.8398 | 16.412 | 1223.2786 | 0 | 0 | 0 | 23.7388 | 434.0383 | 0 | 0 | 0 | 0 | 0 | 0 | 0 | 0 | 0 | 0 | 2119.1969 | 0 | 0 | 694.8715 | 0 | 0 | 0 | 0 | 0 | 15939.5494 | 15939.5494 | 13125.774 | 13125.774 | 0 | 2814.0684 | 0 | 2416.7855 | 0 | 641.532 | 0 | 5493.8731 | 0 | 641.532 | 0 | 4794.5031 | 0 | 641.532 | 0 | 5739.6513 | 0 | 641.532 | 0 | 3058.3175 | 6135.4052 | 5436.0351 | 6381.1833
165084 | 242.131 | 2176 | 4 | Standard Efficiency | Electric, 100% Usage | Standard, 100% Usage | Electric, 100% Usage | None | 400%+ | None | None | Single-Family Detached | Single-Family Detached | Single-Family Detached | 2000-2499 | 1500-2499 | 1 | Natural Gas | 60% Conditioned | Room AC | None | Natural Gas Fuel Furnace | None | 160000-179999 | 100% Incandescent | Occupied | 1950s | Natural Gas | Yes | 67.9925 | 1474.1475 | 55.0974 | 0 | 2873.5618 | 0 | 0 | 823.2366 | 0 | 0 | 0 | 0 | 0 | 208.6666 | 99.9372 | 2355.9983 | 21.9803 | 3481.3912 | 0 | 0 | 0 | 603.1403 | 1370.9865 | 0 | 0 | 0 | 0 | 0 | 0 | 0 | 0 | 33118.7893 | 0 | 6068.9157 | 0 | 0 | 0 | 0 | 0 | 0 | 0 | 0 | 52624.4275 | 52624.4275 | 13436.7224 | 13436.7224 | 0 | 39187.7051 | 0 | 2380.7503 | 0 | 8933.9571 | 0 | 5210.5403 | 0 | 8933.9571 | 0 | 4596.29 | 0 | 8933.9571 | 0 | 5481.8466 | 0 | 8933.9571 | 0 | 11314.7074 | 14144.4974 | 13530.2472 | 14415.8037
165090 | 242.131 | 1138 | 2 | Standard Efficiency | None | None | Electric, 100% Usage | None | 200-300% | 12 | None | 10 to 19 Unit | Multifamily with 5+ units, 1-3 stories | Multi-Family with 5+ Units | 1000-1499 | 0-1499 | 3 | Natural Gas | 100% Conditioned | Central AC | None | Natural Gas Fuel Furnace | None | 60000-69999 | 100% Incandescent | Occupied | 1980s | Natural Gas | Yes | 67.9925 | 0 | 0 | 504.6684 | 2195.3954 | 0 | 0 | 167.0505 | 0 | 0 | 0 | 0 | 0 | 156.793 | 0 | 1465.0623 | 16.412 | 2166.6744 | 0 | 0 | 0 | 474.4821 | 434.0383 | 0 | 0 | 0 | 0 | 0 | 0 | 0 | 0 | 7921.1249 | 0 | 4750.9751 | 0 | 0 | 0 | 0 | 0 | 0 | 0 | 0 | 20320.6688 | 20320.6688 | 7648.5688 | 7648.5688 | 0 | 12672.1 | 0 | 1308.8367 | 0 | 2888.9765 | 0 | 2857.6573 | 0 | 2888.9765 | 0 | 2527.5691 | 0 | 2888.9765 | 0 | 3011.3657 | 0 | 2888.9765 | 0 | 4197.8132 | 5746.6339 | 5416.5456 | 5900.3422
165102 | 242.131 | 1138 | 2 | Standard Efficiency | Gas, 80% Usage | EnergyStar, 80% Usage | Gas, 80% Usage | 318 Rated kWh, 80% Usage | 300-400% | 8 | None | 5 to 9 Unit | Multifamily with 5+ units, 1-3 stories | Multi-Family with 5+ Units | 1000-1499 | 0-1499 | 2 | Natural Gas | 40% Conditioned | Room AC | Heating Only | Natural Gas Shared Heating | Boiler Baseboards Heating Only, Natural Gas | 40000-44999 | 100% Incandescent | Occupied | 1970s | Natural Gas | Yes | 67.9925 | 20.808 | 13.4813 | 0 | 1501.6962 | 51.5805 | 0 | 140.381 | 0 | 0 | 0 | 0 | 0 | 156.793 | 0 | 1465.0623 | 16.412 | 790.7057 | 0 | 0 | 0 | 19.0496 | 434.0383 | 0 | 0 | 0 | 0 | 275.1937 | 0 | 0 | 0 | 17886.1274 | 0 | 2147.3317 | 0 | 0 | 555.9558 | 0 | 0 | 0 | 0 | 0 | 25542.6091 | 25542.6091 | 4678.0004 | 4678.0004 | 0 | 20864.6087 | 0 | 788.647 | 0 | 4756.7193 | 0 | 1729.8929 | 0 | 4756.7193 | 0 | 1531.751 | 0 | 4756.7193 | 0 | 1817.5777 | 0 | 4756.7193 | 0 | 5545.3663 | 6486.6122 | 6288.4704 | 6574.2971
165103 | 242.131 | 1138 | 2 | None | None | None | Electric, 80% Usage | None | 0-100% | 8 | None | 5 to 9 Unit | Multifamily with 5+ units, 1-3 stories | Multi-Family with 5+ Units | 1000-1499 | 0-1499 | 2 | Electricity | 100% Conditioned | Heat Pump | None | Electricity ASHP | None | <10000 | 100% CFL | Vacant | 2000s | Electricity | Yes | 0 | 0 | 0 | 365.7527 | 1201.2983 | 0 | 0 | 61.5449 | 48.9429 | 612.5185 | 0 | 0 | 353.1506 | 0 | 0 | 0 | 16.412 | 0 | 0 | 0 | 0 | 0 | 480.0504 | 0 | 0 | 0 | 0 | 0 | 0 | 0 | 0 | 0 | 0 | 0 | 0 | 0 | 0 | 0 | 0 | 0 | 0 | 0 | 3139.9634 | 3139.9634 | 3139.9634 | 3139.9634 | 0 | 0 | 0 | 619.7677 | 0 | 0 | 0 | 1307.3911 | 0 | 0 | 0 | 1154.1798 | 0 | 0 | 0 | 1357.3529 | 0 | 0 | 0 | 619.7677 | 1307.3911 | 1154.1798 | 1357.3529
165115 | 242.131 | 1138 | 1 | None | Electric, 100% Usage | EnergyStar, 100% Usage | Electric, 100% Usage | 318 Rated kWh, 100% Usage | 300-400% | 6 | None | 5 to 9 Unit | Multifamily with 5+ units, 1-3 stories | Multi-Family with 5+ Units | 1000-1499 | 0-1499 | 3 | Electricity | 100% Conditioned | Central AC | Heating and Cooling | Electricity Shared Heating | Fan Coil Heating and Cooling, Electricity | 50000-59999 | 100% Incandescent | Occupied | 1940s | Natural Gas | Yes | 0 | 369.8557 | 21.6873 | 29.3071 | 2346.9131 | 88.5075 | 0 | 228.5954 | 0 | 8372.4543 | 0 | 0 | 0 | 156.793 | 0 | 1465.0623 | 16.412 | 1776.3038 | 0 | 0 | 0 | 389.4915 | 434.0383 | 0 | 0 | 0 | 0 | 0 | 0 | 0 | 0 | 0 | 0 | 3428.3454 | 0 | 0 | 0 | 0 | 0 | 0 | 0 | 0 | 19124.0596 | 19124.0596 | 15695.7142 | 15695.7142 | 0 | 3428.3454 | 0 | 2813.0624 | 0 | 781.6213 | 0 | 6461.6737 | 0 | 781.6213 | 0 | 5634.4645 | 0 | 781.6213 | 0 | 6747.5308 | 0 | 781.6213 | 0 | 3594.6837 | 7243.295 | 6416.0858 | 7529.1521
165269 | 242.131 | 2631 | 3 | None | Electric, 100% Usage | Standard, 100% Usage | Electric, 100% Usage | None | 400%+ | None | 90 | Single-Family Attached | Single-Family Attached | Single-Family Attached | 2500-2999 | 2500-3999 | 2 | Electricity | 100% Conditioned | Heat Pump | None | Electricity ASHP | None | 100000-119999 | 100% CFL | Occupied | 1990s | Electricity | Yes | 0 | 705.4221 | 26.3764 | 392.4222 | 1570.2748 | 0 | 319.7405 | 858.4052 | 8055.0584 | 8990.8343 | 0 | 0 | 2186.8963 | 58.0281 | 0 | 878.6271 | 21.9803 | 2006.3645 | 0 | 0 | 0 | 389.4915 | 480.0504 | 0 | 0 | 0 | 0 | 0 | 0 | 0 | 0 | 0 | 0 | 0 | 0 | 0 | 0 | 0 | 0 | 0 | 0 | 0 | 26939.6789 | 26939.6789 | 26939.6789 | 26939.6789 | 0 | 0 | 0 | 4812.2436 | 0 | 0 | 0 | 11195.4866 | 0 | 0 | 0 | 9717.0812 | 0 | 0 | 0 | 11759.6072 | 0 | 0 | 0 | 4812.2436 | 11195.4866 | 9717.0812 | 11759.6072
165307 | 242.131 | 866 | 2 | Standard Efficiency | Electric, 120% Usage | Standard, 120% Usage | Electric, 120% Usage | None | 400%+ | None | 60 | Single-Family Attached | Single-Family Attached | Single-Family Attached | 750-999 | 0-1499 | 1 | Natural Gas | 100% Conditioned | Central AC | None | Natural Gas Fuel Furnace | None | 70000-79999 | 100% CFL | Occupied | 1950s | Natural Gas | Yes | 67.9925 | 662.9268 | 24.911 | 263.4709 | 1501.11 | 0 | 0 | 211.0112 | 0 | 0 | 0 | 0 | 0 | 35.7547 | 0 | 393.8875 | 16.412 | 3208.249 | 0 | 0 | 0 | 416.454 | 480.0504 | 0 | 0 | 0 | 0 | 0 | 0 | 0 | 0 | 8465.0648 | 0 | 4102.4088 | 0 | 0 | 0 | 0 | 0 | 0 | 0 | 0 | 19849.4105 | 19849.4105 | 7281.9369 | 7281.9369 | 0 | 12567.4736 | 0 | 1240.4014 | 0 | 2865.1067 | 0 | 2744.6126 | 0 | 2865.1067 | 0 | 2421.3677 | 0 | 2865.1067 | 0 | 2889.7318 | 0 | 2865.1067 | 0 | 4105.5081 | 5609.7193 | 5286.4744 | 5754.8384
165342 | 242.131 | 1220 | 3 | None | Electric, 80% Usage | EnergyStar, 80% Usage | Electric, 80% Usage | None | 300-400% | None | None | Single-Family Detached | Single-Family Detached | Single-Family Detached | 1000-1499 | 0-1499 | 1 | Natural Gas | 100% Conditioned | Central AC | None | Natural Gas Fuel Furnace | None | 60000-69999 | 100% LED | Occupied | 1970s | Natural Gas | Yes | 0 | 320.0336 | 18.7565 | 400.042 | 2837.8072 | 0 | 0 | 516.6843 | 0 | 0 | 0 | 0 | 0 | 26.9625 | 0 | 375.131 | 21.9803 | 1116.6008 | 0 | 0 | 0 | 324.4297 | 400.042 | 0 | 0 | 0 | 0 | 0 | 0 | 0 | 0 | 20719.5385 | 0 | 2658.1546 | 0 | 0 | 0 | 0 | 0 | 0 | 0 | 0 | 29735.87 | 29735.87 | 6358.1769 | 6358.1769 | 0 | 23377.6931 | 0 | 1107.4267 | 0 | 5329.6396 | 0 | 2387.6925 | 0 | 5329.6396 | 0 | 2119.4253 | 0 | 5329.6396 | 0 | 2482.5228 | 0 | 5329.6396 | 0 | 6437.0663 | 7717.3321 | 7449.0649 | 7812.1624
165569 | 242.131 | 2115 | 3 | Standard Efficiency | Electric, 120% Usage | EnergyStar, 120% Usage | Electric, 120% Usage | None | 400%+ | 323 | None | 50 or more Unit | Multifamily with 5+ units, 1-3 stories | Multi-Family with 5+ Units | 2000-2499 | 1500-2499 | 3 | Electricity | 100% Conditioned | Central AC | None | Electricity Electric Furnace | None | 50000-59999 | 100% CFL | Occupied | 2010s | Electricity | Yes | 67.9925 | 347.5823 | 20.2219 | 470.6721 | 2849.8231 | 0 | 0 | 65.3548 | 0 | 5295.7942 | 0 | 0 | 2038.6024 | 51.5805 | 0 | 737.0737 | 21.9803 | 3949.7188 | 0 | 0 | 0 | 416.454 | 480.0504 | 323.8435 | 0 | 0 | 0 | 0 | 0 | 0 | 0 | 0 | 0 | 0 | 0 | 0 | 0 | 0 | 0 | 0 | 0 | 0 | 17136.4516 | 17136.4516 | 17136.4516 | 17136.4516 | 0 | 0 | 0 | 2974.4492 | 0 | 0 | 0 | 6751.4816 | 0 | 0 | 0 | 5911.4489 | 0 | 0 | 0 | 7104.7085 | 0 | 0 | 0 | 2974.4492 | 6751.4816 | 5911.4489 | 7104.7085
165677 | 242.131 | 1202 | 3 | Standard Efficiency | None | None | Electric, 100% Usage | 318 Rated kWh, 100% Usage | 400%+ | None | 10 | Single-Family Attached | Single-Family Attached | Single-Family Attached | 1000-1499 | 0-1499 | 2 | Electricity | 100% Conditioned | Heat Pump | None | Electricity ASHP | None | 80000-99999 | 100% CFL | Occupied | 1980s | Propane | Yes | 67.9925 | 0 | 0 | 847.8546 | 3607.1187 | 88.5075 | 0 | 520.4942 | 925.2254 | 5513.546 | 0 | 0 | 0 | 40.1507 | 0 | 486.2049 | 21.9803 | 1786.8543 | 0 | 1770.7354 | 0 | 389.4915 | 727.1093 | 0 | 0 | 0 | 0 | 0 | 0 | 0 | 0 | 0 | 0 | 0 | 0 | 0 | 0 | 0 | 0 | 0 | 3482.2705 | 0 | 20275.5358 | 20275.5358 | 16793.2654 | 16793.2654 | 0 | 0 | 3482.2705 | 2855.0891 | 0 | 0 | 958.2924 | 6528.2284 | 0 | 0 | 958.2924 | 5718.0226 | 0 | 0 | 958.2924 | 6811.5068 | 0 | 0 | 958.2924 | 3813.3814 | 7486.5207 | 6676.315 | 7769.7992
165720 | 242.131 | 1202 | 2 | Standard Efficiency | Electric, 100% Usage | Standard, 100% Usage | Gas, 100% Usage | 290 Rated kWh, 100% Usage | 400%+ | None | 36 | Single-Family Attached | Single-Family Attached | Single-Family Attached | 1000-1499 | 0-1499 | 1 | Natural Gas | 100% Conditioned | Central AC | None | Natural Gas Fuel Furnace | None | 80000-99999 | 100% CFL | Occupied | 1950s | Electricity | Yes | 67.9925 | 705.129 | 26.3764 | 264.057 | 1837.8487 | 82.646 | 0 | 252.3342 | 0 | 0 | 0 | 0 | 2138.2465 | 40.1507 | 0 | 486.2049 | 16.412 | 1786.8543 | 0 | 0 | 0 | 26.6695 | 434.0383 | 0 | 0 | 0 | 0 | 0 | 0 | 0 | 0 | 11685.0366 | 0 | 0 | 0 | 0 | 781.0344 | 0 | 0 | 0 | 0 | 0 | 20630.738 | 20630.738 | 8164.96 | 8164.96 | 0 | 12466.071 | 0 | 1375.5923 | 0 | 2841.988 | 0 | 3030.3771 | 0 | 2841.988 | 0 | 2674.2586 | 0 | 2841.988 | 0 | 3210.8661 | 0 | 2841.988 | 0 | 4217.5803 | 5872.3651 | 5516.2466 | 6052.8541
165835 | 242.131 | 8194 | 4 | None | Gas, 100% Usage | EnergyStar, 100% Usage | Electric, 100% Usage | 318 Rated kWh, 100% Usage | 400%+ | None | None | Single-Family Detached | Single-Family Detached | Single-Family Detached | 4000+ | 4000+ | 2 | Natural Gas | <10% Conditioned | Room AC | None | Natural Gas Fuel Boiler | None | 200000+ | 100% Incandescent | Occupied | <1940 | Electricity | Yes | 0 | 46.8914 | 30.7725 | 0 | 2074.6501 | 134.8127 | 0 | 135.6919 | 0 | 0 | 0 | 0 | 2886.75 | 509.6506 | 0 | 7521.669 | 21.9803 | 4765.6287 | 0 | 0 | 0 | 471.2583 | 434.0383 | 0 | 0 | 0 | 0 | 622.776 | 0 | 0 | 0 | 163946.8873 | 0 | 0 | 0 | 0 | 0 | 0 | 0 | 0 | 0 | 0 | 183603.457 | 183603.457 | 19033.7937 | 19033.7937 | 0 | 164569.6633 | 0 | 3225.6269 | 0 | 37518.4951 | 0 | 7099.7983 | 0 | 37518.4951 | 0 | 6251.1764 | 0 | 37518.4951 | 0 | 7626.6735 | 0 | 37518.4951 | 0 | 40744.122 | 44618.2934 | 43769.6715 | 45145.1686
165865 | 242.131 | 885 | 2 | None | Electric, 100% Usage | EnergyStar, 100% Usage | Electric, 100% Usage | 290 Rated kWh, 100% Usage | 0-100% | None | None | Single-Family Detached | Single-Family Detached | Single-Family Detached | 750-999 | 0-1499 | 1 | Natural Gas | 100% Conditioned | Central AC | None | Natural Gas Fuel Furnace | None | 15000-19999 | 100% Incandescent | Vacant | 1980s | Natural Gas | Yes | 0 | 0 | 0 | 194.3061 | 846.0962 | 0 | 0 | 10.5506 | 0 | 0 | 0 | 0 | 0 | 0 | 0 | 0 | 16.412 | 0 | 0 | 2711.7866 | 0 | 0 | 914.0887 | 0 | 0 | 0 | 0 | 0 | 0 | 0 | 0 | 524.3041 | 0 | 860.1636 | 0 | 0 | 0 | 0 | 0 | 0 | 0 | 0 | 6077.7078 | 6077.7078 | 4693.2401 | 4693.2401 | 0 | 1384.4677 | 0 | 651.0094 | 0 | 315.6409 | 0 | 1530.3957 | 0 | 315.6409 | 0 | 1353.4144 | 0 | 315.6409 | 0 | 1618.433 | 0 | 315.6409 | 0 | 966.6502 | 1846.0366 | 1669.0553 | 1934.0739
165982 | 242.131 | 3301 | 4 | Standard Efficiency | Electric, 100% Usage | EnergyStar, 100% Usage | Electric, 100% Usage | None | 400%+ | None | None | Single-Family Detached | Single-Family Detached | Single-Family Detached | 3000-3999 | 2500-3999 | 2 | Natural Gas | 100% Conditioned | Central AC | None | Natural Gas Fuel Furnace | None | 200000+ | 100% CFL | Occupied | 2010s | Natural Gas | Yes | 67.9925 | 400.042 | 23.4457 | 702.4914 | 2445.0919 | 0 | 0 | 383.63 | 0 | 0 | 0 | 0 | 0 | 66.2341 | 24.911 | 1062.6757 | 21.9803 | 2894.956 | 0 | 0 | 0 | 405.6104 | 1356.0398 | 435.5036 | 0 | 0 | 0 | 0 | 0 | 0 | 0 | 28930.8037 | 0 | 3895.7937 | 0 | 0 | 0 | 0 | 0 | 0 | 0 | 0 | 43117.202 | 43117.202 | 10290.6045 | 10290.6045 | 0 | 32826.5975 | 0 | 1771.4932 | 0 | 7483.7752 | 0 | 3838.0986 | 0 | 7483.7752 | 0 | 3396.4031 | 0 | 7483.7752 | 0 | 4045.9995 | 0 | 7483.7752 | 0 | 9255.2684 | 11321.8738 | 10880.1782 | 11529.7746
165994 | 242.131 | 866 | 1 | Standard Efficiency, No usage | Electric, 80% Usage | EnergyStar, 80% Usage | Electric, 80% Usage | 290 Rated kWh, 80% Usage | 400%+ | None | 8 | Single-Family Attached | Single-Family Attached | Single-Family Attached | 750-999 | 0-1499 | 2 | Natural Gas | 100% Conditioned | Central AC | None | Natural Gas Fuel Furnace | None | 80000-99999 | 100% LED | Vacant | 1990s | Natural Gas | Yes | 0 | 0 | 0 | 155.6207 | 858.6982 | 0 | 0 | 16.1189 | 0 | 0 | 0 | 0 | 0 | 0 | 0 | 0 | 16.412 | 0 | 0 | 0 | 0 | 0 | 914.0887 | 0 | 0 | 0 | 0 | 0 | 0 | 0 | 0 | 1896.756 | 0 | 1411.1372 | 0 | 0 | 0 | 0 | 0 | 0 | 0 | 0 | 5268.5386 | 5268.5386 | 1960.6455 | 1960.6455 | 0 | 3307.8932 | 0 | 341.0225 | 0 | 754.1404 | 0 | 727.833 | 0 | 754.1404 | 0 | 647.2423 | 0 | 754.1404 | 0 | 759.3168 | 0 | 754.1404 | 0 | 1095.1629 | 1481.9734 | 1401.3827 | 1513.4572
166010 | 242.131 | 1690 | 3 | Standard Efficiency | Electric, 120% Usage | EnergyStar, 120% Usage | None | 318 Rated kWh, 120% Usage | 0-100% | None | None | Single-Family Detached | Single-Family Detached | Single-Family Detached | 1500-1999 | 1500-2499 | 1 | Natural Gas | 60% Conditioned | Room AC | None | Natural Gas Fuel Furnace | None | 20000-24999 | 100% LED | Occupied | 1970s | Natural Gas | Yes | 67.9925 | 1077.0362 | 63.0103 | 0 | 2107.4741 | 295.4156 | 0 | 370.4418 | 0 | 0 | 0 | 0 | 0 | 30.7725 | 16.7051 | 473.6028 | 21.9803 | 7283.4022 | 0 | 0 | 0 | 0 | 1756.0819 | 0 | 0 | 0 | 0 | 0 | 0 | 0 | 0 | 14896.2163 | 0 | 13466.0295 | 0 | 0 | 0 | 0 | 0 | 0 | 0 | 0 | 41925.8681 | 41925.8681 | 13563.6222 | 13563.6222 | 0 | 28361.9528 | 0 | 2316.6069 | 0 | 6465.9728 | 0 | 5125.2073 | 0 | 6465.9728 | 0 | 4519.6379 | 0 | 6465.9728 | 0 | 5405.4308 | 0 | 6465.9728 | 0 | 8782.5798 | 11591.1802 | 10985.6108 | 11871.4036
166080 | 242.131 | 8194 | 3 | None | Electric, 100% Usage | Standard, 100% Usage | Gas, 100% Usage | 318 Rated kWh, 100% Usage | 400%+ | None | None | Single-Family Detached | Single-Family Detached | Single-Family Detached | 4000+ | 4000+ | 2 | Natural Gas | 100% Conditioned | Central AC | None | Natural Gas Fuel Furnace | None | 200000+ | 100% LED | Occupied | 2000s | Natural Gas | Yes | 0 | 762.864 | 28.4279 | 816.2029 | 2672.8082 | 97.5927 | 0 | 1477.6643 | 0 | 0 | 0 | 0 | 0 | 84.9906 | 16.7051 | 1837.8487 | 21.9803 | 4450.8703 | 0 | 3910.7404 | 0 | 27.8418 | 727.1093 | 0 | 0 | 0 | 0 | 0 | 0 | 0 | 0 | 58682.7926 | 0 | 4256.2711 | 0 | 0 | 813.5653 | 0 | 0 | 0 | 0 | 0 | 80685.9824 | 80685.9824 | 16933.6464 | 16933.6464 | 0 | 63752.336 | 0 | 2722.0944 | 0 | 14534.2362 | 0 | 6096.2393 | 0 | 14534.2362 | 0 | 5378.6144 | 0 | 14534.2362 | 0 | 6467.7001 | 0 | 14534.2362 | 0 | 17256.3307 | 20630.4755 | 19912.8506 | 21001.9364
166097 | 242.131 | 8194 | 5 | Standard Efficiency | Electric, 120% Usage | Standard, 120% Usage | Electric, 120% Usage | None | 400%+ | None | None | Single-Family Detached | Single-Family Detached | Single-Family Detached | 4000+ | 4000+ | 2 | Electricity | 40% Conditioned | Room AC | None | Electricity Electric Furnace | None | 180000-199999 | 100% Incandescent | Occupied | <1940 | Electricity | Yes | 67.9925 | 1484.405 | 55.6835 | 0 | 2836.3418 | 0 | 0 | 715.0934 | 0 | 30598.6712 | 0 | 0 | 7291.9013 | 509.6506 | 0 | 7521.669 | 27.2556 | 10161.0671 | 0 | 0 | 0 | 644.7564 | 1160.8545 | 0 | 0 | 0 | 0 | 0 | 0 | 0 | 0 | 0 | 0 | 0 | 0 | 0 | 0 | 0 | 0 | 0 | 0 | 0 | 63075.3418 | 63075.3418 | 63075.3418 | 63075.3418 | 0 | 0 | 0 | 11122.1439 | 0 | 0 | 0 | 25747.2977 | 0 | 0 | 0 | 22420.0231 | 0 | 0 | 0 | 27203.708 | 0 | 0 | 0 | 11122.1439 | 25747.2977 | 22420.0231 | 27203.708
166176 | 242.131 | 8194 | 5 | None | Electric, 100% Usage | EnergyStar, 100% Usage | Electric, 100% Usage | 290 Rated kWh, 100% Usage | 400%+ | None | None | Single-Family Detached | Single-Family Detached | Single-Family Detached | 4000+ | 4000+ | 2 | Natural Gas | 20% Conditioned | Room AC | None | Natural Gas Fuel Boiler | None | 120000-139999 | 100% Incandescent | Occupied | <1940 | Natural Gas | Yes | 0 | 773.1215 | 45.1329 | 0 | 2008.7091 | 195.1853 | 0 | 92.6105 | 0 | 0 | 0 | 0 | 0 | 509.6506 | 0 | 7521.669 | 27.2556 | 5395.1453 | 0 | 0 | 0 | 603.1403 | 434.0383 | 0 | 0 | 0 | 0 | 0 | 0 | 0 | 0 | 36688.395 | 0 | 7080.304 | 0 | 0 | 0 | 0 | 0 | 0 | 0 | 0 | 61374.6504 | 61374.6504 | 17605.9515 | 17605.9515 | 0 | 43768.6989 | 0 | 3017.2361 | 0 | 9978.349 | 0 | 6648.9429 | 0 | 9978.349 | 0 | 5849.3326 | 0 | 9978.349 | 0 | 7113.1439 | 0 | 9978.349 | 0 | 12995.5851 | 16627.292 | 15827.6816 | 17091.493
166230 | 242.131 | 853 | 2 | Standard Efficiency | None | None | Gas, 120% Usage | None | 400%+ | 16 | None | 10 to 19 Unit | Multifamily with 5+ units, 1-3 stories | Multi-Family with 5+ Units | 750-999 | 0-1499 | 2 | Natural Gas | 100% Conditioned | Central AC | Heating Only | Natural Gas Shared Heating | Boiler Baseboards Heating Only, Natural Gas | 80000-99999 | 100% CFL | Occupied | 1970s | Natural Gas | Yes | 67.9925 | 0 | 0 | 364.5804 | 1627.1306 | 0 | 319.7405 | 57.735 | 0 | 0 | 0 | 0 | 0 | 35.7547 | 0 | 390.3707 | 16.412 | 3323.1329 | 0 | 0 | 0 | 31.9447 | 434.0383 | 0 | 0 | 0 | 0 | 0 | 0 | 0 | 0 | 4869.962 | 0 | 5422.694 | 0 | 0 | 937.2413 | 0 | 0 | 0 | 0 | 0 | 17899.3156 | 17899.3156 | 6669.4183 | 6669.4183 | 0 | 11229.8973 | 0 | 1124.0495 | 0 | 2560.2146 | 0 | 2474.3105 | 0 | 2560.2146 | 0 | 2187.5018 | 0 | 2560.2146 | 0 | 2600.2931 | 0 | 2560.2146 | 0 | 3684.2641 | 5034.5251 | 4747.7164 | 5160.5077
166318 | 242.131 | 617 | 2 | Standard Efficiency, No usage | None | None | Electric, 120% Usage | None | 400%+ | 8 | None | 5 to 9 Unit | Multifamily with 5+ units, 1-3 stories | Multi-Family with 5+ Units | 500-749 | 0-1499 | 1 | Electricity | 100% Conditioned | Central AC | None | Electricity Electric Furnace | None | 70000-79999 | 100% Incandescent | Vacant | 1990s | Electricity | Yes | 0 | 0 | 0 | 101.9887 | 722.1271 | 0 | 0 | 27.5487 | 0 | 1217.1242 | 0 | 0 | 345.5308 | 0 | 0 | 0 | 16.412 | 0 | 0 | 0 | 0 | 0 | 434.0383 | 0 | 0 | 0 | 0 | 0 | 0 | 0 | 0 | 0 | 0 | 0 | 0 | 0 | 0 | 0 | 0 | 0 | 0 | 0 | 2864.4766 | 2864.4766 | 2864.4766 | 2864.4766 | 0 | 0 | 0 | 523.8116 | 0 | 0 | 0 | 1187.7833 | 0 | 0 | 0 | 1037.4773 | 0 | 0 | 0 | 1228.1834 | 0 | 0 | 0 | 523.8116 | 1187.7833 | 1037.4773 | 1228.1834
166376 | 242.131 | 2663 | 5 | Standard Efficiency | Electric, 120% Usage | EnergyStar, 120% Usage | Electric, 120% Usage | 318 Rated kWh, 120% Usage | 300-400% | None | None | Single-Family Detached | Single-Family Detached | Single-Family Detached | 2500-2999 | 2500-3999 | 2 | Electricity | 60% Conditioned | Central AC | None | Electricity Electric Furnace | None | 50000-59999 | 100% Incandescent | Occupied | 1980s | Electricity | Yes | 67.9925 | 480.0504 | 28.1348 | 167.9297 | 2684.531 | 117.2284 | 319.7405 | 368.9765 | 0 | 15786.2732 | 0 | 0 | 4038.8124 | 233.2846 | 99.9372 | 2774.2107 | 27.2556 | 5384.3017 | 0 | 0 | 0 | 486.498 | 400.042 | 0 | 0 | 0 | 0 | 0 | 0 | 0 | 0 | 0 | 0 | 0 | 0 | 0 | 0 | 0 | 0 | 0 | 0 | 0 | 33464.9063 | 33464.9063 | 33464.9063 | 33464.9063 | 0 | 0 | 0 | 5803.9775 | 0 | 0 | 0 | 13390.2209 | 0 | 0 | 0 | 11667.3084 | 0 | 0 | 0 | 14170.682 | 0 | 0 | 0 | 5803.9775 | 13390.2209 | 11667.3084 | 14170.682
166482 | 242.131 | 13414 | 3 | Standard Efficiency | Electric, 120% Usage | EnergyStar, 120% Usage | Electric, 120% Usage | None | 400%+ | None | 7 | Single-Family Attached | Single-Family Attached | Single-Family Attached | 4000+ | 4000+ | 2 | Electricity | 60% Conditioned | Central AC | None | Electricity Electric Furnace | None | 200000+ | 100% CFL | Occupied | 1970s | Electricity | Yes | 67.9925 | 444.0027 | 25.7903 | 556.542 | 4962.8655 | 0 | 0 | 1152.3554 | 0 | 48946.3855 | 0 | 0 | 3523.0073 | 192.5477 | 0 | 3839.5241 | 21.9803 | 7325.0183 | 0 | 0 | 0 | 467.4484 | 434.0383 | 0 | 0 | 0 | 0 | 0 | 0 | 0 | 0 | 0 | 0 | 0 | 0 | 0 | 0 | 0 | 0 | 0 | 0 | 0 | 71960.0844 | 71960.0844 | 71960.0844 | 71960.0844 | 0 | 0 | 0 | 12635.7471 | 0 | 0 | 0 | 28851.0697 | 0 | 0 | 0 | 26008.3569 | 0 | 0 | 0 | 31495.5114 | 0 | 0 | 0 | 12635.7471 | 28851.0697 | 26008.3569 | 31495.5114
166483 | 242.131 | 1690 | 2 | None | Electric, 100% Usage | EnergyStar, 100% Usage | Electric, 100% Usage | None | 400%+ | None | None | Single-Family Detached | Single-Family Detached | Single-Family Detached | 1500-1999 | 1500-2499 | 1 | Fuel Oil | 100% Conditioned | Central AC | None | Fuel Oil Fuel Furnace | None | 160000-179999 | 100% Incandescent | Occupied | 1990s | Electricity | Yes | 0 | 400.042 | 23.4457 | 520.4942 | 3047.0599 | 0 | 0 | 101.6957 | 0 | 0 | 0 | 0 | 1965.3346 | 184.6348 | 0 | 1938.9582 | 16.412 | 2382.6678 | 0 | 0 | 0 | 405.6104 | 868.0765 | 0 | 0 | 5262.6772 | 0 | 0 | 1570.2748 | 0 | 0 | 0 | 0 | 0 | 0 | 0 | 0 | 0 | 0 | 0 | 0 | 0 | 18686.7976 | 18686.7976 | 11853.8456 | 11853.8456 | 5262.6772 | 1570.2748 | 0 | 1997.1509 | 1595.6432 | 357.971 | 0 | 4386.3425 | 1595.6432 | 357.971 | 0 | 3875.9962 | 1595.6432 | 357.971 | 0 | 4631.0157 | 1595.6432 | 357.971 | 0 | 3950.765 | 6339.9567 | 5829.6104 | 6584.6299
166512 | 242.131 | 2663 | 3 | None | Electric, 80% Usage | EnergyStar, 80% Usage | Electric, 80% Usage | 290 Rated kWh, 80% Usage | 400%+ | None | None | Single-Family Detached | Single-Family Detached | Single-Family Detached | 2500-2999 | 2500-3999 | 3 | Electricity | 20% Conditioned | Room AC | None | Electricity Electric Furnace | None | 200000+ | 100% Incandescent | Occupied | <1940 | Electricity | Yes | 0 | 320.0336 | 18.7565 | 0 | 1123.9276 | 72.9747 | 319.7405 | 1188.4032 | 0 | 50850.4683 | 0 | 0 | 1303.8732 | 233.2846 | 0 | 2774.2107 | 21.9803 | 1346.0754 | 0 | 0 | 0 | 324.4297 | 434.0383 | 0 | 0 | 0 | 0 | 0 | 0 | 0 | 0 | 0 | 0 | 0 | 0 | 0 | 0 | 0 | 0 | 0 | 0 | 0 | 60331.9035 | 60331.9035 | 60331.9035 | 60331.9035 | 0 | 0 | 0 | 10457.9917 | 0 | 0 | 0 | 24862.1952 | 0 | 0 | 0 | 21529.8594 | 0 | 0 | 0 | 26389.4571 | 0 | 0 | 0 | 10457.9917 | 24862.1952 | 21529.8594 | 26389.4571
166612 | 242.131 | 8194 | 3 | Standard Efficiency | Electric, 100% Usage | Standard, 100% Usage | Gas, 100% Usage | None | 400%+ | None | None | Single-Family Detached | Single-Family Detached | Single-Family Detached | 4000+ | 4000+ | 2 | Natural Gas | 100% Conditioned | Central AC | None | Natural Gas Fuel Boiler | None | 200000+ | 100% Incandescent | Occupied | 1980s | Natural Gas | Yes | 67.9925 | 1474.1475 | 55.0974 | 2924.2631 | 11329.8345 | 0 | 0 | 74.147 | 0 | 0 | 0 | 0 | 0 | 509.6506 | 99.9372 | 7521.669 | 21.9803 | 5395.1453 | 0 | 0 | 0 | 41.323 | 434.0383 | 0 | 0 | 0 | 0 | 0 | 0 | 0 | 0 | 34441.7121 | 0 | 7121.627 | 0 | 0 | 1214.7796 | 0 | 0 | 0 | 0 | 0 | 72727.6375 | 72727.6375 | 29949.5188 | 29949.5188 | 0 | 42778.1187 | 0 | 5101.2381 | 0 | 9752.5453 | 0 | 10874.4793 | 0 | 9752.5453 | 0 | 9671.8167 | 0 | 9752.5453 | 0 | 11454.5064 | 0 | 9752.5453 | 0 | 14853.7834 | 20627.0246 | 19424.3621 | 21207.0517
166659 | 242.131 | 1690 | 3 | Standard Efficiency | Electric, 80% Usage | Standard, 80% Usage | Electric, 80% Usage | 318 Rated kWh, 80% Usage | 400%+ | None | None | Single-Family Detached | Single-Family Detached | Single-Family Detached | 1500-1999 | 1500-2499 | 2 | Electricity | 100% Conditioned | Heat Pump | None | Electricity ASHP | None | 80000-99999 | 100% CFL | Occupied | 1990s | Electricity | Yes | 67.9925 | 610.174 | 22.8595 | 664.6852 | 2071.7194 | 77.9569 | 319.7405 | 449.278 | 5915.9326 | 7515.5145 | 897.3836 | 886.54 | 1509.316 | 46.0122 | 24.911 | 620.1384 | 21.9803 | 1191.3339 | 0 | 1992.0041 | 0 | 324.4297 | 400.042 | 0 | 0 | 0 | 0 | 0 | 1570.2748 | 0 | 0 | 0 | 0 | 0 | 0 | 0 | 0 | 0 | 0 | 0 | 0 | 0 | 27200.8052 | 27200.8052 | 25630.5304 | 25630.5304 | 0 | 1570.2748 | 0 | 4452.6392 | 0 | 357.971 | 0 | 10261.7417 | 0 | 357.971 | 0 | 8947.4288 | 0 | 357.971 | 0 | 10820.3308 | 0 | 357.971 | 0 | 4810.6102 | 10619.7128 | 9305.3998 | 11178.3018
166672 | 242.131 | 1690 | 3 | Standard Efficiency | Electric, 100% Usage | EnergyStar, 100% Usage | Electric, 100% Usage | 290 Rated kWh, 100% Usage | 400%+ | None | None | Single-Family Detached | Single-Family Detached | Single-Family Detached | 1500-1999 | 1500-2499 | 2 | Natural Gas | 80% Conditioned | Central AC | None | Natural Gas Fuel Wall/Floor Furnace | None | 80000-99999 | 100% LED | Occupied | 1950s | Natural Gas | Yes | 67.9925 | 524.5972 | 30.7725 | 575.0054 | 2930.7107 | 125.7275 | 319.7405 | 0 | 0 | 0 | 0 | 0 | 0 | 30.7725 | 0 | 473.6028 | 21.9803 | 2697.4261 | 0 | 0 | -3708.5213 | 471.2583 | 434.0383 | 0 | 0 | 0 | 0 | 0 | 0 | 0 | 0 | 50442.8064 | 0 | 4975.7606 | 0 | 0 | 0 | 0 | 0 | 0 | 0 | 0 | 60413.6704 | 64122.1917 | 4995.3964 | 8703.9177 | 0 | 55418.274 | 0 | 1094.3973 | 0 | 12634.2417 | 0 | 2195.2047 | 0 | 12634.2417 | 0 | 1948.7235 | 0 | 12634.2417 | 0 | 2280.5391 | 0 | 12634.2417 | 0 | 13728.639 | 14829.4464 | 14582.9652 | 14914.7807
166703 | 242.131 | 1690 | 3 | Standard Efficiency | Electric, 100% Usage | EnergyStar, 100% Usage | Electric, 100% Usage | 290 Rated kWh, 100% Usage | 400%+ | None | None | Single-Family Detached | Single-Family Detached | Single-Family Detached | 1500-1999 | 1500-2499 | 1 | Electricity | 100% Conditioned | Heat Pump | None | Electricity ASHP | None | 70000-79999 | 100% LED | Occupied | 1990s | Natural Gas | Yes | 67.9925 | 396.8182 | 23.4457 | 1122.1691 | 4452.0426 | 91.1451 | 0 | 370.1488 | 605.4848 | 3802.3041 | 897.3836 | 886.54 | 0 | 30.7725 | 0 | 473.6028 | 21.9803 | 2382.6678 | 0 | 0 | 0 | 405.6104 | 434.0383 | 0 | 0 | 0 | 0 | 0 | 0 | 0 | 0 | 0 | 0 | 3890.5185 | 0 | 0 | 0 | 0 | 0 | 0 | 0 | 0 | 20354.372 | 20354.372 | 16464.1466 | 16464.1466 | 0 | 3890.5185 | 0 | 2930.4866 | 0 | 886.9246 | 0 | 6494.2035 | 0 | 886.9246 | 0 | 5713.1129 | 0 | 886.9246 | 0 | 6771.1271 | 0 | 886.9246 | 0 | 3817.4112 | 7381.1281 | 6600.0375 | 7658.0517
166717 | 242.131 | 1690 | 3 | Standard Efficiency | None | EnergyStar, 80% Usage | Electric, 80% Usage | 290 Rated kWh, 80% Usage | 400%+ | None | None | Single-Family Detached | Single-Family Detached | Single-Family Detached | 1500-1999 | 1500-2499 | 1 | Other Fuel | 20% Conditioned | Room AC | None | None | None | 80000-99999 | 100% CFL | Occupied | 1970s | Natural Gas | Yes | 67.9925 | 0 | 18.7565 | 0 | 651.2039 | 72.9747 | 0 | 0 | 0 | 0 | 897.3836 | 886.54 | 0 | 46.0122 | 24.911 | 620.1384 | 21.9803 | 1191.3339 | 0 | 0 | 0 | 324.4297 | 480.0504 | 351.6853 | 0 | 0 | 0 | 0 | 0 | 0 | 0 | 0 | 0 | 2984.0496 | 0 | 0 | 0 | 0 | 0 | 0 | 0 | 0 | 8640.0282 | 8640.0282 | 5655.9786 | 5655.9786 | 0 | 2984.0496 | 0 | 985.7832 | 0 | 680.3346 | 0 | 2148.7909 | 0 | 680.3346 | 0 | 1895.7476 | 0 | 680.3346 | 0 | 2284.9893 | 0 | 680.3346 | 0 | 1666.1178 | 2829.1255 | 2576.0822 | 2965.3238
166779 | 242.131 | 1675 | 3 | None | Electric, 80% Usage | Standard, 80% Usage | Electric, 80% Usage | None | 200-300% | None | 12 | Single-Family Attached | Single-Family Attached | Single-Family Attached | 1500-1999 | 1500-2499 | 2 | Natural Gas | 100% Conditioned | Central AC | None | Natural Gas Fuel Furnace | None | 70000-79999 | 100% LED | Occupied | 2000s | Natural Gas | Yes | 0 | 931.0868 | 34.8755 | 470.9652 | 2157.8823 | 0 | 0 | 263.764 | 0 | 0 | 0 | 0 | 0 | 30.4794 | 0 | 470.6721 | 21.9803 | 1126.2721 | 0 | 0 | 0 | 413.5233 | 434.0383 | 0 | 0 | 0 | 0 | 0 | 0 | 0 | 0 | 14533.3944 | 0 | 3514.5083 | 0 | 0 | 0 | 0 | 0 | 0 | 0 | 0 | 24403.4419 | 24403.4419 | 6355.5392 | 6355.5392 | 0 | 18047.9026 | 0 | 1158.6096 | 0 | 4114.5287 | 0 | 2458.9632 | 0 | 4114.5287 | 0 | 2177.8317 | 0 | 4114.5287 | 0 | 2586.4975 | 0 | 4114.5287 | 0 | 5273.1383 | 6573.4919 | 6292.3604 | 6701.0262
166813 | 242.131 | 3301 | 4 | None | Electric, 100% Usage | EnergyStar, 100% Usage | Gas, 100% Usage | None | 200-300% | None | None | Single-Family Detached | Single-Family Detached | Single-Family Detached | 3000-3999 | 2500-3999 | 1 | Natural Gas | 60% Conditioned | Central AC | None | Natural Gas Fuel Furnace | None | 45000-49999 | 100% Incandescent | Occupied | 1980s | Natural Gas | Yes | 0 | 400.042 | 23.4457 | 544.8191 | 2960.3109 | 0 | 319.7405 | 1035.127 | 0 | 0 | 0 | 0 | 0 | 264.9362 | 99.9372 | 3321.9606 | 21.9803 | 2894.956 | 0 | 0 | 0 | 27.8418 | 434.0383 | 0 | 0 | 0 | 0 | 0 | 0 | 0 | 0 | 41511.1725 | 0 | 3780.6168 | 0 | 0 | 813.5653 | 0 | 0 | 0 | 0 | 0 | 58454.4903 | 58454.4903 | 12349.1357 | 12349.1357 | 0 | 46105.3546 | 0 | 2137.9859 | 0 | 10511.076 | 0 | 4653.7783 | 0 | 10511.076 | 0 | 4107.2404 | 0 | 10511.076 | 0 | 4934.8654 | 0 | 10511.076 | 0 | 12649.0619 | 15164.8544 | 14618.3164 | 15445.9415
166845 | 242.131 | 1220 | 2 | None | Electric, 100% Usage | EnergyStar, 100% Usage | Electric, 100% Usage | 318 Rated kWh, 100% Usage | 200-300% | None | None | Single-Family Detached | Single-Family Detached | Single-Family Detached | 1000-1499 | 0-1499 | 1 | Fuel Oil | 100% Conditioned | Central AC | None | Fuel Oil Fuel Furnace | None | 40000-44999 | 100% Incandescent | Occupied | 1950s | Electricity | Yes | 0 | 400.042 | 23.4457 | 789.8265 | 3726.6917 | 97.5927 | 0 | 392.4222 | 0 | 0 | 0 | 0 | 2162.8645 | 160.896 | 0 | 1535.3993 | 16.412 | 2233.2016 | 0 | 0 | 0 | 405.6104 | 434.0383 | 0 | 0 | 18561.3631 | 0 | 0 | 0 | 0 | 0 | 0 | 0 | 0 | 0 | 0 | 0 | 0 | 0 | 0 | 0 | 0 | 30940.099 | 30940.099 | 12378.4428 | 12378.4428 | 18561.3631 | 0 | 0 | 2086.329 | 5627.8185 | 0 | 0 | 4507.1396 | 5627.8185 | 0 | 0 | 3992.7981 | 5627.8185 | 0 | 0 | 4790.9283 | 5627.8185 | 0 | 0 | 7714.1475 | 10134.9581 | 9620.6166 | 10418.7469
166851 | 242.131 | 2663 | 4 | Standard Efficiency | Electric, 100% Usage | EnergyStar, 100% Usage | Gas, 100% Usage | 318 Rated kWh, 100% Usage | 400%+ | None | None | Single-Family Detached | Single-Family Detached | Single-Family Detached | 2500-2999 | 2500-3999 | 1 | Natural Gas | 60% Conditioned | Central AC | None | Natural Gas Fuel Furnace | None | 200000+ | 100% CFL | Occupied | 1970s | Natural Gas | Yes | 67.9925 | 773.1215 | 45.1329 | 142.1395 | 2030.1033 | 208.9597 | 0 | 1683.1072 | 0 | 0 | 0 | 0 | 0 | 58.3211 | 0 | 887.4192 | 21.9803 | 3636.4258 | 0 | 0 | 0 | 41.323 | 434.0383 | 0 | 0 | 0 | 0 | 0 | 0 | 0 | 0 | 67681.5398 | 0 | 5852.3362 | 0 | 0 | 1214.7796 | 0 | 0 | 0 | 0 | 0 | 84778.7199 | 84778.7199 | 10030.3574 | 10030.3574 | 0 | 74748.6556 | 0 | 1742.9037 | 0 | 17041.1229 | 0 | 3831.9529 | 0 | 17041.1229 | 0 | 3376.904 | 0 | 17041.1229 | 0 | 4057.0195 | 0 | 17041.1229 | 0 | 18784.0266 | 20873.0758 | 20418.0269 | 21098.1424
166857 | 242.131 | 617 | 1 | Standard Efficiency, No usage | Gas, 100% Usage | EnergyStar, 100% Usage | Electric, 100% Usage | 318 Rated kWh, 100% Usage | 200-300% | None | 5 | Single-Family Attached | Single-Family Attached | Single-Family Attached | 500-749 | 0-1499 | 3 | Natural Gas | 100% Conditioned | Central AC | None | Natural Gas Fuel Furnace | None | 35000-39999 | 100% LED | Vacant | <1940 | Natural Gas | Yes | 0 | 0 | 0 | 388.3192 | 1820.5575 | 0 | 0 | 114.2977 | 0 | 0 | 0 | 0 | 0 | 0 | 0 | 0 | 16.412 | 0 | 0 | 0 | 0 | 0 | 434.0383 | 0 | 0 | 0 | 0 | 0 | 0 | 0 | 0 | 5357.9253 | 0 | 1637.3881 | 0 | 0 | 0 | 0 | 0 | 0 | 0 | 0 | 9768.6449 | 9768.6449 | 2773.3315 | 2773.3315 | 0 | 6995.3134 | 0 | 473.5858 | 0 | 1594.8004 | 0 | 987.3159 | 0 | 1594.8004 | 0 | 884.0316 | 0 | 1594.8004 | 0 | 1025.1342 | 0 | 1594.8004 | 0 | 2068.3862 | 2582.1163 | 2478.832 | 2619.9346
166919 | 242.131 | 1138 | 2 | Standard Efficiency | None | None | Electric, 120% Usage | None | 300-400% | 12 | None | 10 to 19 Unit | Multifamily with 5+ units, 1-3 stories | Multi-Family with 5+ Units | 1000-1499 | 0-1499 | 3 | Electricity | 100% Conditioned | Central AC | None | Electricity Baseboard | None | 50000-59999 | 100% CFL | Occupied | 1990s | Electricity | Yes | 67.9925 | 0 | 0 | 1551.5182 | 6016.1629 | 0 | 0 | 0 | 0 | 8971.1985 | 0 | 0 | 3275.0692 | 39.2715 | 0 | 468.6206 | 16.412 | 3552.9006 | 0 | 0 | 0 | 467.4484 | 434.0383 | 0 | 0 | 0 | 0 | 0 | 0 | 0 | 0 | 0 | 0 | 0 | 0 | 0 | 0 | 0 | 0 | 0 | 0 | 0 | 24860.6327 | 24860.6327 | 24860.6327 | 24860.6327 | 0 | 0 | 0 | 4235.8116 | 0 | 0 | 0 | 9490.9808 | 0 | 0 | 0 | 8338.9623 | 0 | 0 | 0 | 10090.5533 | 0 | 0 | 0 | 4235.8116 | 9490.9808 | 8338.9623 | 10090.5533
166977 | 242.131 | 617 | 2 | Standard Efficiency | None | None | Electric, 100% Usage | 318 Rated kWh, 100% Usage | 0-100% | 8 | None | 5 to 9 Unit | Multifamily with 5+ units, 1-3 stories | Multi-Family with 5+ Units | 500-749 | 0-1499 | 2 | Electricity | 60% Conditioned | Room AC | Heating Only | Electricity Shared Heating | Boiler Baseboards Heating Only, Electricity | 10000-14999 | 100% CFL | Occupied | 1970s | Electricity | No | 67.9925 | 0 | 0 | 0 | 575.8847 | 88.5075 | 0 | 112.5393 | 0 | 3704.4183 | 0 | 0 | 1845.4685 | 32.824 | 0 | 325.602 | 16.412 | 1566.4649 | 0 | 0 | 0 | 389.4915 | 434.0383 | 0 | 0 | 0 | 0 | 0 | 0 | 0 | 0 | 0 | 0 | 0 | 0 | 0 | 0 | 0 | 0 | 0 | 0 | 0 | 9159.9363 | 9159.9363 | 9159.9363 | 9159.9363 | 0 | 0 | 0 | 1591.2292 | 0 | 0 | 0 | 3650.7745 | 0 | 0 | 0 | 3184.252 | 0 | 0 | 0 | 3866.6346 | 0 | 0 | 0 | 1591.2292 | 3650.7745 | 3184.252 | 3866.6346
166988 | 242.131 | 3301 | 4 | None | Electric, 100% Usage | Standard, 100% Usage | Electric, 100% Usage | None | 400%+ | None | None | Single-Family Detached | Single-Family Detached | Single-Family Detached | 3000-3999 | 2500-3999 | 2 | Electricity | 100% Conditioned | Heat Pump | None | Electricity ASHP | None | 140000-159999 | 100% CFL | Occupied | 1990s | Electricity | Yes | 0 | 999.9585 | 37.5131 | 1616.8731 | 4136.6982 | 0 | 0 | 446.6403 | 2583.4215 | 5837.3896 | 0 | 0 | 3383.5055 | 66.2341 | 24.911 | 1062.6757 | 21.9803 | 3209.7144 | 0 | 0 | 0 | 471.2583 | 868.0765 | 0 | 0 | 0 | 0 | 0 | 0 | 0 | 0 | 0 | 0 | 0 | 0 | 0 | 0 | 0 | 0 | 0 | 0 | 0 | 24766.5569 | 24766.5569 | 24766.5569 | 24766.5569 | 0 | 0 | 0 | 4289.8394 | 0 | 0 | 0 | 9693.4458 | 0 | 0 | 0 | 8497.0284 | 0 | 0 | 0 | 10149.3497 | 0 | 0 | 0 | 4289.8394 | 9693.4458 | 8497.0284 | 10149.3497
167031 | 242.131 | 2663 | 3 | Standard Efficiency | Electric, 80% Usage | EnergyStar, 80% Usage | Electric, 80% Usage | None | 400%+ | None | None | Single-Family Detached | Single-Family Detached | Single-Family Detached | 2500-2999 | 2500-3999 | 2 | Electricity | 60% Conditioned | Central AC | None | Electricity Electric Furnace | None | 120000-139999 | 100% LED | Occupied | 2000s | Electricity | Yes | 67.9925 | 320.0336 | 18.7565 | 55.6835 | 1728.2401 | 0 | 319.7405 | 394.7667 | 0 | 16824.3309 | 0 | 0 | 1215.9519 | 38.9785 | 16.7051 | 677.8734 | 21.9803 | 1346.0754 | 0 | 0 | 0 | 324.4297 | 1356.0398 | 0 | 0 | 0 | 0 | 0 | 0 | 0 | 0 | 0 | 0 | 0 | 0 | 0 | 0 | 0 | 0 | 0 | 0 | 0 | 24726.9923 | 24726.9923 | 24726.9923 | 24726.9923 | 0 | 0 | 0 | 4514.2878 | 0 | 0 | 0 | 10472.7584 | 0 | 0 | 0 | 9097.3815 | 0 | 0 | 0 | 11007.282 | 0 | 0 | 0 | 4514.2878 | 10472.7584 | 9097.3815 | 11007.282
167059 | 242.131 | 2176 | 3 | Standard Efficiency | Electric, 80% Usage | Standard, 80% Usage | Electric, 80% Usage | None | 400%+ | None | None | Single-Family Detached | Single-Family Detached | Single-Family Detached | 2000-2499 | 1500-2499 | 1 | Electricity | 20% Conditioned | Room AC | None | Electricity Baseboard | None | 200000+ | 100% CFL | Occupied | 1970s | Electricity | Yes | 81.7668 | 1368.935 | 51.2874 | 0 | 1146.494 | 0 | 0 | 0 | 0 | 18241.9157 | 0 | 0 | 2864.4766 | 52.1667 | 0 | 753.7788 | 21.9803 | 1898.2213 | 0 | 0 | 0 | 535.4408 | 434.0383 | 0 | 0 | 0 | 0 | 0 | 0 | 0 | 0 | 0 | 0 | 0 | 0 | 0 | 0 | 0 | 0 | 0 | 0 | 0 | 27449.9156 | 27449.9156 | 27449.9156 | 27449.9156 | 0 | 0 | 0 | 4675.6846 | 0 | 0 | 0 | 11073.262 | 0 | 0 | 0 | 9609.0205 | 0 | 0 | 0 | 11667.3918 | 0 | 0 | 0 | 4675.6846 | 11073.262 | 9609.0205 | 11667.3918
167088 | 242.131 | 1690 | 3 | Standard Efficiency | Electric, 120% Usage | EnergyStar, 120% Usage | Electric, 120% Usage | None | 300-400% | None | None | Single-Family Detached | Single-Family Detached | Single-Family Detached | 1500-1999 | 1500-2499 | 1 | Electricity | 100% Conditioned | Heat Pump | None | Electricity ASHP | None | 40000-44999 | 100% CFL | Occupied | 1980s | Electricity | Yes | 67.9925 | 330.8772 | 19.3427 | 330.8772 | 1380.9509 | 0 | 0 | 380.9924 | 1154.4069 | 3993.3864 | 0 | 0 | 1828.1773 | 46.0122 | 24.911 | 620.1384 | 21.9803 | 4135.8189 | 0 | 0 | 0 | 407.3688 | 868.0765 | 0 | 0 | 0 | 0 | 0 | 0 | 0 | 0 | 0 | 0 | 0 | 0 | 0 | 0 | 0 | 0 | 0 | 0 | 0 | 15611.8959 | 15611.8959 | 15611.8959 | 15611.8959 | 0 | 0 | 0 | 2719.2722 | 0 | 0 | 0 | 6231.08 | 0 | 0 | 0 | 5445.7298 | 0 | 0 | 0 | 6502.8059 | 0 | 0 | 0 | 2719.2722 | 6231.08 | 5445.7298 | 6502.8059
167129 | 242.131 | 1138 | 1 | Standard Efficiency | Electric, 100% Usage | Standard, 100% Usage | Gas, 100% Usage | None | 300-400% | 11 | None | 10 to 19 Unit | Multifamily with 5+ units, 4-7 stories | Multi-Family with 5+ Units | 1000-1499 | 0-1499 | 5 | Natural Gas | 100% Conditioned | Central AC | Heating and Cooling | Natural Gas Shared Heating | Fan Coil Heating and Cooling, Natural Gas | 45000-49999 | 100% CFL | Occupied | <1940 | Natural Gas | No | 67.9925 | 552.439 | 20.808 | 34.5824 | 2911.9542 | 0 | 0 | 206.322 | 0 | 0 | 0 | 0 | 0 | 39.2715 | 0 | 468.6206 | 16.412 | 1581.1184 | 0 | 0 | 0 | 23.7388 | 434.0383 | 0 | 0 | 0 | 0 | 0 | 0 | 0 | 0 | 17984.0131 | 0 | 2948.588 | 0 | 0 | 694.8715 | 0 | 0 | 0 | 0 | 0 | 27984.4773 | 27984.4773 | 6357.0046 | 6357.0046 | 0 | 21627.4727 | 0 | 1059.7056 | 0 | 4930.5962 | 0 | 2248.153 | 0 | 4930.5962 | 0 | 2000.3619 | 0 | 4930.5962 | 0 | 2396.2763 | 0 | 4930.5962 | 0 | 5990.3019 | 7178.7493 | 6930.9581 | 7326.8726
167149 | 242.131 | 1220 | 2 | None | Electric, 80% Usage | EnergyStar, 80% Usage | Electric, 80% Usage | None | 300-400% | None | None | Single-Family Detached | Single-Family Detached | Single-Family Detached | 1000-1499 | 0-1499 | 1 | Electricity | 40% Conditioned | Room AC | None | Electricity Baseboard | None | 60000-69999 | 100% CFL | Occupied | <1940 | Natural Gas | Yes | 0 | 320.0336 | 18.7565 | 0 | 1691.3131 | 0 | 0 | 0 | 0 | 14066.2391 | 0 | 0 | 0 | 40.1507 | 0 | 491.1871 | 16.412 | 1116.6008 | 0 | 0 | 0 | 324.4297 | 434.0383 | 327.0673 | 0 | 0 | 0 | 0 | 0 | 0 | 0 | 0 | 0 | 2481.7258 | 0 | 0 | 0 | 0 | 0 | 0 | 0 | 0 | 21328.2471 | 21328.2471 | 18846.8144 | 18846.8144 | 0 | 2481.7258 | 0 | 3356.623 | 0 | 565.7585 | 0 | 7835.0552 | 0 | 565.7585 | 0 | 6798.8402 | 0 | 565.7585 | 0 | 8257.2817 | 0 | 565.7585 | 0 | 3922.3815 | 8400.8137 | 7364.5987 | 8823.0402
167155 | 242.131 | 1138 | 2 | Standard Efficiency | None | None | Electric, 100% Usage | None | 400%+ | 12 | None | 10 to 19 Unit | Multifamily with 5+ units, 4-7 stories | Multi-Family with 5+ Units | 1000-1499 | 0-1499 | 5 | Natural Gas | 20% Conditioned | Room AC | None | Natural Gas Fuel Furnace | None | 60000-69999 | 100% CFL | Occupied | 1950s | Electricity | No | 67.9925 | 0 | 0 | 0 | 559.4727 | 0 | 0 | 247.352 | 0 | 0 | 0 | 0 | 1213.6073 | 39.2715 | 0 | 468.6206 | 16.412 | 1581.4115 | 0 | 0 | 0 | 346.9961 | 434.0383 | 0 | 0 | 0 | 0 | 0 | 0 | 0 | 0 | 9944.4875 | 0 | 0 | 0 | 0 | 0 | 0 | 0 | 0 | 0 | 0 | 14919.662 | 14919.662 | 4975.1745 | 4975.1745 | 0 | 9944.4875 | 0 | 834.135 | 0 | 2267.1286 | 0 | 1870.7955 | 0 | 2267.1286 | 0 | 1645.0226 | 0 | 2267.1286 | 0 | 1984.292 | 0 | 2267.1286 | 0 | 3101.2637 | 4137.9241 | 3912.1512 | 4251.4206
167299 | 242.131 | 617 | 1 | Standard Efficiency | Electric, 100% Usage | EnergyStar, 100% Usage | Electric, 100% Usage | None | 0-100% | 8 | None | 5 to 9 Unit | Multifamily with 5+ units, 1-3 stories | Multi-Family with 5+ Units | 500-749 | 0-1499 | 2 | Electricity | 60% Conditioned | Room AC | Heating Only | Electricity Shared Heating | Boiler Baseboards Heating Only, Electricity | 10000-14999 | 100% Incandescent | Occupied | 1970s | Electricity | No | 81.7668 | 450.1572 | 26.3764 | 0 | 897.0905 | 0 | 0 | 80.8876 | 0 | 3093.6582 | 0 | 0 | 2289.1781 | 130.7097 | 0 | 1017.8358 | 16.412 | 1761.6502 | 0 | 0 | 0 | 431.9868 | 434.0383 | 318.5683 | 0 | 0 | 0 | 0 | 0 | 0 | 0 | 0 | 0 | 0 | 0 | 0 | 0 | 0 | 0 | 0 | 0 | 0 | 11030.3159 | 11030.3159 | 11030.3159 | 11030.3159 | 0 | 0 | 0 | 1933.5658 | 0 | 0 | 0 | 4398.4816 | 0 | 0 | 0 | 3842.6096 | 0 | 0 | 0 | 4651.3698 | 0 | 0 | 0 | 1933.5658 | 4398.4816 | 3842.6096 | 4651.3698
167306 | 242.131 | 2176 | 4 | None | Electric, 80% Usage | Standard, 80% Usage | Electric, 80% Usage | 318 Rated kWh, 80% Usage | 300-400% | None | None | Single-Family Detached | Single-Family Detached | Single-Family Detached | 2000-2499 | 1500-2499 | 1 | Fuel Oil | 40% Conditioned | Room AC | None | Fuel Oil Fuel Boiler | None | 100000-119999 | 100% Incandescent | Occupied | 1950s | Natural Gas | Yes | 0 | 1179.318 | 44.2537 | 0 | 2047.9806 | 167.0505 | 319.7405 | 136.278 | 0 | 0 | 0 | 0 | 0 | 208.6666 | 0 | 2355.9983 | 21.9803 | 1740.8422 | 0 | 0 | 0 | 482.6881 | 868.0765 | 0 | 0 | 18792.3032 | 0 | 0 | 0 | 0 | 0 | 0 | 0 | 3886.7085 | 0 | 0 | 0 | 0 | 0 | 0 | 0 | 0 | 32251.592 | 32251.592 | 9572.5804 | 9572.5804 | 18792.3032 | 3886.7085 | 0 | 1607.0914 | 5697.7715 | 886.0741 | 0 | 3527.8813 | 5697.7715 | 886.0741 | 0 | 3115.3971 | 5697.7715 | 886.0741 | 0 | 3750.494 | 5697.7715 | 886.0741 | 0 | 8190.937 | 10111.727 | 9699.2428 | 10334.3397
167316 | 242.131 | 3301 | 3 | Standard Efficiency | Electric, 100% Usage | Standard, 100% Usage | Electric, 100% Usage | None | 400%+ | None | None | Single-Family Detached | Single-Family Detached | Single-Family Detached | 3000-3999 | 2500-3999 | 2 | Electricity | 100% Conditioned | Heat Pump | None | Electricity ASHP | None | 200000+ | 100% Incandescent | Occupied | 1960s | Natural Gas | Yes | 67.9925 | 999.9585 | 37.5131 | 1853.6745 | 8935.4439 | 0 | 0 | 1324.3882 | 8449.2389 | 21552.1534 | 0 | 0 | 0 | 264.9362 | 99.9372 | 3321.6675 | 21.9803 | 3209.7144 | 0 | 0 | 0 | 471.2583 | 863.9735 | 0 | 0 | 0 | 0 | 0 | 0 | 0 | 0 | 0 | 0 | 5103.8327 | 0 | 0 | 0 | 0 | 0 | 0 | 0 | 0 | 56577.3701 | 56577.3701 | 51473.5374 | 51473.5374 | 0 | 5103.8327 | 0 | 9251.5203 | 0 | 1163.5724 | 0 | 21167.0553 | 0 | 1163.5724 | 0 | 18464.6295 | 0 | 1163.5724 | 0 | 22124.0599 | 0 | 1163.5724 | 0 | 10415.0927 | 22330.6277 | 19628.2019 | 23287.6323
167472 | 242.131 | 1690 | 3 | Standard Efficiency | Electric, 80% Usage | Standard, 80% Usage | Gas, 80% Usage | None | 400%+ | None | None | Single-Family Detached | Single-Family Detached | Single-Family Detached | 1500-1999 | 1500-2499 | 1 | Natural Gas | 100% Conditioned | Central AC | None | Natural Gas Fuel Boiler | None | 200000+ | 100% CFL | Occupied | 1960s | Natural Gas | Yes | 67.9925 | 989.701 | 36.927 | 1040.9884 | 4086.8761 | 0 | 0 | 111.0739 | 0 | 0 | 0 | 0 | 0 | 46.0122 | 24.911 | 620.1384 | 21.9803 | 1506.0922 | 0 | 0 | 0 | 29.6002 | 868.0765 | 0 | 0 | 0 | 0 | 0 | 0 | 0 | 0 | 21131.8895 | 0 | 3865.3143 | 0 | 0 | 864.8527 | 0 | 0 | 0 | 0 | 0 | 35312.1332 | 35312.1332 | 9450.3697 | 9450.3697 | 0 | 25861.7635 | 0 | 1664.8187 | 0 | 5895.951 | 0 | 3539.4479 | 0 | 5895.951 | 0 | 3150.0416 | 0 | 5895.951 | 0 | 3677.4221 | 0 | 5895.951 | 0 | 7560.7697 | 9435.399 | 9045.9926 | 9573.3731
167535 | 242.131 | 617 | 1 | Standard Efficiency | None | None | Gas, 80% Usage | 318 Rated kWh, 80% Usage | 0-100% | 5 | None | 5 to 9 Unit | Multifamily with 5+ units, 1-3 stories | Multi-Family with 5+ Units | 500-749 | 0-1499 | 1 | Electricity | 100% Conditioned | Heat Pump | None | Electricity ASHP | None | <10000 | 100% Incandescent | Occupied | 1980s | Electricity | Yes | 67.9925 | 0 | 0 | 364.8735 | 1495.2486 | 51.5805 | 0 | 256.4372 | 693.9923 | 2562.0273 | 0 | 0 | 842.8724 | 130.7097 | 0 | 1017.8358 | 16.412 | 685.7863 | 0 | 0 | 0 | 19.0496 | 434.0383 | 0 | 0 | 0 | 0 | 0 | 0 | 0 | 0 | 0 | 0 | 0 | 0 | 0 | 555.9558 | 0 | 0 | 0 | 0 | 0 | 9194.8118 | 9194.8118 | 8638.8559 | 8638.8559 | 0 | 555.9558 | 0 | 1535.7522 | 0 | 126.7169 | 0 | 3485.9213 | 0 | 126.7169 | 0 | 3048.1271 | 0 | 126.7169 | 0 | 3639.6978 | 0 | 126.7169 | 0 | 1662.4691 | 3612.6382 | 3174.844 | 3766.4147
167657 | 242.131 | 1675 | 4 | Standard Efficiency | Electric, 80% Usage | Standard, 80% Usage | Gas, 80% Usage | 290 Rated kWh, 80% Usage | 200-300% | None | 8 | Single-Family Attached | Single-Family Attached | Single-Family Attached | 1500-1999 | 1500-2499 | 2 | Natural Gas | 100% Conditioned | Central AC | None | Natural Gas Fuel Furnace | None | 70000-79999 | 100% Incandescent | Occupied | 1970s | Natural Gas | Yes | 67.9925 | 931.0868 | 34.8755 | 537.7854 | 3864.1421 | 119.8661 | 319.7405 | 232.4054 | 0 | 0 | 0 | 0 | 0 | 183.7556 | 0 | 1926.0631 | 21.9803 | 1126.2721 | 0 | 0 | 0 | 28.4279 | 434.0383 | 446.3472 | 0 | 0 | 0 | 0 | 1992.2971 | 0 | 0 | 10262.4697 | 0 | 3897.2591 | 0 | 0 | 831.7357 | 0 | 0 | 0 | 0 | 0 | 27258.2471 | 27258.2471 | 10274.4856 | 10274.4856 | 0 | 16984.0546 | 0 | 1767.6853 | 0 | 3871.9874 | 0 | 3815.111 | 0 | 3871.9874 | 0 | 3383.0792 | 0 | 3871.9874 | 0 | 4012.5897 | 0 | 3871.9874 | 0 | 5639.6727 | 7687.0984 | 7255.0666 | 7884.5771
167709 | 242.131 | 12291 | 3 | Standard Efficiency | Electric, 120% Usage | Standard, 120% Usage | Electric, 120% Usage | None | 400%+ | 30 | None | 20 to 49 Unit | Multifamily with 5+ units, 1-3 stories | Multi-Family with 5+ Units | 4000+ | 4000+ | 3 | Electricity | 100% Conditioned | Central AC | None | Electricity Electric Furnace | None | 200000+ | 100% Incandescent | Occupied | 2000s | Electricity | Yes | 67.9925 | 1213.3142 | 45.426 | 718.6103 | 3938.289 | 0 | 319.7405 | 90.559 | 0 | 3876.7441 | 0 | 0 | 5784.9299 | 714.5073 | 0 | 11038.5219 | 21.9803 | 13318.3217 | 0 | 0 | 0 | 569.4371 | 434.0383 | 0 | 0 | 0 | 0 | 0 | 0 | 0 | 0 | 0 | 0 | 0 | 0 | 0 | 0 | 0 | 0 | 0 | 0 | 0 | 42152.7051 | 42152.7051 | 42152.7051 | 42152.7051 | 0 | 0 | 0 | 7067.9344 | 0 | 0 | 0 | 16034.8268 | 0 | 0 | 0 | 14073.1981 | 0 | 0 | 0 | 16963.8834 | 0 | 0 | 0 | 7067.9344 | 16034.8268 | 14073.1981 | 16963.8834
167742 | 242.131 | 866 | 2 | None | Electric, 100% Usage | Standard, 100% Usage | Electric, 100% Usage | 290 Rated kWh, 100% Usage | 400%+ | None | 8 | Single-Family Attached | Single-Family Attached | Single-Family Attached | 750-999 | 0-1499 | 1 | Natural Gas | 100% Conditioned | Central AC | None | Natural Gas Fuel Furnace | None | 160000-179999 | 100% Incandescent | Occupied | 2000s | Natural Gas | Yes | 0 | 552.439 | 20.808 | 200.1675 | 1047.1429 | 60.3726 | 0 | 98.1788 | 0 | 0 | 0 | 0 | 0 | 143.3118 | 0 | 1231.4846 | 16.412 | 1603.978 | 0 | 0 | 0 | 346.9961 | 480.0504 | 0 | 0 | 0 | 0 | 0 | 1155.2862 | 0 | 0 | 6268.204 | 0 | 2752.2304 | 0 | 0 | 0 | 0 | 0 | 0 | 0 | 0 | 15977.0625 | 15977.0625 | 5801.3418 | 5801.3418 | 0 | 10175.7206 | 0 | 937.3745 | 0 | 2319.8877 | 0 | 2062.7671 | 0 | 2319.8877 | 0 | 1823.1279 | 0 | 2319.8877 | 0 | 2210.3837 | 0 | 2319.8877 | 0 | 3257.2622 | 4382.6548 | 4143.0156 | 4530.2715
167744 | 242.131 | 853 | 1 | None | None | None | Electric, 120% Usage | None | 400%+ | 16 | None | 10 to 19 Unit | Multifamily with 5+ units, 1-3 stories | Multi-Family with 5+ Units | 750-999 | 0-1499 | 2 | Electricity | 100% Conditioned | Central AC | None | Electricity Electric Furnace | None | 100000-119999 | 100% Incandescent | Occupied | 1960s | Electricity | No | 0 | 0 | 0 | 245.8866 | 1994.6417 | 0 | 0 | 45.7191 | 0 | 2479.9674 | 0 | 0 | 2105.1295 | 142.7256 | 0 | 1220.3479 | 16.412 | 2933.0553 | 0 | 0 | 0 | 416.454 | 400.042 | 0 | 0 | 0 | 0 | 0 | 0 | 0 | 0 | 0 | 0 | 0 | 0 | 0 | 0 | 0 | 0 | 0 | 0 | 0 | 12000.088 | 12000.088 | 12000.088 | 12000.088 | 0 | 0 | 0 | 2108.0578 | 0 | 0 | 0 | 4728.5263 | 0 | 0 | 0 | 4146.0574 | 0 | 0 | 0 | 5000.9625 | 0 | 0 | 0 | 2108.0578 | 4728.5263 | 4146.0574 | 5000.9625
167862 | 242.131 | 617 | 2 | Standard Efficiency | Gas, 100% Usage | EnergyStar, 100% Usage | Electric, 100% Usage | None | 100-150% | 2 | None | 2 Unit | Multifamily with 2-4 Units | Multi-Family with 2 - 4 Units | 500-749 | 0-1499 | 2 | Fuel Oil | 20% Conditioned | Room AC | None | Fuel Oil Fuel Wall/Floor Furnace | None | 15000-19999 | 100% Incandescent | Occupied | <1940 | Electricity | Yes | 67.9925 | 25.7903 | 16.9981 | 0 | 324.4297 | 0 | 0 | 0 | 0 | 0 | 0 | 0 | 1329.3704 | 130.7097 | 0 | 1017.8358 | 16.412 | 1060.9173 | 0 | 0 | 0 | 346.9961 | 434.0383 | 0 | 0 | 12803.6889 | 0 | 344.0654 | 0 | 0 | 0 | 0 | 0 | 0 | 0 | 0 | 0 | 0 | 0 | 0 | 0 | 0 | 17919.5375 | 17919.5375 | 4771.4901 | 4771.4901 | 12803.6889 | 344.0654 | 0 | 805.312 | 3882.098 | 78.4384 | 0 | 1804.5946 | 3882.098 | 78.4384 | 0 | 1653.8685 | 3882.098 | 78.4384 | 0 | 1985.3511 | 3882.098 | 78.4384 | 0 | 4765.8483 | 5765.1309 | 5614.4049 | 5945.8875
167863 | 242.131 | 1690 | 4 | None | Electric, 80% Usage | Standard, 80% Usage | Gas, 80% Usage | None | 300-400% | None | None | Single-Family Detached | Single-Family Detached | Single-Family Detached | 1500-1999 | 1500-2499 | 1 | Natural Gas | 100% Conditioned | Central AC | None | Natural Gas Fuel Furnace | None | 120000-139999 | 100% Incandescent | Occupied | 1950s | Natural Gas | Yes | 0 | 1368.935 | 51.2874 | 813.8584 | 4109.7356 | 0 | 319.7405 | 410.0064 | 0 | 0 | 0 | 0 | 0 | 184.6348 | 0 | 1938.9582 | 21.9803 | 1820.8506 | 0 | 0 | 0 | 36.927 | 400.042 | 0 | 0 | 0 | 0 | 0 | 0 | 0 | 0 | 16497.2636 | 0 | 4808.7101 | 0 | 0 | 1078.7946 | 0 | 0 | 0 | 0 | 0 | 33861.4314 | 33861.4314 | 11476.6631 | 11476.6631 | 0 | 22384.7683 | 0 | 1988.6519 | 0 | 5103.258 | 0 | 4300.3237 | 0 | 5103.258 | 0 | 3810.6295 | 0 | 5103.258 | 0 | 4510.0408 | 0 | 5103.258 | 0 | 7091.9099 | 9403.5817 | 8913.8875 | 9613.2988
167869 | 242.131 | 8194 | 5 | Standard Efficiency, No usage | Electric, 100% Usage | EnergyStar, 100% Usage | Electric, 100% Usage | 318 Rated kWh, 100% Usage | 400%+ | None | None | Single-Family Detached | Single-Family Detached | Single-Family Detached | 4000+ | 4000+ | 1 | Natural Gas | 60% Conditioned | Central AC | None | Natural Gas Fuel Furnace | None | 200000+ | 100% LED | Vacant | 2000s | Natural Gas | Yes | 0 | 0 | 0 | 391.2499 | 2015.4497 | 0 | 319.7405 | 110.7809 | 0 | 0 | 0 | 0 | 0 | 0 | 0 | 0 | 27.2556 | 0 | 0 | 0 | 0 | 0 | 434.0383 | 0 | 0 | 0 | 0 | 0 | 0 | 0 | 0 | 5134.3121 | 0 | 1444.2542 | 0 | 0 | 0 | 0 | 0 | 0 | 0 | 0 | 9877.0812 | 9877.0812 | 3298.5149 | 3298.5149 | 0 | 6578.5663 | 0 | 609.6154 | 0 | 1499.8009 | 0 | 1253.2426 | 0 | 1499.8009 | 0 | 1123.8381 | 0 | 1499.8009 | 0 | 1268.8262 | 0 | 1499.8009 | 0 | 2109.4163 | 2753.0435 | 2623.639 | 2768.6271
167874 | 242.131 | 1690 | 2 | Standard Efficiency | Electric, 100% Usage | EnergyStar, 100% Usage | Gas, 100% Usage | 318 Rated kWh, 100% Usage | 300-400% | None | None | Single-Family Detached | Single-Family Detached | Single-Family Detached | 1500-1999 | 1500-2499 | 2 | Natural Gas | 40% Conditioned | Room AC | None | Natural Gas Fuel Wall/Floor Furnace | None | 35000-39999 | 100% LED | Occupied | 1960s | Electricity | Yes | 67.9925 | 275.7799 | 16.1189 | 0 | 2155.2446 | 60.3726 | 319.7405 | 0 | 0 | 0 | 0 | 0 | 1242.0352 | 30.7725 | 16.7051 | 473.6028 | 16.412 | 2067.9095 | 0 | 0 | 0 | 23.1526 | 434.0383 | 0 | 0 | 0 | 0 | 0 | 0 | 0 | 0 | 51555.5973 | 0 | 0 | 0 | 0 | 679.6318 | 0 | 0 | 0 | 0 | 0 | 59435.3991 | 59435.3991 | 7200.17 | 7200.17 | 0 | 52235.2291 | 0 | 1255.9111 | 0 | 11908.5506 | 0 | 2726.3247 | 0 | 11908.5506 | 0 | 2411.3274 | 0 | 11908.5506 | 0 | 2870.0985 | 0 | 11908.5506 | 0 | 13164.4617 | 14634.8752 | 14319.878 | 14778.649
167891 | 242.131 | 2176 | 4 | Standard Efficiency | Electric, 100% Usage | EnergyStar, 100% Usage | Electric, 100% Usage | None | 400%+ | None | None | Single-Family Detached | Single-Family Detached | Single-Family Detached | 2000-2499 | 1500-2499 | 2 | Electricity | None | None | None | Electricity Baseboard | None | 140000-159999 | 100% CFL | Occupied | 1980s | Electricity | Yes | 67.9925 | 648.8593 | 37.8062 | 0 | 0 | 0 | 319.7405 | 0 | 0 | 14548.0479 | 0 | 0 | 3530.3341 | 52.1667 | 24.911 | 753.7788 | 21.9803 | 3166.6329 | 0 | 0 | 0 | 537.1993 | 434.0383 | 0 | 0 | 0 | 0 | 0 | 0 | 0 | 0 | 0 | 0 | 0 | 0 | 0 | 0 | 0 | 0 | 0 | 0 | 0 | 24143.7809 | 24143.7809 | 24143.7809 | 24143.7809 | 0 | 0 | 0 | 4478.6577 | 0 | 0 | 0 | 10207.3978 | 0 | 0 | 0 | 8864.5081 | 0 | 0 | 0 | 10858.1264 | 0 | 0 | 0 | 4478.6577 | 10207.3978 | 8864.5081 | 10858.1264
167926 | 242.131 | 1138 | 2 | None | None | None | Electric, 100% Usage | 318 Rated kWh, 100% Usage | 200-300% | 8 | None | 5 to 9 Unit | Multifamily with 5+ units, 1-3 stories | Multi-Family with 5+ Units | 1000-1499 | 0-1499 | 2 | Electricity | 100% Conditioned | Central AC | None | Electricity Electric Furnace | None | 60000-69999 | 100% Incandescent | Occupied | 1990s | Electricity | Yes | 0 | 0 | 0 | 201.6329 | 1801.2148 | 136.5711 | 0 | 138.9157 | 0 | 5914.1742 | 0 | 0 | 3030.941 | 156.793 | 0 | 1465.0623 | 16.412 | 2166.6744 | 0 | 0 | 0 | 474.4821 | 434.0383 | 0 | 0 | 0 | 0 | 0 | 0 | 0 | 0 | 0 | 0 | 0 | 0 | 0 | 0 | 0 | 0 | 0 | 0 | 0 | 15936.9117 | 15936.9117 | 15936.9117 | 15936.9117 | 0 | 0 | 0 | 2734.6122 | 0 | 0 | 0 | 6277.5596 | 0 | 0 | 0 | 5483.714 | 0 | 0 | 0 | 6617.4301 | 0 | 0 | 0 | 2734.6122 | 6277.5596 | 5483.714 | 6617.4301
168000 | 242.131 | 617 | 1 | Standard Efficiency | Electric, 100% Usage | EnergyStar, 100% Usage | Electric, 100% Usage | None | 400%+ | 12 | None | 10 to 19 Unit | Multifamily with 5+ units, 1-3 stories | Multi-Family with 5+ Units | 500-749 | 0-1499 | 3 | Electricity | 100% Conditioned | Heat Pump | None | Electricity ASHP | None | 70000-79999 | 100% CFL | Occupied | 1980s | Natural Gas | Yes | 67.9925 | 369.8557 | 21.6873 | 316.8098 | 1643.2495 | 0 | 0 | 109.9017 | 158.5514 | 1997.8655 | 0 | 0 | 0 | 32.824 | 0 | 325.602 | 16.412 | 1566.4649 | 0 | 0 | 0 | 389.4915 | 480.0504 | 0 | 0 | 0 | 0 | 0 | 0 | 0 | 0 | 0 | 0 | 3314.9269 | 0 | 0 | 0 | 0 | 0 | 0 | 0 | 0 | 10811.9779 | 10811.9779 | 7496.758 | 7496.758 | 0 | 3314.9269 | 0 | 1270.8379 | 0 | 755.7566 | 0 | 2869.971 | 0 | 755.7566 | 0 | 2519.2275 | 0 | 755.7566 | 0 | 3019.1335 | 0 | 755.7566 | 0 | 2026.5945 | 3625.7276 | 3274.9841 | 3774.8901
168029 | 242.131 | 1690 | 4 | None | Electric, 120% Usage | EnergyStar, 120% Usage | Electric, 120% Usage | None | 400%+ | None | None | Single-Family Detached | Single-Family Detached | Single-Family Detached | 1500-1999 | 1500-2499 | 1 | Natural Gas | 100% Conditioned | Central AC | None | Natural Gas Fuel Furnace | None | 200000+ | 100% CFL | Occupied | 2000s | Natural Gas | Yes | 0 | 480.0504 | 28.1348 | 607.8294 | 2533.3063 | 0 | 319.7405 | 611.9324 | 0 | 0 | 0 | 0 | 0 | 46.0122 | 24.911 | 620.1384 | 21.9803 | 4765.3356 | 0 | 0 | -5063.975 | 486.498 | 434.0383 | 0 | 0 | 0 | 0 | 0 | 0 | 0 | 0 | 24561.9933 | 0 | 5985.6835 | 0 | 0 | 0 | 0 | 0 | 0 | 0 | 0 | 36464.1956 | 41528.1706 | 5916.5188 | 10980.4938 | 0 | 30547.6768 | 0 | 1386.1647 | 0 | 6964.2477 | 0 | 2839.3363 | 0 | 6964.2477 | 0 | 2497.3589 | 0 | 6964.2477 | 0 | 2956.0896 | 0 | 6964.2477 | 0 | 8350.4124 | 9803.584 | 9461.6066 | 9920.3373
168087 | 242.131 | 2176 | 4 | Standard Efficiency | Electric, 100% Usage | Standard, 100% Usage | Propane, 100% Usage | 318 Rated kWh, 100% Usage | 100-150% | None | None | Single-Family Detached | Single-Family Detached | Single-Family Detached | 2000-2499 | 1500-2499 | 2 | Fuel Oil | 100% Conditioned | Central AC | None | Fuel Oil Fuel Furnace | None | 15000-19999 | 100% CFL | Occupied | 1960s | Electricity | Yes | 81.7668 | 525.7695 | 19.6358 | 2391.1669 | 7967.7232 | 60.3726 | 0 | 391.5429 | 0 | 0 | 0 | 0 | 1161.4407 | 52.1667 | 0 | 753.7788 | 21.9803 | 2222.3579 | 0 | 0 | 0 | 23.1526 | 480.0504 | 0 | 0 | 32876.1265 | 0 | 0 | 0 | 0 | 0 | 0 | 0 | 0 | 0 | 0 | 0 | 0 | 0 | 0 | 0 | 679.6318 | 49708.6634 | 49708.6634 | 16152.9051 | 16152.9051 | 32876.1265 | 0 | 679.6318 | 2712.3 | 9967.9858 | 0 | 187.0565 | 5731.6676 | 9967.9858 | 0 | 187.0565 | 5117.1579 | 9967.9858 | 0 | 187.0565 | 5978.7588 | 9967.9858 | 0 | 187.0565 | 12867.3423 | 15886.7099 | 15272.2002 | 16133.8012
168130 | 242.131 | 1138 | 1 | Standard Efficiency | Electric, 120% Usage | EnergyStar, 120% Usage | Electric, 120% Usage | 318 Rated kWh, 120% Usage | 400%+ | 18 | None | 10 to 19 Unit | Multifamily with 5+ units, 1-3 stories | Multi-Family with 5+ Units | 1000-1499 | 0-1499 | 2 | Electricity | 100% Conditioned | Heat Pump | None | Electricity ASHP | None | 80000-99999 | 100% LED | Occupied | 1990s | Electricity | Yes | 67.9925 | 347.5823 | 20.2219 | 621.8968 | 2615.3662 | 77.6638 | 0 | 162.9475 | 448.1057 | 1596.3581 | 0 | 0 | 2246.9759 | 26.0833 | 0 | 357.8398 | 16.412 | 3162.5299 | 0 | 0 | 0 | 416.454 | 480.0504 | 0 | 0 | 0 | 0 | 0 | 0 | 0 | 0 | 0 | 0 | 0 | 0 | 0 | 0 | 0 | 0 | 0 | 0 | 0 | 12664.7732 | 12664.7732 | 12664.7732 | 12664.7732 | 0 | 0 | 0 | 2152.3489 | 0 | 0 | 0 | 4856.0479 | 0 | 0 | 0 | 4267.6311 | 0 | 0 | 0 | 5058.0371 | 0 | 0 | 0 | 2152.3489 | 4856.0479 | 4267.6311 | 5058.0371
168145 | 242.131 | 2176 | 4 | Standard Efficiency | Electric, 100% Usage | Standard, 100% Usage | Electric, 100% Usage | 290 Rated kWh, 100% Usage | 400%+ | None | None | Single-Family Detached | Single-Family Detached | Single-Family Detached | 2000-2499 | 1500-2499 | 1 | Fuel Oil | 100% Conditioned | Central AC | None | Fuel Oil Fuel Furnace | None | 180000-199999 | 100% Incandescent | Occupied | 1970s | Electricity | Yes | 67.9925 | 757.5887 | 28.4279 | 630.6889 | 3897.5522 | 91.1451 | 319.7405 | 513.1674 | 0 | 0 | 0 | 0 | 2374.1687 | 208.6666 | 0 | 2355.9983 | 21.9803 | 2537.1163 | 0 | 0 | -11125.2709 | 405.6104 | 1160.8545 | 0 | 0 | 20594.9833 | 0 | 0 | 0 | 0 | 0 | 0 | 0 | 0 | 0 | 0 | 0 | 0 | 0 | 0 | 0 | 0 | 24840.7039 | 35965.9748 | 4245.7206 | 15370.9915 | 20594.9833 | 0 | 0 | 1639.9369 | 6244.3834 | 0 | 0 | 3195.7066 | 6244.3834 | 0 | 0 | 2800.2584 | 6244.3834 | 0 | 0 | 3178.0278 | 6244.3834 | 0 | 0 | 7884.3203 | 9440.09 | 9044.6418 | 9422.4113
168165 | 242.131 | 853 | 1 | Standard Efficiency | Electric, 80% Usage | Standard, 80% Usage | Gas, 80% Usage | None | 200-300% | 30 | None | 20 to 49 Unit | Multifamily with 5+ units, 4-7 stories | Multi-Family with 5+ Units | 750-999 | 0-1499 | 4 | Electricity | 100% Conditioned | Central AC | None | Electricity Electric Furnace | None | 35000-39999 | 100% LED | Occupied | 1990s | Electricity | Yes | 67.9925 | 441.9512 | 16.412 | 256.4372 | 1632.1128 | 0 | 0 | 171.7396 | 0 | 7731.2148 | 0 | 0 | 921.4154 | 23.7388 | 0 | 298.0533 | 16.412 | 733.2638 | 0 | 0 | 0 | 19.0496 | 434.0383 | 0 | 0 | 0 | 0 | 0 | 0 | 0 | 0 | 0 | 0 | 0 | 0 | 0 | 555.9558 | 0 | 0 | 0 | 0 | 0 | 13319.494 | 13319.494 | 12763.8312 | 12763.8312 | 0 | 555.9558 | 0 | 2170.7225 | 0 | 126.7169 | 0 | 5060.369 | 0 | 126.7169 | 0 | 4405.7604 | 0 | 126.7169 | 0 | 5366.4767 | 0 | 126.7169 | 0 | 2297.4395 | 5187.0859 | 4532.4773 | 5493.1937
168205 | 242.131 | 853 | 2 | Standard Efficiency, No usage | None | None | Electric, 100% Usage | None | 150-200% | 8 | None | 5 to 9 Unit | Multifamily with 5+ units, 1-3 stories | Multi-Family with 5+ Units | 750-999 | 0-1499 | 2 | Electricity | 100% Conditioned | Central AC | None | Electricity Electric Furnace | None | 30000-34999 | 100% CFL | Vacant | 1970s | Electricity | No | 0 | 0 | 0 | 294.5364 | 1596.9443 | 0 | 0 | 24.3249 | 0 | 1256.3957 | 0 | 0 | 319.7405 | 0 | 0 | 0 | 16.412 | 0 | 0 | 0 | 0 | 0 | 480.0504 | 0 | 0 | 0 | 0 | 0 | 0 | 0 | 0 | 0 | 0 | 0 | 0 | 0 | 0 | 0 | 0 | 0 | 0 | 0 | 3988.4042 | 3988.4042 | 3988.4042 | 3988.4042 | 0 | 0 | 0 | 743.0392 | 0 | 0 | 0 | 1633.2519 | 0 | 0 | 0 | 1435.7342 | 0 | 0 | 0 | 1686.7753 | 0 | 0 | 0 | 743.0392 | 1633.2519 | 1435.7342 | 1686.7753
168236 | 242.131 | 617 | 1 | Standard Efficiency | Electric, 100% Usage | EnergyStar, 100% Usage | Electric, 100% Usage | None | 100-150% | 24 | None | 20 to 49 Unit | Multifamily with 5+ units, 1-3 stories | Multi-Family with 5+ Units | 500-749 | 0-1499 | 3 | Electricity | 20% Conditioned | Room AC | None | Electricity Electric Furnace | None | 15000-19999 | 100% CFL | Occupied | 2000s | Electricity | Yes | 81.7668 | 289.8473 | 16.9981 | 0 | 148.8801 | 0 | 0 | 14.3605 | 0 | 614.277 | 0 | 0 | 1214.4865 | 32.824 | 0 | 325.602 | 16.412 | 1371.2795 | 0 | 0 | 0 | 346.9961 | 434.0383 | 0 | 0 | 0 | 0 | 0 | 0 | 0 | 0 | 0 | 0 | 0 | 0 | 0 | 0 | 0 | 0 | 0 | 0 | 0 | 4907.182 | 4907.182 | 4907.182 | 4907.182 | 0 | 0 | 0 | 814.4777 | 0 | 0 | 0 | 1857.7706 | 0 | 0 | 0 | 1627.7738 | 0 | 0 | 0 | 1976.5183 | 0 | 0 | 0 | 814.4777 | 1857.7706 | 1627.7738 | 1976.5183
168303 | 242.131 | 3301 | 3 | None | Electric, 100% Usage | EnergyStar, 100% Usage | Electric, 100% Usage | 318 Rated kWh, 100% Usage | 400%+ | None | None | Single-Family Detached | Single-Family Detached | Single-Family Detached | 3000-3999 | 2500-3999 | 1 | Natural Gas | 100% Conditioned | Central AC | None | Natural Gas Fuel Furnace | None | 200000+ | 100% Incandescent | Occupied | 2000s | Natural Gas | Yes | 0 | 648.8593 | 37.8062 | 1164.6644 | 5757.6742 | 171.7396 | 319.7405 | 572.0747 | 0 | 0 | 0 | 0 | 0 | 264.9362 | 99.9372 | 3321.6675 | 21.9803 | 3524.4727 | 0 | 0 | 0 | 537.1993 | 434.0383 | 0 | 0 | 0 | 0 | 0 | 0 | 1205.1082 | 0 | 23052.0912 | 0 | 5920.3287 | 0 | 0 | 0 | 0 | 0 | 0 | 0 | 0 | 47055.1979 | 47055.1979 | 16877.3768 | 16877.3768 | 0 | 30177.5281 | 0 | 2950.3712 | 0 | 6879.8863 | 0 | 6369.9619 | 0 | 6879.8863 | 0 | 5643.6911 | 0 | 6879.8863 | 0 | 6685.9883 | 0 | 6879.8863 | 0 | 9830.2575 | 13249.8482 | 12523.5774 | 13565.8746
168458 | 242.131 | 1138 | 3 | None | None | None | Electric, 100% Usage | 290 Rated kWh, 100% Usage | 400%+ | 20 | None | 20 to 49 Unit | Multifamily with 5+ units, 4-7 stories | Multi-Family with 5+ Units | 1000-1499 | 0-1499 | 7 | Electricity | 100% Conditioned | Heat Pump | None | Electricity ASHP | None | 70000-79999 | 100% Incandescent | Occupied | 1950s | Electricity | Yes | 0 | 0 | 0 | 646.8079 | 2760.4364 | 82.646 | 0 | 155.3277 | 143.3118 | 1517.2289 | 0 | 0 | 1865.9835 | 156.793 | 0 | 1465.0623 | 21.9803 | 1776.3038 | 0 | 0 | 0 | 389.4915 | 434.0383 | 0 | 0 | 0 | 0 | 0 | 0 | 0 | 0 | 0 | 0 | 0 | 0 | 0 | 0 | 0 | 0 | 0 | 0 | 0 | 11415.4112 | 11415.4112 | 11415.4112 | 11415.4112 | 0 | 0 | 0 | 1930.3276 | 0 | 0 | 0 | 4311.4907 | 0 | 0 | 0 | 3796.1028 | 0 | 0 | 0 | 4524.6247 | 0 | 0 | 0 | 1930.3276 | 4311.4907 | 3796.1028 | 4524.6247
168656 | 242.131 | 2176 | 4 | Standard Efficiency | Electric, 100% Usage | EnergyStar, 100% Usage | Gas, 100% Usage | None | 400%+ | None | None | Single-Family Detached | Single-Family Detached | Single-Family Detached | 2000-2499 | 1500-2499 | 1 | Natural Gas | 100% Conditioned | Central AC | None | Natural Gas Fuel Furnace | None | 200000+ | 100% LED | Occupied | 1990s | Natural Gas | Yes | 67.9925 | 648.8593 | 37.8062 | 668.4951 | 3606.2395 | 0 | 0 | 322.6712 | 0 | 0 | 1249.655 | 1234.4153 | 0 | 34.8755 | 16.7051 | 575.5916 | 21.9803 | 3166.6329 | 0 | 0 | 0 | 36.927 | 400.042 | 0 | 0 | 0 | 0 | 0 | 0 | 0 | 0 | 14861.3409 | 0 | 5805.7379 | 0 | 0 | 1080.8461 | 0 | 0 | 0 | 0 | 0 | 33836.8135 | 33836.8135 | 12088.8886 | 12088.8886 | 0 | 21747.9249 | 0 | 2091.5289 | 0 | 4958.0481 | 0 | 4507.7243 | 0 | 4958.0481 | 0 | 3995.785 | 0 | 4958.0481 | 0 | 4738.8387 | 0 | 4958.0481 | 0 | 7049.577 | 9465.7724 | 8953.8331 | 9696.8868
168862 | 242.131 | 3301 | 4 | Standard Efficiency | Electric, 80% Usage | Standard, 80% Usage | Electric, 80% Usage | 318 Rated kWh, 80% Usage | 300-400% | None | None | Single-Family Detached | Single-Family Detached | Single-Family Detached | 3000-3999 | 2500-3999 | 1 | Fuel Oil | 100% Conditioned | Central AC | None | Fuel Oil Fuel Furnace | None | 120000-139999 | 100% LED | Occupied | 2000s | Electricity | Yes | 81.7668 | 1370.4003 | 51.2874 | 894.4529 | 3756.2919 | 196.9438 | 0 | 215.1142 | 0 | 0 | 0 | 0 | 3089.5552 | 44.2537 | 16.7051 | 811.5138 | 21.9803 | 2076.9947 | 0 | 0 | 0 | 535.4408 | 434.0383 | 0 | 0 | 10504.5464 | 0 | 0 | 0 | 0 | 0 | 0 | 0 | 0 | 0 | 0 | 0 | 0 | 0 | 0 | 0 | 0 | 24100.9925 | 24100.9925 | 13596.4462 | 13596.4462 | 10504.5464 | 0 | 0 | 2316.7675 | 3184.9501 | 0 | 0 | 5048.7997 | 3184.9501 | 0 | 0 | 4467.2643 | 3184.9501 | 0 | 0 | 5313.498 | 3184.9501 | 0 | 0 | 5501.7176 | 8233.7498 | 7652.2144 | 8498.4481
169130 | 242.131 | 2152 | 3 | Standard Efficiency | Electric, 120% Usage | Standard, 120% Usage | Electric, 120% Usage | 318 Rated kWh, 120% Usage | 400%+ | None | 16 | Single-Family Attached | Single-Family Attached | Single-Family Attached | 2000-2499 | 1500-2499 | 2 | Electricity | 100% Conditioned | Heat Pump | None | Electricity ASHP | None | 100000-119999 | 100% LED | Occupied | 1960s | Electricity | Yes | 67.9925 | 662.9268 | 24.911 | 705.129 | 2677.4973 | 77.6638 | 0 | 676.408 | 1373.038 | 5871.6789 | 0 | 0 | 2351.8953 | 34.5824 | 0 | 570.6094 | 21.9803 | 3603.3088 | 0 | 0 | 0 | 416.454 | 434.0383 | 0 | 0 | 0 | 0 | 0 | 0 | 0 | 0 | 0 | 0 | 0 | 0 | 0 | 0 | 0 | 0 | 0 | 0 | 0 | 19570.1138 | 19570.1138 | 19570.1138 | 19570.1138 | 0 | 0 | 0 | 3525.1779 | 0 | 0 | 0 | 7970.0942 | 0 | 0 | 0 | 6964.1093 | 0 | 0 | 0 | 8336.8781 | 0 | 0 | 0 | 3525.1779 | 7970.0942 | 6964.1093 | 8336.8781
169154 | 242.131 | 1220 | 4 | Standard Efficiency | Electric, 100% Usage | EnergyStar, 100% Usage | Electric, 100% Usage | None | 300-400% | None | None | Single-Family Detached | Single-Family Detached | Single-Family Detached | 1000-1499 | 0-1499 | 1 | Electricity | 100% Conditioned | Central AC | None | Electricity Baseboard | None | 70000-79999 | 100% LED | Occupied | 1970s | Electricity | Yes | 67.9925 | 648.8593 | 37.8062 | 625.4137 | 3300.8595 | 0 | 0 | 0 | 0 | 2608.6256 | 0 | 0 | 3699.7292 | 26.9625 | 16.7051 | 375.131 | 21.9803 | 2862.7182 | 0 | 0 | 0 | 537.1993 | 914.0887 | 0 | 0 | 0 | 0 | 0 | 0 | 0 | 0 | 0 | 0 | 0 | 0 | 0 | 0 | 0 | 0 | 0 | 0 | 0 | 15744.071 | 15744.071 | 15744.071 | 15744.071 | 0 | 0 | 0 | 2640.5381 | 0 | 0 | 0 | 5912.3624 | 0 | 0 | 0 | 5201.2426 | 0 | 0 | 0 | 6232.9212 | 0 | 0 | 0 | 2640.5381 | 5912.3624 | 5201.2426 | 6232.9212
169185 | 242.131 | 1690 | 3 | Standard Efficiency | Electric, 100% Usage | EnergyStar, 100% Usage | Electric, 100% Usage | None | 200-300% | None | None | Single-Family Detached | Single-Family Detached | Single-Family Detached | 1500-1999 | 1500-2499 | 1 | Electricity | 100% Conditioned | Heat Pump | None | Electricity ASHP | None | 60000-69999 | 100% Incandescent | Occupied | 1960s | Electricity | Yes | 67.9925 | 773.1215 | 45.1329 | 1141.2187 | 3551.1422 | 0 | 319.7405 | 301.2771 | 800.6702 | 3929.2038 | 0 | 0 | 4180.9519 | 184.6348 | 99.9372 | 1938.9582 | 21.9803 | 3326.9428 | 0 | 0 | 0 | 603.1403 | 434.0383 | 0 | 0 | 0 | 0 | 0 | 0 | 0 | 0 | 0 | 0 | 0 | 0 | 0 | 0 | 0 | 0 | 0 | 0 | 0 | 21720.3762 | 21720.3762 | 21720.3762 | 21720.3762 | 0 | 0 | 0 | 3732.7232 | 0 | 0 | 0 | 8400.5184 | 0 | 0 | 0 | 7372.0436 | 0 | 0 | 0 | 8842.5415 | 0 | 0 | 0 | 3732.7232 | 8400.5184 | 7372.0436 | 8842.5415
169222 | 242.131 | 1202 | 3 | Standard Efficiency, No usage | Electric, 100% Usage | EnergyStar, 100% Usage | Gas, 100% Usage | 318 Rated kWh, 100% Usage | 400%+ | None | 5 | Single-Family Attached | Single-Family Attached | Single-Family Attached | 1000-1499 | 0-1499 | 3 | Natural Gas | 40% Conditioned | Room AC | None | Natural Gas Fuel Furnace | None | 120000-139999 | 100% Incandescent | Vacant | <1940 | Natural Gas | Yes | 0 | 0 | 0 | 0 | 1058.8658 | 0 | 0 | 203.3913 | 0 | 0 | 0 | 0 | 0 | 0 | 0 | 0 | 21.9803 | 0 | 0 | 0 | 0 | 0 | 434.0383 | 0 | 0 | 0 | 0 | 0 | 0 | 0 | 0 | 8160.857 | 0 | 1375.6756 | 0 | 0 | 0 | 0 | 0 | 0 | 0 | 0 | 11254.8083 | 11254.8083 | 1718.2757 | 1718.2757 | 0 | 9536.5326 | 0 | 294.4622 | 0 | 2174.1521 | 0 | 623.0509 | 0 | 2174.1521 | 0 | 555.5994 | 0 | 2174.1521 | 0 | 647.7762 | 0 | 2174.1521 | 0 | 2468.6143 | 2797.203 | 2729.7515 | 2821.9283
169240 | 242.131 | 1220 | 2 | Standard Efficiency | Electric, 100% Usage | EnergyStar, 100% Usage | Gas, 100% Usage | 318 Rated kWh, 100% Usage | 300-400% | None | None | Single-Family Detached | Single-Family Detached | Single-Family Detached | 1000-1499 | 0-1499 | 1 | Natural Gas | 20% Conditioned | Room AC | None | Natural Gas Fuel Boiler | None | 60000-69999 | 100% Incandescent | Occupied | 1960s | Natural Gas | Yes | 67.9925 | 400.042 | 23.4457 | 0 | 649.1524 | 97.5927 | 0 | 89.0936 | 0 | 0 | 0 | 0 | 0 | 160.896 | 0 | 1535.3993 | 16.412 | 2233.2016 | 0 | 0 | 0 | 27.8418 | 480.0504 | 327.0673 | 0 | 0 | 0 | 0 | 0 | 0 | 0 | 16621.5257 | 0 | 2518.6528 | 0 | 0 | 813.5653 | 0 | 0 | 0 | 0 | 0 | 26061.931 | 26061.931 | 6108.4803 | 6108.4803 | 0 | 19953.4507 | 0 | 1038.864 | 0 | 4548.9967 | 0 | 2288.3862 | 0 | 4548.9967 | 0 | 2014.7421 | 0 | 4548.9967 | 0 | 2449.377 | 0 | 4548.9967 | 0 | 5587.8607 | 6837.3829 | 6563.7388 | 6998.3737
169260 | 242.131 | 1675 | 2 | Standard Efficiency | Electric, 120% Usage | EnergyStar, 120% Usage | Electric, 120% Usage | None | 400%+ | None | 8 | Single-Family Attached | Single-Family Attached | Single-Family Attached | 1500-1999 | 1500-2499 | 2 | Natural Gas | 100% Conditioned | Central AC | None | Natural Gas Fuel Furnace | None | 100000-119999 | 100% CFL | Occupied | 1950s | Natural Gas | Yes | 67.9925 | 444.0027 | 25.7903 | 202.8052 | 1734.1015 | 0 | 0 | 410.0064 | 0 | 0 | 0 | 0 | 0 | 46.0122 | 0 | 616.0354 | 16.412 | 3718.7788 | 0 | 0 | 0 | 467.4484 | 480.0504 | 0 | 0 | 0 | 0 | 0 | 0 | 0 | 0 | 18971.3696 | 0 | 5354.1154 | 0 | 0 | 0 | 0 | 0 | 0 | 0 | 0 | 32555.2137 | 32555.2137 | 8229.4356 | 8229.4356 | 0 | 24325.778 | 0 | 1416.9296 | 0 | 5545.7514 | 0 | 3112.7336 | 0 | 5545.7514 | 0 | 2746.2782 | 0 | 5545.7514 | 0 | 3288.2376 | 0 | 5545.7514 | 0 | 6962.681 | 8658.485 | 8292.0296 | 8833.989
169274 | 242.131 | 1202 | 2 | Standard Efficiency | None | None | Electric, 100% Usage | None | 200-300% | None | 6 | Single-Family Attached | Single-Family Attached | Single-Family Attached | 1000-1499 | 0-1499 | 1 | Natural Gas | 40% Conditioned | Room AC | None | Natural Gas Fuel Furnace | None | 35000-39999 | 100% Incandescent | Occupied | <1940 | Natural Gas | Yes | 67.9925 | 0 | 0 | 0 | 1473.8544 | 0 | 0 | 658.2376 | 0 | 0 | 0 | 0 | 0 | 160.0168 | 0 | 1519.8666 | 16.412 | 1655.5585 | 0 | 0 | 0 | 346.9961 | 480.0504 | 0 | 0 | 0 | 0 | 0 | 0 | 0 | 0 | 26410.9787 | 0 | 2514.8429 | 0 | 0 | 0 | 0 | 0 | 0 | 0 | 0 | 35305.3926 | 35305.3926 | 6379.278 | 6379.278 | 0 | 28925.8215 | 0 | 1125.1041 | 0 | 6594.5232 | 0 | 2453.2716 | 0 | 6594.5232 | 0 | 2162.6672 | 0 | 6594.5232 | 0 | 2597.5675 | 0 | 6594.5232 | 0 | 7719.6273 | 9047.7948 | 8757.1904 | 9192.0907
169284 | 242.131 | 617 | 1 | Standard Efficiency | Electric, 100% Usage | EnergyStar, 100% Usage | Electric, 100% Usage | None | 200-300% | 6 | None | 5 to 9 Unit | Multifamily with 5+ units, 1-3 stories | Multi-Family with 5+ Units | 500-749 | 0-1499 | 2 | Natural Gas | 100% Conditioned | Central AC | None | Natural Gas Fuel Furnace | None | 25000-29999 | 100% Incandescent | Occupied | 1970s | Electricity | No | 67.9925 | 289.8473 | 16.9981 | 630.6889 | 2191.5855 | 0 | 0 | 30.7725 | 0 | 0 | 0 | 0 | 1242.6213 | 130.7097 | 0 | 1017.8358 | 16.412 | 1371.5726 | 0 | 0 | 0 | 346.9961 | 434.0383 | 0 | 0 | 0 | 0 | 0 | 0 | 0 | 0 | 4983.9666 | 0 | 0 | 0 | 0 | 0 | 0 | 0 | 0 | 0 | 0 | 12772.3303 | 12772.3303 | 7788.0706 | 7788.0706 | 0 | 4983.9666 | 0 | 1278.3698 | 0 | 1136.2629 | 0 | 2795.6581 | 0 | 1136.2629 | 0 | 2475.8219 | 0 | 1136.2629 | 0 | 2969.3771 | 0 | 1136.2629 | 0 | 2414.6328 | 3931.921 | 3612.0849 | 4105.6401
169303 | 242.131 | 3301 | 5 | None | Electric, 100% Usage | EnergyStar, 100% Usage | Gas, 100% Usage | None | 400%+ | None | None | Single-Family Detached | Single-Family Detached | Single-Family Detached | 3000-3999 | 2500-3999 | 1 | Natural Gas | 100% Conditioned | Central AC | None | Natural Gas Fuel Furnace | None | 200000+ | 100% Incandescent | Occupied | 1980s | Natural Gas | Yes | 0 | 1021.9388 | 59.7865 | 474.7751 | 3515.3875 | 0 | 319.7405 | 637.1365 | 0 | 0 | 0 | 0 | 0 | 264.9362 | 99.9372 | 3321.6675 | 27.2556 | 4468.7477 | 0 | 0 | 0 | 50.7013 | 434.0383 | 0 | 0 | 0 | 0 | 0 | 0 | 0 | 0 | 25316.6513 | 0 | 9217.6713 | 0 | 0 | 1482.0604 | 0 | 0 | 0 | 0 | 0 | 50713.018 | 50713.018 | 14696.6349 | 14696.6349 | 0 | 36016.383 | 0 | 2538.1727 | 0 | 8211.0198 | 0 | 5528.1788 | 0 | 8211.0198 | 0 | 4885.0606 | 0 | 8211.0198 | 0 | 5836.1848 | 0 | 8211.0198 | 0 | 10749.1925 | 13739.1986 | 13096.0804 | 14047.2046
169308 | 242.131 | 3301 | 4 | Standard Efficiency | Electric, 100% Usage | EnergyStar, 100% Usage | Electric, 100% Usage | 290 Rated kWh, 100% Usage | 400%+ | None | None | Single-Family Detached | Single-Family Detached | Single-Family Detached | 3000-3999 | 2500-3999 | 1 | Fuel Oil | 40% Conditioned | Room AC | None | Fuel Oil Fuel Furnace | None | 100000-119999 | 100% CFL | Occupied | 1950s | Electricity | Yes | 67.9925 | 400.042 | 23.4457 | 0 | 1823.4882 | 91.1451 | 319.7405 | 871.5934 | 0 | 0 | 0 | 0 | 2156.1239 | 66.2341 | 0 | 1062.6757 | 21.9803 | 2894.956 | 0 | 0 | 0 | 405.6104 | 434.0383 | 435.5036 | 0 | 35075.3318 | 0 | 0 | 0 | 0 | 0 | 0 | 0 | 0 | 0 | 0 | 0 | 0 | 0 | 0 | 0 | 0 | 46150.1945 | 46150.1945 | 11074.8627 | 11074.8627 | 35075.3318 | 0 | 0 | 1923.3977 | 10634.7602 | 0 | 0 | 4226.2852 | 10634.7602 | 0 | 0 | 3720.3424 | 10634.7602 | 0 | 0 | 4497.5974 | 10634.7602 | 0 | 0 | 12558.1579 | 14861.0455 | 14355.1026 | 15132.3577
169357 | 242.131 | 853 | 1 | Standard Efficiency | Electric, 80% Usage | EnergyStar, 80% Usage | Electric, 80% Usage | 290 Rated kWh, 80% Usage | 400%+ | 15 | None | 10 to 19 Unit | Multifamily with 5+ units, 1-3 stories | Multi-Family with 5+ Units | 750-999 | 0-1499 | 2 | Natural Gas | 100% Conditioned | Central AC | None | Natural Gas Fuel Furnace | None | 100000-119999 | 100% LED | Occupied | 1960s | Natural Gas | No | 67.9925 | 296.0018 | 17.2912 | 252.9203 | 990.2871 | 66.2341 | 0 | 330.5842 | 0 | 0 | 0 | 0 | 0 | 23.7388 | 0 | 298.0533 | 16.412 | 830.8565 | 0 | 0 | 0 | 311.5345 | 0 | 0 | 0 | 0 | 0 | 0 | 0 | 0 | 0 | 21944.2825 | 0 | 2410.8026 | 0 | 0 | 0 | 0 | 0 | 0 | 0 | 0 | 27857.2844 | 27857.2844 | 3502.1993 | 3502.1993 | 0 | 24355.0851 | 0 | 573.842 | 0 | 5552.4727 | 0 | 1252.188 | 0 | 5552.4727 | 0 | 1107.6676 | 0 | 5552.4727 | 0 | 1339.226 | 0 | 5552.4727 | 0 | 6126.3147 | 6804.6607 | 6660.1403 | 6891.6988
169390 | 242.131 | 1220 | 1 | Standard Efficiency, No usage | Electric, 120% Usage | Standard, 120% Usage | Gas, 120% Usage | 290 Rated kWh, 120% Usage | 200-300% | None | None | Single-Family Detached | Single-Family Detached | Single-Family Detached | 1000-1499 | 0-1499 | 1 | Natural Gas | 100% Conditioned | Central AC | None | Natural Gas Fuel Furnace | None | 60000-69999 | 100% Incandescent | Vacant | 1950s | Natural Gas | Yes | 0 | 0 | 0 | 544.233 | 4907.182 | 0 | 0 | 111.9531 | 0 | 0 | 0 | 0 | 0 | 0 | 0 | 0 | 16.412 | 0 | 0 | 0 | 0 | 0 | 400.042 | 0 | 0 | 0 | 0 | 0 | 0 | 0 | 0 | 4502.7439 | 0 | 899.4351 | 0 | 0 | 0 | 0 | 0 | 0 | 0 | 0 | 11381.7081 | 11381.7081 | 5979.529 | 5979.529 | 0 | 5402.179 | 0 | 1081.5561 | 0 | 1231.5908 | 0 | 2251.662 | 0 | 1231.5908 | 0 | 2019.9852 | 0 | 1231.5908 | 0 | 2268.5701 | 0 | 1231.5908 | 0 | 2313.1469 | 3483.2528 | 3251.576 | 3500.1609
169545 | 242.131 | 8194 | 3 | None | Electric, 120% Usage | EnergyStar, 120% Usage | Propane, 120% Usage | None | 400%+ | None | None | Single-Family Detached | Single-Family Detached | Single-Family Detached | 4000+ | 4000+ | 2 | Propane | 100% Conditioned | Central AC | None | Propane Fuel Furnace | None | 140000-159999 | 100% LED | Vacant | 2010s | Propane | Yes | 0 | 0 | 0 | 921.4154 | 2761.0226 | 0 | 319.7405 | 46.3052 | 0 | 0 | 0 | 0 | 0 | 0 | 0 | 0 | 21.9803 | 0 | 0 | 0 | 0 | 0 | 480.0504 | 0 | 0 | 0 | 0 | 0 | 0 | 0 | 0 | 0 | 0 | 0 | 0 | 0 | 0 | 0 | 0 | 4726.3571 | 1607.2017 | 0 | 10883.7803 | 10883.7803 | 4550.2214 | 4550.2214 | 0 | 0 | 6333.5589 | 769.6419 | 0 | 0 | 1742.8924 | 1602.9074 | 0 | 0 | 1742.8924 | 1442.2985 | 0 | 0 | 1742.8924 | 1633.0387 | 0 | 0 | 1742.8924 | 2512.5343 | 3345.7998 | 3185.1909 | 3375.9311
169558 | 242.131 | 1675 | 3 | Standard Efficiency, No usage | Electric, 80% Usage | EnergyStar, 80% Usage | Electric, 80% Usage | 290 Rated kWh, 80% Usage | 400%+ | None | 5 | Single-Family Attached | Single-Family Attached | Single-Family Attached | 1500-1999 | 1500-2499 | 1 | Electricity | 40% Conditioned | Room AC | None | Electricity Electric Furnace | None | 200000+ | 100% LED | Vacant | 1940s | Electricity | Yes | 0 | 0 | 0 | 0 | 845.51 | 0 | 0 | 108.4363 | 0 | 4639.315 | 0 | 0 | 361.9428 | 0 | 0 | 0 | 21.9803 | 0 | 0 | 0 | 0 | 0 | 434.0383 | 0 | 0 | 0 | 0 | 0 | 0 | 0 | 0 | 0 | 0 | 0 | 0 | 0 | 0 | 0 | 0 | 0 | 0 | 0 | 6411.2227 | 6411.2227 | 6411.2227 | 6411.2227 | 0 | 0 | 0 | 1141.4149 | 0 | 0 | 0 | 2703.6813 | 0 | 0 | 0 | 2338.1725 | 0 | 0 | 0 | 2824.9483 | 0 | 0 | 0 | 1141.4149 | 2703.6813 | 2338.1725 | 2824.9483
169580 | 242.131 | 333 | 1 | Standard Efficiency | Electric, 100% Usage | EnergyStar, 100% Usage | Electric, 100% Usage | None | 0-100% | 67 | None | 50 or more Unit | Multifamily with 5+ units, 8+ stories | Multi-Family with 5+ Units | 0-499 | 0-1499 | 9 | Natural Gas | 20% Conditioned | Room AC | Heating Only | Natural Gas Shared Heating | Boiler Baseboards Heating Only, Natural Gas | <10000 | 100% CFL | Occupied | <1940 | Natural Gas | No | 67.9925 | 289.8473 | 16.9981 | 0 | 316.8098 | 0 | 0 | 87.3352 | 0 | 0 | 0 | 0 | 0 | 29.3071 | 0 | 247.6451 | 16.412 | 1256.9818 | 0 | 0 | 0 | 346.9961 | 727.1093 | 0 | 0 | 0 | 0 | 0 | 0 | 0 | 0 | 5425.6247 | 0 | 2787.9851 | 0 | 0 | 0 | 0 | 0 | 0 | 0 | 0 | 11616.458 | 11616.458 | 3403.1413 | 3403.1413 | 0 | 8213.3167 | 0 | 557.6133 | 0 | 1872.4865 | 0 | 1250.1836 | 0 | 1872.4865 | 0 | 1100.7639 | 0 | 1872.4865 | 0 | 1332.2103 | 0 | 1872.4865 | 0 | 2430.0998 | 3122.67 | 2973.2504 | 3204.6968
169636 | 242.131 | 1690 | 3 | None | Electric, 80% Usage | EnergyStar, 80% Usage | Electric, 80% Usage | None | 400%+ | None | None | Single-Family Detached | Single-Family Detached | Single-Family Detached | 1500-1999 | 1500-2499 | 1 | Electricity | 100% Conditioned | Heat Pump | None | Electricity ASHP | None | 80000-99999 | 100% CFL | Occupied | 1980s | Electricity | Yes | 0 | 220.6825 | 12.8951 | 670.5466 | 2213.2727 | 0 | 0 | 376.3033 | 631.5682 | 6496.2133 | 0 | 0 | 715.0934 | 46.0122 | 24.911 | 620.1384 | 21.9803 | 1033.9547 | 0 | 0 | 0 | 271.6769 | 434.0383 | 0 | 0 | 0 | 0 | 0 | 0 | 0 | 0 | 0 | 0 | 0 | 0 | 0 | 0 | 0 | 0 | 0 | 0 | 0 | 13789.58 | 13789.58 | 13789.58 | 13789.58 | 0 | 0 | 0 | 2473.4415 | 0 | 0 | 0 | 5658.9708 | 0 | 0 | 0 | 4941.2239 | 0 | 0 | 0 | 5887.9388 | 0 | 0 | 0 | 2473.4415 | 5658.9708 | 4941.2239 | 5887.9388
169652 | 242.131 | 1690 | 2 | None | Electric, 100% Usage | EnergyStar, 100% Usage | Electric, 100% Usage | 318 Rated kWh, 100% Usage | 400%+ | None | None | Single-Family Detached | Single-Family Detached | Single-Family Detached | 1500-1999 | 1500-2499 | 1 | Electricity | None | None | None | Electricity Baseboard | None | 140000-159999 | 100% CFL | Occupied | 1970s | Electricity | Yes | 0 | 400.042 | 23.4457 | 0 | 0 | 97.5927 | 0 | 0 | 0 | 20934.9457 | 0 | 0 | 2176.6388 | 46.0122 | 0 | 620.1384 | 16.412 | 2382.6678 | 0 | 1992.0041 | 0 | 405.6104 | 434.0383 | 0 | 0 | 0 | 0 | 0 | 0 | 0 | 0 | 0 | 0 | 0 | 0 | 0 | 0 | 0 | 0 | 0 | 0 | 0 | 29529.841 | 29529.841 | 29529.841 | 29529.841 | 0 | 0 | 0 | 5045.3066 | 0 | 0 | 0 | 11955.5985 | 0 | 0 | 0 | 10361.6223 | 0 | 0 | 0 | 12680.3961 | 0 | 0 | 0 | 5045.3066 | 11955.5985 | 10361.6223 | 12680.3961
169703 | 242.131 | 1138 | 2 | Standard Efficiency | Gas, 80% Usage | EnergyStar, 80% Usage | Gas, 80% Usage | None | 300-400% | 116 | None | 50 or more Unit | Multifamily with 5+ units, 8+ stories | Multi-Family with 5+ Units | 1000-1499 | 0-1499 | 20 | Natural Gas | 100% Conditioned | Central AC | None | Natural Gas Fuel Furnace | None | 45000-49999 | 100% Incandescent | Occupied | 1980s | Natural Gas | Yes | 67.9925 | 20.808 | 13.4813 | 384.5092 | 3064.3511 | 0 | 0 | 179.9456 | 0 | 0 | 0 | 0 | 0 | 156.793 | 0 | 1465.0623 | 16.412 | 790.7057 | 0 | 0 | 0 | 19.0496 | 434.0383 | 0 | 0 | 0 | 0 | 275.1937 | 0 | 0 | 0 | 13240.3648 | 0 | 2079.3392 | 0 | 0 | 555.9558 | 0 | 0 | 0 | 0 | 0 | 22764.0023 | 22764.0023 | 6613.1487 | 6613.1487 | 0 | 16150.8536 | 0 | 1122.481 | 0 | 3682.0433 | 0 | 2397.2207 | 0 | 3682.0433 | 0 | 2129.3395 | 0 | 3682.0433 | 0 | 2544.8687 | 0 | 3682.0433 | 0 | 4804.5243 | 6079.264 | 5811.3828 | 6226.912
169726 | 242.131 | 1220 | 2 | Standard Efficiency | Electric, 80% Usage | Standard, 80% Usage | Gas, 80% Usage | None | 300-400% | None | None | Single-Family Detached | Single-Family Detached | Single-Family Detached | 1000-1499 | 0-1499 | 1 | Natural Gas | 100% Conditioned | Central AC | None | Natural Gas Fuel Furnace | None | 50000-59999 | 100% Incandescent | Occupied | 1960s | Natural Gas | Yes | 67.9925 | 610.174 | 22.8595 | 990.5802 | 2772.7454 | 0 | 0 | 120.7453 | 0 | 0 | 0 | 0 | 0 | 160.896 | 0 | 1535.3993 | 16.412 | 1116.6008 | 0 | 0 | 0 | 22.2734 | 434.0383 | 327.0673 | 0 | 0 | 0 | 0 | 0 | 719.1964 | 0 | 7103.7497 | 0 | 2198.6192 | 0 | 0 | 650.9108 | 0 | 0 | 0 | 0 | 0 | 18870.5531 | 18870.5531 | 8198.077 | 8198.077 | 0 | 10672.4761 | 0 | 1447.0399 | 0 | 2433.098 | 0 | 3111.3638 | 0 | 2433.098 | 0 | 2759.837 | 0 | 2433.098 | 0 | 3251.7602 | 0 | 2433.098 | 0 | 3880.138 | 5544.4618 | 5192.935 | 5684.8582
169789 | 242.131 | 1220 | 3 | Standard Efficiency | Electric, 100% Usage | EnergyStar, 100% Usage | Electric, 100% Usage | None | 300-400% | None | None | Single-Family Detached | Single-Family Detached | Single-Family Detached | 1000-1499 | 0-1499 | 1 | Natural Gas | 100% Conditioned | Central AC | None | Natural Gas Fuel Furnace | None | 60000-69999 | 100% CFL | Occupied | <1940 | Natural Gas | Yes | 67.9925 | 400.042 | 23.4457 | 615.7423 | 1886.4985 | 0 | 0 | 732.9707 | 0 | 0 | 834.9595 | 824.9951 | 0 | 40.1507 | 0 | 491.1871 | 21.9803 | 2233.2016 | 0 | 0 | 0 | 405.6104 | 400.042 | 0 | 0 | 0 | 0 | 0 | 0 | 0 | 0 | 33126.4092 | 0 | 3893.1561 | 0 | 0 | 0 | 0 | 0 | 0 | 0 | 0 | 45998.6767 | 45998.6767 | 8979.1114 | 8979.1114 | 0 | 37019.5653 | 0 | 1557.7655 | 0 | 8439.7242 | 0 | 3414.2115 | 0 | 8439.7242 | 0 | 3145.8246 | 0 | 8439.7242 | 0 | 3753.3313 | 0 | 8439.7242 | 0 | 9997.4897 | 11853.9358 | 11585.5488 | 12193.0555
169798 | 242.131 | 1202 | 2 | Standard Efficiency, No usage | Electric, 120% Usage | Standard, 120% Usage | Electric, 120% Usage | 318 Rated kWh, 120% Usage | 400%+ | None | 6 | Single-Family Attached | Single-Family Attached | Single-Family Attached | 1000-1499 | 0-1499 | 2 | Electricity | 100% Conditioned | Heat Pump | None | Electricity ASHP | None | 100000-119999 | 100% Incandescent | Vacant | 1980s | Electricity | Yes | 0 | 0 | 0 | 444.2957 | 1840.7794 | 0 | 0 | 171.1535 | 169.3951 | 1699.2261 | 0 | 0 | 351.9784 | 0 | 0 | 0 | 16.412 | 0 | 0 | 0 | 0 | 0 | 434.0383 | 0 | 0 | 0 | 0 | 0 | 0 | 0 | 0 | 0 | 0 | 0 | 0 | 0 | 0 | 0 | 0 | 0 | 0 | 0 | 5127.2784 | 5127.2784 | 5127.2784 | 5127.2784 | 0 | 0 | 0 | 942.3254 | 0 | 0 | 0 | 2099.7852 | 0 | 0 | 0 | 1844.3655 | 0 | 0 | 0 | 2133.5016 | 0 | 0 | 0 | 942.3254 | 2099.7852 | 1844.3655 | 2133.5016
169823 | 242.131 | 866 | 2 | Standard Efficiency | Electric, 80% Usage | Standard, 80% Usage | Electric, 80% Usage | 290 Rated kWh, 80% Usage | 300-400% | None | 16 | Single-Family Attached | Single-Family Attached | Single-Family Attached | 750-999 | 0-1499 | 2 | Natural Gas | 60% Conditioned | Room AC | None | Natural Gas Fuel Furnace | None | 40000-44999 | 100% Incandescent | Occupied | 1950s | Natural Gas | Yes | 67.9925 | 441.9512 | 16.412 | 0 | 1375.6756 | 48.3567 | 0 | 106.0917 | 0 | 0 | 0 | 0 | 0 | 143.3118 | 0 | 1231.4846 | 16.412 | 802.1355 | 0 | 0 | 0 | 277.5383 | 434.0383 | 0 | 0 | 0 | 0 | 0 | 0 | 0 | 0 | 4262.4256 | 0 | 2417.8363 | 0 | 0 | 0 | 0 | 0 | 0 | 0 | 0 | 11641.9552 | 11641.9552 | 4961.6932 | 4961.6932 | 0 | 6680.262 | 0 | 828.98 | 0 | 1522.9904 | 0 | 1812.4236 | 0 | 1522.9904 | 0 | 1602.9179 | 0 | 1522.9904 | 0 | 1921.8446 | 0 | 1522.9904 | 0 | 2351.9703 | 3335.4139 | 3125.9082 | 3444.8349
169922 | 242.131 | 1690 | 4 | Standard Efficiency | Electric, 100% Usage | Standard, 100% Usage | Electric, 100% Usage | None | 400%+ | None | None | Single-Family Detached | Single-Family Detached | Single-Family Detached | 1500-1999 | 1500-2499 | 1 | Fuel Oil | 100% Conditioned | Central AC | None | Fuel Oil Fuel Wall/Floor Furnace | None | 70000-79999 | 100% Incandescent | Occupied | 1960s | Electricity | Yes | 67.9925 | 762.864 | 28.4279 | 494.997 | 2604.2295 | 0 | 0 | 0 | 0 | 0 | 897.3836 | 886.54 | 2268.6632 | 184.6348 | 0 | 1938.9582 | 21.9803 | 2382.6678 | 0 | 0 | 0 | 405.6104 | 434.0383 | 351.6853 | 0 | 45249.294 | 0 | 0 | 0 | 0 | 0 | 0 | 0 | 0 | 0 | 0 | 0 | 0 | 0 | 0 | 0 | 0 | 58979.6736 | 58979.6736 | 13730.3796 | 13730.3796 | 45249.294 | 0 | 0 | 2416.9638 | 13719.5476 | 0 | 0 | 5172.0244 | 13719.5476 | 0 | 0 | 4571.1969 | 13719.5476 | 0 | 0 | 5537.2053 | 13719.5476 | 0 | 0 | 16136.5114 | 18891.572 | 18290.7445 | 19256.7529
170080 | 242.131 | 1690 | 3 | Standard Efficiency | Electric, 100% Usage | EnergyStar, 100% Usage | Electric, 100% Usage | 290 Rated kWh, 100% Usage | 300-400% | None | None | Single-Family Detached | Single-Family Detached | Single-Family Detached | 1500-1999 | 1500-2499 | 1 | Electricity | 100% Conditioned | Central AC | None | Electricity Electric Furnace | None | 60000-69999 | 100% LED | Occupied | 1980s | Electricity | Yes | 67.9925 | 400.042 | 23.4457 | 729.1608 | 4096.8405 | 91.1451 | 0 | 227.4232 | 0 | 10702.6624 | 0 | 0 | 2154.9516 | 30.7725 | 16.7051 | 473.6028 | 21.9803 | 2382.6678 | 0 | 0 | 0 | 405.6104 | 914.0887 | 0 | 0 | 0 | 0 | 0 | 0 | 0 | 0 | 0 | 0 | 0 | 0 | 0 | 0 | 0 | 0 | 0 | 0 | 0 | 22739.0913 | 22739.0913 | 22739.0913 | 22739.0913 | 0 | 0 | 0 | 4013.9237 | 0 | 0 | 0 | 9193.9037 | 0 | 0 | 0 | 8026.61 | 0 | 0 | 0 | 9611.1914 | 0 | 0 | 0 | 4013.9237 | 9193.9037 | 8026.61 | 9611.1914
170148 | 242.131 | 1690 | 3 | Standard Efficiency | Electric, 120% Usage | EnergyStar, 120% Usage | Gas, 120% Usage | 290 Rated kWh, 120% Usage | 150-200% | None | None | Single-Family Detached | Single-Family Detached | Single-Family Detached | 1500-1999 | 1500-2499 | 1 | Natural Gas | 100% Conditioned | Central AC | None | Natural Gas Fuel Furnace | None | 60000-69999 | 100% CFL | Occupied | 1980s | Electricity | Yes | 67.9925 | 1077.0362 | 63.0103 | 656.4792 | 2209.1697 | 275.7799 | 0 | 207.7874 | 0 | 0 | 0 | 0 | 11085.1202 | 46.0122 | 24.911 | 620.1384 | 21.9803 | 7283.4022 | 0 | 0 | 0 | 55.0974 | 434.0383 | 0 | 0 | 0 | 0 | 0 | 0 | 0 | 0 | 10730.7972 | 0 | 0 | 0 | 0 | 1618.0454 | 0 | 0 | 0 | 0 | 0 | 36477.0907 | 36477.0907 | 24128.5412 | 24128.5412 | 0 | 12348.8426 | 0 | 4068.4627 | 0 | 2815.2655 | 0 | 9046.9774 | 0 | 2815.2655 | 0 | 8313.6909 | 0 | 2815.2655 | 0 | 9995.3193 | 0 | 2815.2655 | 0 | 6883.7282 | 11862.2429 | 11128.9564 | 12810.5848
170226 | 242.131 | 2176 | 4 | Standard Efficiency | Electric, 120% Usage | EnergyStar, 120% Usage | Electric, 120% Usage | 290 Rated kWh, 120% Usage | 100-150% | None | None | Single-Family Detached | Single-Family Detached | Single-Family Detached | 2000-2499 | 1500-2499 | 2 | Fuel Oil | 100% Conditioned | Central AC | None | Fuel Oil Fuel Furnace | None | 40000-44999 | 100% LED | Occupied | <1940 | Electricity | Yes | 67.9925 | 927.863 | 54.2181 | 649.7386 | 5915.0534 | 234.1638 | 319.7405 | 1510.4883 | 0 | 0 | 0 | 0 | 9431.6132 | 34.8755 | 0 | 575.5916 | 21.9803 | 6963.0756 | 0 | 0 | 0 | 723.8855 | 434.0383 | 0 | 0 | 59535.0433 | 0 | 0 | 0 | 0 | 0 | 0 | 0 | 0 | 0 | 0 | 0 | 0 | 0 | 0 | 0 | 0 | 87399.0684 | 87399.0684 | 27864.0251 | 27864.0251 | 59535.0433 | 0 | 0 | 4739.9241 | 18050.9619 | 0 | 0 | 10402.8371 | 18050.9619 | 0 | 0 | 9593.9998 | 18050.9619 | 0 | 0 | 11514.8778 | 18050.9619 | 0 | 0 | 22790.8861 | 28453.799 | 27644.9617 | 29565.8397
170259 | 242.131 | 617 | 1 | Standard Efficiency | None | None | Electric, 120% Usage | None | 200-300% | 24 | None | 20 to 49 Unit | Multifamily with 5+ units, 1-3 stories | Multi-Family with 5+ Units | 500-749 | 0-1499 | 2 | Electricity | 100% Conditioned | Heat Pump | None | Electricity ASHP | None | 35000-39999 | 100% Incandescent | Occupied | 1970s | Electricity | Yes | 67.9925 | 0 | 0 | 342.307 | 1146.7871 | 0 | 0 | 102.5749 | 509.0644 | 1665.2298 | 0 | 0 | 2191.5855 | 130.7097 | 0 | 1017.8358 | 16.412 | 2742.8521 | 0 | 0 | 0 | 416.454 | 434.0383 | 0 | 0 | 0 | 0 | 0 | 0 | 0 | 0 | 0 | 0 | 0 | 0 | 0 | 0 | 0 | 0 | 0 | 0 | 0 | 10784.4292 | 10784.4292 | 10784.4292 | 10784.4292 | 0 | 0 | 0 | 1945.7253 | 0 | 0 | 0 | 4330.1869 | 0 | 0 | 0 | 3794.546 | 0 | 0 | 0 | 4586.072 | 0 | 0 | 0 | 1945.7253 | 4330.1869 | 3794.546 | 4586.072
170330 | 242.131 | 1690 | 3 | None | Electric, 100% Usage | Standard, 100% Usage | Gas, 100% Usage | 318 Rated kWh, 100% Usage | 400%+ | None | None | Single-Family Detached | Single-Family Detached | Single-Family Detached | 1500-1999 | 1500-2499 | 2 | Natural Gas | 60% Conditioned | Room AC | None | Natural Gas Fuel Wall/Floor Furnace | None | 200000+ | 100% LED | Occupied | 1950s | Natural Gas | Yes | 0 | 762.864 | 28.4279 | 0 | 2119.49 | 97.5927 | 0 | 0 | 0 | 0 | 0 | 0 | 0 | 30.7725 | 0 | 473.6028 | 21.9803 | 2382.6678 | 0 | 0 | 0 | 27.8418 | 434.0383 | 0 | 0 | 0 | 0 | 0 | 0 | 773.1215 | 0 | 31832.5004 | 0 | 4115.304 | 0 | 0 | 813.5653 | 0 | 0 | 0 | 0 | 0 | 43913.7691 | 43913.7691 | 6379.278 | 6379.278 | 0 | 37534.4911 | 0 | 1103.8774 | 0 | 8557.1099 | 0 | 2408.5138 | 0 | 8557.1099 | 0 | 2228.3347 | 0 | 8557.1099 | 0 | 2639.5225 | 0 | 8557.1099 | 0 | 9660.9872 | 10965.6237 | 10785.4445 | 11196.6324
170340 | 242.131 | 2663 | 4 | None | Electric, 80% Usage | EnergyStar, 80% Usage | Electric, 80% Usage | 318 Rated kWh, 80% Usage | 400%+ | None | None | Single-Family Detached | Single-Family Detached | Single-Family Detached | 2500-2999 | 2500-3999 | 3 | Fuel Oil | 60% Conditioned | Room AC | None | Fuel Oil Fuel Boiler | None | 120000-139999 | 100% Incandescent | Occupied | <1940 | Electricity | Yes | 0 | 320.0336 | 18.7565 | 0 | 1381.537 | 77.9569 | 0 | 279.8829 | 0 | 0 | 0 | 0 | 1312.9584 | 233.2846 | 0 | 2774.2107 | 21.9803 | 1346.0754 | 0 | 0 | 0 | 324.4297 | 434.0383 | 0 | 0 | 40583.6026 | 0 | 0 | 0 | 0 | 0 | 0 | 0 | 0 | 0 | 0 | 0 | 0 | 0 | 0 | 0 | 0 | 49108.4538 | 49108.4538 | 8524.8513 | 8524.8513 | 40583.6026 | 0 | 0 | 1478.7025 | 12304.9291 | 0 | 0 | 3203.5614 | 12304.9291 | 0 | 0 | 2952.2068 | 12304.9291 | 0 | 0 | 3562.9309 | 12304.9291 | 0 | 0 | 13783.6316 | 15508.4905 | 15257.1359 | 15867.8599
170367 | 242.131 | 1675 | 3 | Standard Efficiency, No usage | Electric, 100% Usage | Standard, 100% Usage | Electric, 100% Usage | None | 150-200% | None | 6 | Single-Family Attached | Single-Family Attached | Single-Family Attached | 1500-1999 | 1500-2499 | 2 | Electricity | 100% Conditioned | Central AC | None | Electricity Electric Furnace | None | 20000-24999 | 100% CFL | Vacant | 1980s | Electricity | Yes | 0 | 0 | 0 | 165.8782 | 1481.4743 | 0 | 319.7405 | 67.4063 | 0 | 2958.5525 | 0 | 0 | 207.2012 | 0 | 0 | 0 | 21.9803 | 0 | 0 | 0 | 0 | 0 | 868.0765 | 0 | 0 | 0 | 0 | 0 | 0 | 0 | 0 | 0 | 0 | 0 | 0 | 0 | 0 | 0 | 0 | 0 | 0 | 0 | 6090.3099 | 6090.3099 | 6090.3099 | 6090.3099 | 0 | 0 | 0 | 1139.9815 | 0 | 0 | 0 | 2618.3869 | 0 | 0 | 0 | 2283.2479 | 0 | 0 | 0 | 2651.183 | 0 | 0 | 0 | 1139.9815 | 2618.3869 | 2283.2479 | 2651.183
170594 | 242.131 | 1675 | 3 | Standard Efficiency, No usage | Electric, 80% Usage | EnergyStar, 80% Usage | Electric, 80% Usage | 318 Rated kWh, 80% Usage | 200-300% | None | 30 | Single-Family Attached | Single-Family Attached | Single-Family Attached | 1500-1999 | 1500-2499 | 2 | Electricity | 100% Conditioned | Heat Pump | None | Electricity ASHP | None | 50000-59999 | 100% CFL | Vacant | <1940 | Electricity | Yes | 0 | 0 | 0 | 715.3865 | 2299.4356 | 0 | 0 | 112.2462 | 94.662 | 1736.153 | 0 | 0 | 338.204 | 0 | 0 | 0 | 21.9803 | 0 | 0 | 0 | 0 | 0 | 868.0765 | 0 | 0 | 0 | 0 | 0 | 0 | 0 | 0 | 0 | 0 | 0 | 0 | 0 | 0 | 0 | 0 | 0 | 0 | 0 | 6186.1441 | 6186.1441 | 6186.1441 | 6186.1441 | 0 | 0 | 0 | 1109.1721 | 0 | 0 | 0 | 2413.4289 | 0 | 0 | 0 | 2130.5093 | 0 | 0 | 0 | 2499.8673 | 0 | 0 | 0 | 1109.1721 | 2413.4289 | 2130.5093 | 2499.8673
170646 | 242.131 | 1138 | 2 | Standard Efficiency, No usage | Electric, 100% Usage | Standard, 100% Usage | Gas, 100% Usage | None | 200-300% | 3 | None | 3 or 4 Unit | Multifamily with 2-4 Units | Multi-Family with 2 - 4 Units | 1000-1499 | 0-1499 | 3 | Natural Gas | 40% Conditioned | Room AC | None | Natural Gas Fuel Boiler | None | 25000-29999 | 100% CFL | Vacant | <1940 | Electricity | Yes | 0 | 0 | 0 | 0 | 1132.1335 | 0 | 0 | 43.6676 | 0 | 0 | 0 | 0 | 353.4437 | 0 | 0 | 0 | 16.412 | 0 | 0 | 0 | 0 | 0 | 480.0504 | 0 | 0 | 0 | 0 | 0 | 0 | 0 | 0 | 10156.0849 | 0 | 0 | 0 | 0 | 0 | 0 | 0 | 0 | 0 | 0 | 12181.7921 | 12181.7921 | 2025.7072 | 2025.7072 | 0 | 10156.0849 | 0 | 351.3354 | 0 | 2315.4094 | 0 | 745.1688 | 0 | 2315.4094 | 0 | 664.765 | 0 | 2315.4094 | 0 | 771.5547 | 0 | 2315.4094 | 0 | 2666.7448 | 3060.5782 | 2980.1744 | 3086.9642
170662 | 242.131 | 1138 | 3 | Standard Efficiency | None | None | Gas, 80% Usage | 318 Rated kWh, 80% Usage | 0-100% | 8 | None | 5 to 9 Unit | Multifamily with 5+ units, 1-3 stories | Multi-Family with 5+ Units | 1000-1499 | 0-1499 | 1 | Natural Gas | 40% Conditioned | Room AC | Heating Only | Natural Gas Shared Heating | Boiler Baseboards Heating Only, Natural Gas | 15000-19999 | 100% CFL | Occupied | <1940 | Natural Gas | No | 67.9925 | 0 | 0 | 0 | 561.5242 | 89.9728 | 0 | 128.6582 | 0 | 0 | 0 | 0 | 0 | 39.2715 | 0 | 468.6206 | 21.9803 | 985.8911 | 0 | 0 | 0 | 23.7388 | 434.0383 | 0 | 0 | 0 | 0 | 0 | 0 | 0 | 0 | 8011.0977 | 0 | 2891.4392 | 0 | 0 | 693.6992 | 0 | 0 | 0 | 0 | 0 | 14417.9244 | 14417.9244 | 2821.6883 | 2821.6883 | 0 | 11596.2361 | 0 | 492.4784 | 0 | 2643.6815 | 0 | 1082.9668 | 0 | 2643.6815 | 0 | 955.8053 | 0 | 2643.6815 | 0 | 1137.0395 | 0 | 2643.6815 | 0 | 3136.1599 | 3726.6482 | 3599.4868 | 3780.721
170749 | 242.131 | 617 | 1 | Standard Efficiency | None | None | Electric, 120% Usage | None | 200-300% | 8 | None | 5 to 9 Unit | Multifamily with 5+ units, 1-3 stories | Multi-Family with 5+ Units | 500-749 | 0-1499 | 2 | Electricity | 100% Conditioned | Central AC | Heating Only | Electricity Shared Heating | Boiler Baseboards Heating Only, Electricity | 30000-34999 | 100% Incandescent | Occupied | 1960s | Natural Gas | No | 67.9925 | 0 | 0 | 292.1919 | 1616.58 | 0 | 0 | 119.2799 | 0 | 8491.7343 | 0 | 0 | 0 | 130.7097 | 0 | 1017.8358 | 16.412 | 2742.8521 | 0 | 0 | 0 | 416.454 | 434.0383 | 0 | 0 | 0 | 0 | 0 | 0 | 0 | 0 | 0 | 0 | 3666.9052 | 0 | 0 | 0 | 0 | 0 | 0 | 0 | 0 | 19013.2787 | 19013.2787 | 15346.3735 | 15346.3735 | 0 | 3666.9052 | 0 | 2688.4447 | 0 | 835.9517 | 0 | 6185.2413 | 0 | 835.9517 | 0 | 5389.5805 | 0 | 835.9517 | 0 | 6533.608 | 0 | 835.9517 | 0 | 3524.3964 | 7021.193 | 6225.5321 | 7369.5597
170755 | 242.131 | 1690 | 4 | Standard Efficiency | Electric, 120% Usage | EnergyStar, 120% Usage | Electric, 120% Usage | None | 400%+ | None | None | Single-Family Detached | Single-Family Detached | Single-Family Detached | 1500-1999 | 1500-2499 | 1 | Natural Gas | 100% Conditioned | Central AC | None | Natural Gas Fuel Furnace | None | 120000-139999 | 100% Incandescent | Occupied | 1960s | Natural Gas | Yes | 67.9925 | 927.863 | 54.2181 | 1121.8761 | 7811.2232 | 0 | 319.7405 | 905.2965 | 0 | 0 | 0 | 0 | 0 | 184.6348 | 0 | 1938.9582 | 21.9803 | 6653.8856 | 0 | 0 | 0 | 723.8855 | 434.0383 | 0 | 0 | 0 | 0 | 0 | 0 | 0 | 0 | 36170.8315 | 0 | 11906.5984 | 0 | 0 | 0 | 0 | 0 | 0 | 0 | 0 | 69242.7294 | 69242.7294 | 21165.2996 | 21165.2996 | 0 | 48077.4298 | 0 | 3622.3878 | 0 | 10960.6618 | 0 | 7832.2638 | 0 | 10960.6618 | 0 | 6945.0235 | 0 | 10960.6618 | 0 | 8230.16 | 0 | 10960.6618 | 0 | 14583.0496 | 18792.9256 | 17905.6854 | 19190.8219
170799 | 242.131 | 2152 | 3 | Standard Efficiency | Electric, 100% Usage | EnergyStar, 100% Usage | Electric, 100% Usage | 318 Rated kWh, 100% Usage | 400%+ | None | 8 | Single-Family Attached | Single-Family Attached | Single-Family Attached | 2000-2499 | 1500-2499 | 2 | Natural Gas | 20% Conditioned | Room AC | None | Natural Gas Fuel Furnace | None | 140000-159999 | 100% Incandescent | Occupied | 1950s | Natural Gas | Yes | 67.9925 | 530.4586 | 31.0655 | 0 | 632.1543 | 136.5711 | 0 | 620.7245 | 0 | 0 | 0 | 0 | 0 | 207.4943 | 0 | 2335.4834 | 21.9803 | 2194.8092 | 0 | 0 | 0 | 474.4821 | 434.0383 | 0 | 0 | 0 | 0 | 0 | 0 | 955.7048 | 0 | 24894.0428 | 0 | 5013.2737 | 0 | 0 | 0 | 0 | 0 | 0 | 0 | 0 | 38550.2755 | 38550.2755 | 7686.9611 | 7686.9611 | 0 | 30863.0213 | 0 | 1299.333 | 0 | 7036.1507 | 0 | 2907.596 | 0 | 7036.1507 | 0 | 2553.6738 | 0 | 7036.1507 | 0 | 3103.9593 | 0 | 7036.1507 | 0 | 8335.4837 | 9943.7467 | 9589.8245 | 10140.11
170910 | 242.131 | 2663 | 5 | Standard Efficiency | Gas, 80% Usage | Standard, 80% Usage | Electric, 80% Usage | None | 400%+ | None | None | Single-Family Detached | Single-Family Detached | Single-Family Detached | 2500-2999 | 2500-3999 | 2 | Natural Gas | 100% Conditioned | Central AC | None | Natural Gas Fuel Furnace | None | 160000-179999 | 100% CFL | Occupied | 1960s | Natural Gas | Yes | 67.9925 | 105.5056 | 44.2537 | 1755.4957 | 6778.4408 | 0 | 0 | 573.8332 | 0 | 0 | 0 | 0 | 0 | 58.3211 | 0 | 887.4192 | 27.2556 | 1818.2129 | 0 | 0 | 0 | 482.6881 | 868.0765 | 0 | 0 | 0 | 0 | 1400.2936 | 0 | 0 | 0 | 36322.6423 | 0 | 4513.0014 | 0 | 0 | 0 | 0 | 0 | 0 | 0 | 0 | 55703.1391 | 55703.1391 | 13467.2018 | 13467.2018 | 0 | 42235.9373 | 0 | 2284.0825 | 0 | 9628.9278 | 0 | 4831.0695 | 0 | 9628.9278 | 0 | 4309.8596 | 0 | 9628.9278 | 0 | 5054.8964 | 0 | 9628.9278 | 0 | 11913.0103 | 14459.9972 | 13938.7874 | 14683.8242
170922 | 242.131 | 1690 | 3 | None | Electric, 120% Usage | Standard, 120% Usage | Electric, 120% Usage | None | 400%+ | None | None | Single-Family Detached | Single-Family Detached | Single-Family Detached | 1500-1999 | 1500-2499 | 1 | Fuel Oil | 100% Conditioned | Central AC | None | Fuel Oil Fuel Furnace | None | 100000-119999 | 100% Incandescent | Occupied | 1960s | Electricity | Yes | 0 | 1199.833 | 44.8399 | 921.1224 | 2887.6293 | 0 | 0 | 214.8211 | 0 | 0 | 0 | 0 | 5286.416 | 184.6348 | 99.9372 | 1938.9582 | 21.9803 | 5394.8523 | 0 | 0 | 0 | 565.6272 | 480.0504 | 0 | 0 | 19820.3965 | 0 | 0 | 0 | 0 | 0 | 0 | 0 | 0 | 0 | 0 | 0 | 0 | 0 | 0 | 0 | 0 | 39061.0984 | 39061.0984 | 19240.7019 | 19240.7019 | 19820.3965 | 0 | 0 | 3277.556 | 6009.4897 | 0 | 0 | 7184.1084 | 6009.4897 | 0 | 0 | 6333.5016 | 6009.4897 | 0 | 0 | 7669.9408 | 6009.4897 | 0 | 0 | 9287.0457 | 13193.5982 | 12342.9914 | 13679.4305
170924 | 242.131 | 2176 | 3 | Standard Efficiency | Gas, 120% Usage | EnergyStar, 120% Usage | Gas, 120% Usage | None | 300-400% | None | None | Single-Family Detached | Single-Family Detached | Single-Family Detached | 2000-2499 | 1500-2499 | 2 | Natural Gas | 100% Conditioned | Central AC | None | Natural Gas Fuel Furnace | None | 60000-69999 | 100% LED | Occupied | 1960s | Natural Gas | Yes | 67.9925 | 42.7884 | 28.1348 | 878.6271 | 5203.1838 | 0 | 0 | 871.0072 | 0 | 0 | 0 | 0 | 0 | 34.8755 | 0 | 575.5916 | 21.9803 | 5074.5256 | 0 | 0 | 0 | 33.4101 | 914.0887 | 0 | 0 | 0 | 0 | 570.3163 | 0 | 0 | 0 | 34789.8806 | 0 | 5979.529 | 0 | 0 | 976.2197 | 0 | 0 | 0 | 0 | 0 | 56061.8581 | 56061.8581 | 13745.9124 | 13745.9124 | 0 | 42315.9457 | 0 | 2387.2453 | 0 | 9647.1527 | 0 | 5154.1628 | 0 | 9647.1527 | 0 | 4570.9682 | 0 | 9647.1527 | 0 | 5389.1831 | 0 | 9647.1527 | 0 | 12034.398 | 14801.3155 | 14218.1209 | 15036.3358
170937 | 242.131 | 1202 | 3 | Standard Efficiency | Electric, 100% Usage | Standard, 100% Usage | Electric, 100% Usage | 318 Rated kWh, 100% Usage | 0-100% | None | 8 | Single-Family Attached | Single-Family Attached | Single-Family Attached | 1000-1499 | 0-1499 | 1 | Natural Gas | None | None | None | Natural Gas Fuel Boiler | None | <10000 | 100% CFL | Occupied | <1940 | Natural Gas | Yes | 67.9925 | 552.439 | 20.808 | 0 | 0 | 64.7687 | 0 | 128.6582 | 0 | 0 | 0 | 0 | 0 | 40.1507 | 0 | 486.2049 | 21.9803 | 1655.5585 | 0 | 0 | 0 | 346.9961 | 914.0887 | 0 | 0 | 0 | 0 | 0 | 0 | 0 | 0 | 18191.2144 | 0 | 2838.6864 | 0 | 0 | 0 | 0 | 0 | 0 | 0 | 0 | 25329.2534 | 25329.2534 | 4299.3526 | 4299.3526 | 0 | 21029.9008 | 0 | 739.83 | 0 | 4794.3679 | 0 | 1635.6731 | 0 | 4794.3679 | 0 | 1436.8015 | 0 | 4794.3679 | 0 | 1754.0993 | 0 | 4794.3679 | 0 | 5534.198 | 6430.0411 | 6231.1694 | 6548.4672
170959 | 242.131 | 3301 | 5 | None | Electric, 100% Usage | EnergyStar, 100% Usage | Electric, 100% Usage | None | 200-300% | None | None | Single-Family Detached | Single-Family Detached | Single-Family Detached | 3000-3999 | 2500-3999 | 2 | Electricity | 100% Conditioned | Heat Pump | None | Electricity ASHP | None | 100000-119999 | 100% Incandescent | Occupied | 1980s | Electricity | Yes | 0 | 1023.4042 | 59.7865 | 883.0231 | 3393.763 | 0 | 0 | 525.1834 | 1441.6166 | 6640.1112 | 0 | 0 | 5889.8493 | 264.9362 | 99.9372 | 3321.6675 | 27.2556 | 4468.7477 | 0 | 0 | 0 | 735.0222 | 914.0887 | 0 | 0 | 0 | 0 | 0 | 0 | 0 | 0 | 0 | 0 | 0 | 0 | 0 | 0 | 0 | 0 | 0 | 0 | 0 | 29688.6855 | 29688.6855 | 29688.6855 | 29688.6855 | 0 | 0 | 0 | 5045.7497 | 0 | 0 | 0 | 11414.4261 | 0 | 0 | 0 | 9987.283 | 0 | 0 | 0 | 12088.0743 | 0 | 0 | 0 | 5045.7497 | 11414.4261 | 9987.283 | 12088.0743
170963 | 242.131 | 1690 | 3 | Standard Efficiency | Electric, 100% Usage | Standard, 100% Usage | Electric, 100% Usage | None | 400%+ | None | None | Single-Family Detached | Single-Family Detached | Single-Family Detached | 1500-1999 | 1500-2499 | 2 | Natural Gas | 100% Conditioned | Central AC | None | Natural Gas Fuel Furnace | None | 140000-159999 | 100% CFL | Occupied | <1940 | Natural Gas | Yes | 67.9925 | 1476.199 | 55.0974 | 829.9773 | 4435.0445 | 0 | 0 | 609.0017 | 0 | 0 | 0 | 0 | 0 | 46.0122 | 24.911 | 620.1384 | 21.9803 | 3326.9428 | 0 | 0 | 0 | 603.1403 | 1356.0398 | 0 | 0 | 0 | 0 | 0 | 0 | 0 | 0 | 24486.381 | 0 | 6792.2151 | 0 | 0 | 0 | 0 | 0 | 0 | 0 | 0 | 44751.6593 | 44751.6593 | 13473.0632 | 13473.0632 | 0 | 31278.5961 | 0 | 2328.5219 | 0 | 7130.8735 | 0 | 5072.0372 | 0 | 7130.8735 | 0 | 4491.7624 | 0 | 7130.8735 | 0 | 5293.227 | 0 | 7130.8735 | 0 | 9459.3954 | 12202.9107 | 11622.6359 | 12424.1005
171092 | 242.131 | 1220 | 4 | Standard Efficiency | Electric, 80% Usage | EnergyStar, 80% Usage | Propane, 80% Usage | 318 Rated kWh, 80% Usage | 200-300% | None | None | Single-Family Detached | Single-Family Detached | Single-Family Detached | 1000-1499 | 0-1499 | 1 | Fuel Oil | 100% Conditioned | Central AC | None | Fuel Oil Fuel Furnace | None | 30000-34999 | 100% CFL | Occupied | 1950s | Electricity | Yes | 67.9925 | 220.6825 | 12.8951 | 477.7058 | 2768.0563 | 48.3567 | 0 | 361.0636 | 0 | 0 | 0 | 0 | 795.981 | 40.1507 | 0 | 491.1871 | 21.9803 | 959.2216 | 0 | 0 | 0 | 18.4635 | 727.1093 | 0 | 0 | 14494.1228 | 0 | 0 | 0 | 0 | 0 | 0 | 0 | 0 | 0 | 0 | 0 | 0 | 0 | 0 | 0 | 543.9399 | 22048.9089 | 22048.9089 | 7010.8461 | 7010.8461 | 14494.1228 | 0 | 543.9399 | 1259.3997 | 4394.6138 | 0 | 149.6451 | 2750.2058 | 4394.6138 | 0 | 149.6451 | 2439.4592 | 4394.6138 | 0 | 149.6451 | 2804.3013 | 4394.6138 | 0 | 149.6451 | 5803.6586 | 7294.4647 | 6983.7181 | 7348.5602
171197 | 242.131 | 853 | 2 | Standard Efficiency | Electric, 100% Usage | EnergyStar, 100% Usage | Electric, 100% Usage | None | 400%+ | 323 | None | 50 or more Unit | Multifamily with 5+ units, 4-7 stories | Multi-Family with 5+ Units | 750-999 | 0-1499 | 6 | Electricity | 100% Conditioned | Heat Pump | None | Electricity ASHP | None | 120000-139999 | 100% CFL | Occupied | 2010s | Electricity | Yes | 67.9925 | 450.1572 | 26.3764 | 191.9616 | 745.5728 | 0 | 0 | 2.9307 | 16.412 | 189.3239 | 0 | 0 | 2388.2361 | 35.7547 | 0 | 390.3707 | 16.412 | 1856.8983 | 0 | 0 | 0 | 431.9868 | 480.0504 | 0 | 0 | 0 | 0 | 0 | 0 | 0 | 0 | 0 | 0 | 0 | 0 | 0 | 0 | 0 | 0 | 0 | 0 | 0 | 7289.8498 | 7289.8498 | 7289.8498 | 7289.8498 | 0 | 0 | 0 | 1176.8944 | 0 | 0 | 0 | 2651.476 | 0 | 0 | 0 | 2331.2874 | 0 | 0 | 0 | 2840.2929 | 0 | 0 | 0 | 1176.8944 | 2651.476 | 2331.2874 | 2840.2929
171218 | 242.131 | 3301 | 4 | None | Electric, 100% Usage | EnergyStar, 100% Usage | Electric, 100% Usage | 318 Rated kWh, 100% Usage | 400%+ | None | None | Single-Family Detached | Single-Family Detached | Single-Family Detached | 3000-3999 | 2500-3999 | 2 | Natural Gas | 100% Conditioned | Central AC | None | Natural Gas Fuel Furnace | None | 200000+ | 100% Incandescent | Occupied | 2000s | Natural Gas | Yes | 0 | 897.6767 | 52.4597 | 1901.4451 | 8056.5237 | 246.1797 | 0 | 983.5465 | 0 | 0 | 0 | 0 | 0 | 264.9362 | 99.9372 | 3321.6675 | 21.9803 | 4153.9893 | 0 | 0 | 0 | 669.0813 | 434.0383 | 0 | 0 | 0 | 0 | 0 | 0 | 0 | 0 | 39447.366 | 0 | 8134.4806 | 0 | 0 | 0 | 0 | 0 | 0 | 0 | 0 | 68685.3082 | 68685.3082 | 21103.4616 | 21103.4616 | 0 | 47581.8466 | 0 | 3546.1126 | 0 | 10847.6633 | 0 | 7666.8768 | 0 | 10847.6633 | 0 | 6805.1465 | 0 | 10847.6633 | 0 | 8065.4316 | 0 | 10847.6633 | 0 | 14393.7759 | 18514.5401 | 17652.8099 | 18913.095
171304 | 242.131 | 1690 | 3 | Standard Efficiency | Electric, 100% Usage | EnergyStar, 100% Usage | Gas, 100% Usage | 290 Rated kWh, 100% Usage | 400%+ | None | None | Single-Family Detached | Single-Family Detached | Single-Family Detached | 1500-1999 | 1500-2499 | 1 | Electricity | 100% Conditioned | Heat Pump | None | Electricity ASHP | None | 120000-139999 | 100% Incandescent | Occupied | 1990s | Electricity | Yes | 81.7668 | 400.042 | 23.4457 | 723.2994 | 3152.2724 | 91.1451 | 0 | 582.0391 | 1750.2204 | 5792.5497 | 0 | 0 | 2061.4619 | 184.6348 | 99.9372 | 1938.9582 | 21.9803 | 2382.6678 | 0 | 0 | 0 | 27.8418 | 868.0765 | 0 | 0 | 0 | 0 | 0 | 0 | 0 | 0 | 0 | 0 | 0 | 0 | 0 | 813.5653 | 0 | 0 | 0 | 0 | 0 | 20995.3184 | 20995.3184 | 20181.7531 | 20181.7531 | 0 | 813.5653 | 0 | 3550.003 | 0 | 185.4562 | 0 | 8135.5597 | 0 | 185.4562 | 0 | 7110.7825 | 0 | 185.4562 | 0 | 8469.9448 | 0 | 185.4562 | 0 | 3735.4593 | 8321.0159 | 7296.2387 | 8655.4011
171316 | 242.131 | 2176 | 3 | Standard Efficiency | Electric, 100% Usage | EnergyStar, 100% Usage | Electric, 100% Usage | 290 Rated kWh, 100% Usage | 400%+ | None | None | Single-Family Detached | Single-Family Detached | Single-Family Detached | 2000-2499 | 1500-2499 | 2 | Fuel Oil | 40% Conditioned | Room AC | None | Fuel Oil Fuel Furnace | None | 70000-79999 | 100% CFL | Occupied | 1940s | Electricity | Yes | 67.9925 | 400.042 | 23.4457 | 0 | 2071.7194 | 91.1451 | 319.7405 | 1355.4537 | 0 | 0 | 0 | 0 | 2219.7203 | 52.1667 | 0 | 753.7788 | 21.9803 | 2537.1163 | 0 | 0 | 0 | 405.6104 | 434.0383 | 0 | 0 | 54369.9588 | 0 | 0 | 0 | 828.805 | 0 | 0 | 0 | 0 | 0 | 0 | 0 | 0 | 0 | 0 | 0 | 0 | 65952.4205 | 65952.4205 | 10753.6568 | 10753.6568 | 54369.9588 | 828.805 | 0 | 1802.0676 | 16484.8907 | 188.9171 | 0 | 4011.3809 | 16484.8907 | 188.9171 | 0 | 3532.2245 | 16484.8907 | 188.9171 | 0 | 4259.299 | 16484.8907 | 188.9171 | 0 | 18475.8755 | 20685.1887 | 20206.0323 | 20933.1069
171321 | 242.131 | 1220 | 3 | Standard Efficiency | Electric, 100% Usage | Standard, 100% Usage | Electric, 100% Usage | None | 400%+ | None | None | Single-Family Detached | Single-Family Detached | Single-Family Detached | 1000-1499 | 0-1499 | 1 | Natural Gas | 20% Conditioned | Room AC | None | Natural Gas Fuel Furnace | None | 200000+ | 100% LED | Occupied | 1950s | Natural Gas | Yes | 67.9925 | 762.864 | 28.4279 | 0 | 751.7273 | 0 | 319.7405 | 688.1309 | 0 | 0 | 0 | 0 | 0 | 26.9625 | 16.7051 | 375.131 | 21.9803 | 2233.2016 | 0 | 0 | 0 | 405.6104 | 434.0383 | 0 | 0 | 0 | 0 | 0 | 0 | 0 | 0 | 29059.1689 | 0 | 3302.0317 | 0 | 0 | 0 | 0 | 0 | 0 | 0 | 0 | 38493.1266 | 38493.1266 | 6132.2191 | 6132.2191 | 0 | 32360.9075 | 0 | 1051.0842 | 0 | 7377.6504 | 0 | 2340.5557 | 0 | 7377.6504 | 0 | 2058.0733 | 0 | 7377.6504 | 0 | 2487.0012 | 0 | 7377.6504 | 0 | 8428.7346 | 9718.2061 | 9435.7237 | 9864.6516
171420 | 242.131 | 2176 | 4 | Standard Efficiency | Electric, 100% Usage | Standard, 100% Usage | Electric, 100% Usage | None | 150-200% | None | None | Single-Family Detached | Single-Family Detached | Single-Family Detached | 2000-2499 | 1500-2499 | 1 | Fuel Oil | 100% Conditioned | Central AC | None | Fuel Oil Fuel Boiler | None | 25000-29999 | 100% LED | Occupied | 1960s | Electricity | Yes | 67.9925 | 762.864 | 28.4279 | 736.4876 | 2929.8315 | 0 | 0 | 238.5599 | 0 | 0 | 0 | 0 | 2427.5077 | 34.8755 | 16.7051 | 575.5916 | 21.9803 | 2537.1163 | 0 | 0 | -6137.7874 | 405.6104 | 434.0383 | 0 | 0 | 32155.4647 | 0 | 0 | 0 | 828.805 | 0 | 0 | 0 | 0 | 0 | 0 | 0 | 0 | 0 | 0 | 0 | 0 | 38063.7775 | 44201.858 | 5079.8009 | 11217.5883 | 32155.4647 | 828.805 | 0 | 1359.5139 | 9749.5217 | 188.9171 | 0 | 2854.1973 | 9749.5217 | 188.9171 | 0 | 2496.2191 | 9749.5217 | 188.9171 | 0 | 2967.2502 | 9749.5217 | 188.9171 | 0 | 11297.9527 | 12792.6361 | 12434.6579 | 12905.689
171554 | 242.131 | 3241 | 4 | Standard Efficiency, No usage | Gas, 80% Usage | EnergyStar, 80% Usage | Gas, 80% Usage | 318 Rated kWh, 80% Usage | 100-150% | None | 50 | Single-Family Attached | Single-Family Attached | Single-Family Attached | 3000-3999 | 2500-3999 | 2 | Natural Gas | 20% Conditioned | Room AC | None | Natural Gas Fuel Boiler | None | 30000-34999 | 100% CFL | Vacant | <1940 | Natural Gas | Yes | 0 | 0 | 0 | 0 | 1661.4199 | 0 | 0 | 46.8914 | 0 | 0 | 0 | 0 | 0 | 0 | 0 | 0 | 21.9803 | 0 | 0 | 0 | 0 | 0 | 400.042 | 0 | 0 | 0 | 0 | 0 | 0 | 0 | 0 | 17945.9139 | 0 | 1763.4086 | 0 | 0 | 0 | 0 | 0 | 0 | 0 | 0 | 21839.3631 | 21839.3631 | 2130.3336 | 2130.3336 | 0 | 19709.3225 | 0 | 366.0894 | 0 | 4493.2869 | 0 | 777.8474 | 0 | 4493.2869 | 0 | 695.7808 | 0 | 4493.2869 | 0 | 795.2672 | 0 | 4493.2869 | 0 | 4859.3763 | 5271.1343 | 5189.0677 | 5288.5541
171671 | 242.131 | 853 | 2 | None | Gas, 100% Usage | EnergyStar, 100% Usage | Electric, 100% Usage | 290 Rated kWh, 100% Usage | 200-300% | 116 | None | 50 or more Unit | Multifamily with 5+ units, 8+ stories | Multi-Family with 5+ Units | 750-999 | 0-1499 | 9 | Natural Gas | 100% Conditioned | Central AC | None | Natural Gas Fuel Furnace | None | 60000-69999 | 100% Incandescent | Vacant | 1990s | Natural Gas | Yes | 0 | 0 | 0 | 229.4746 | 930.2076 | 0 | 0 | 2.6376 | 0 | 0 | 0 | 0 | 0 | 0 | 0 | 0 | 16.412 | 0 | 0 | 0 | 0 | 0 | 434.0383 | 0 | 0 | 0 | 0 | 0 | 0 | 0 | 0 | 1097.5512 | 0 | 1620.683 | 0 | 0 | 0 | 0 | 0 | 0 | 0 | 0 | 4330.7112 | 4330.7112 | 1612.477 | 1612.477 | 0 | 2718.2342 | 0 | 270.2744 | 0 | 619.7029 | 0 | 561.9955 | 0 | 619.7029 | 0 | 502.2438 | 0 | 619.7029 | 0 | 598.3391 | 0 | 619.7029 | 0 | 889.9773 | 1181.6984 | 1121.9467 | 1218.042
171685 | 242.131 | 1220 | 3 | Standard Efficiency | Electric, 100% Usage | EnergyStar, 100% Usage | Electric, 100% Usage | 290 Rated kWh, 100% Usage | 400%+ | None | None | Single-Family Detached | Single-Family Detached | Single-Family Detached | 1000-1499 | 0-1499 | 1 | Other Fuel | 40% Conditioned | Room AC | None | None | None | 200000+ | 100% CFL | Occupied | <1940 | Electricity | Yes | 67.9925 | 400.042 | 23.4457 | 0 | 1095.7927 | 91.1451 | 0 | 0 | 0 | 0 | 0 | 0 | 2341.3448 | 40.1507 | 0 | 491.1871 | 21.9803 | 2233.2016 | 0 | 0 | 0 | 405.6104 | 960.1008 | 0 | 0 | 0 | 0 | 0 | 0 | 0 | 0 | 0 | 0 | 0 | 0 | 0 | 0 | 0 | 0 | 0 | 0 | 0 | 8171.7006 | 8171.7006 | 8171.7006 | 8171.7006 | 0 | 0 | 0 | 1395.5472 | 0 | 0 | 0 | 3070.1994 | 0 | 0 | 0 | 2823.5372 | 0 | 0 | 0 | 3400.3021 | 0 | 0 | 0 | 1395.5472 | 3070.1994 | 2823.5372 | 3400.3021
171699 | 242.131 | 1690 | 4 | Standard Efficiency | Electric, 100% Usage | Standard, 100% Usage | Electric, 100% Usage | 318 Rated kWh, 100% Usage | 200-300% | None | None | Single-Family Detached | Single-Family Detached | Single-Family Detached | 1500-1999 | 1500-2499 | 2 | Electricity | 80% Conditioned | Room AC | None | Electricity Baseboard | None | 70000-79999 | 100% LED | Occupied | <1940 | Electricity | Yes | 67.9925 | 1474.1475 | 55.0974 | 0 | 3226.1263 | 208.9597 | 319.7405 | 0 | 0 | 22960.9461 | 0 | 0 | 4858.8253 | 30.7725 | 0 | 473.6028 | 21.9803 | 3326.9428 | 0 | 0 | 0 | 603.1403 | 434.0383 | 0 | 0 | 0 | 0 | 0 | 0 | 0 | 0 | 0 | 0 | 0 | 0 | 0 | 0 | 0 | 0 | 0 | 0 | 0 | 38062.3121 | 38062.3121 | 38062.3121 | 38062.3121 | 0 | 0 | 0 | 6671.2951 | 0 | 0 | 0 | 15391.8211 | 0 | 0 | 0 | 13391.6162 | 0 | 0 | 0 | 16246.0086 | 0 | 0 | 0 | 6671.2951 | 15391.8211 | 13391.6162 | 16246.0086
171708 | 242.131 | 2152 | 3 | Standard Efficiency | Electric, 100% Usage | Standard, 100% Usage | Electric, 100% Usage | 290 Rated kWh, 100% Usage | 300-400% | None | 16 | Single-Family Attached | Single-Family Attached | Single-Family Attached | 2000-2499 | 1500-2499 | 2 | Natural Gas | 20% Conditioned | Room AC | None | Natural Gas Fuel Furnace | None | 80000-99999 | 100% Incandescent | Occupied | <1940 | Electricity | Yes | 67.9925 | 1011.0952 | 37.8062 | 0 | 658.5307 | 127.4859 | 0 | 427.2976 | 0 | 0 | 0 | 0 | 3159.3061 | 207.4943 | 0 | 2335.4834 | 21.9803 | 2194.8092 | 0 | 0 | 0 | 474.4821 | 434.0383 | 0 | 0 | 0 | 0 | 0 | 0 | 0 | 0 | 17130.2971 | 0 | 0 | 0 | 0 | 0 | 0 | 0 | 0 | 0 | 0 | 28288.0989 | 28288.0989 | 11157.8018 | 11157.8018 | 0 | 17130.2971 | 0 | 1879.1688 | 0 | 3905.3573 | 0 | 4182.3534 | 0 | 3905.3573 | 0 | 3674.193 | 0 | 3905.3573 | 0 | 4493.8467 | 0 | 3905.3573 | 0 | 5784.5261 | 8087.7107 | 7579.5503 | 8399.2039
171845 | 242.131 | 853 | 2 | None | Electric, 80% Usage | EnergyStar, 80% Usage | Gas, 80% Usage | 318 Rated kWh, 80% Usage | 150-200% | 8 | None | 5 to 9 Unit | Multifamily with 5+ units, 1-3 stories | Multi-Family with 5+ Units | 750-999 | 0-1499 | 2 | Natural Gas | 100% Conditioned | Central AC | Cooling Only | Natural Gas Fuel Furnace | Fan Coil Cooling Only | 25000-29999 | 100% Incandescent | Occupied | 1970s | Electricity | No | 0 | 296.0018 | 17.2912 | 14.6536 | 1280.4275 | 70.9232 | 0 | 183.4625 | 0 | 0 | 0 | 0 | 1197.7815 | 142.7256 | 0 | 1220.3479 | 16.412 | 830.8565 | 0 | 0 | 0 | 21.3942 | 434.0383 | 294.5364 | 0 | 0 | 0 | 0 | 0 | 0 | 0 | 8441.033 | 0 | 0 | 0 | 0 | 624.8275 | 0 | 0 | 0 | 0 | 0 | 15086.1264 | 15086.1264 | 6020.2659 | 6020.2659 | 0 | 9065.8605 | 0 | 1047.5471 | 0 | 2066.8308 | 0 | 2277.4329 | 0 | 2066.8308 | 0 | 2008.7597 | 0 | 2066.8308 | 0 | 2428.4796 | 0 | 2066.8308 | 0 | 3114.3779 | 4344.2637 | 4075.5905 | 4495.3104
171919 | 242.131 | 1623 | 2 | Standard Efficiency | Electric, 120% Usage | Standard, 120% Usage | Electric, 120% Usage | None | 400%+ | 323 | None | 50 or more Unit | Multifamily with 5+ units, 8+ stories | Multi-Family with 5+ Units | 1500-1999 | 1500-2499 | 12 | Electricity | 100% Conditioned | Central AC | Heating Only | Electricity Shared Heating | Boiler Baseboards Heating Only, Electricity | 200000+ | 100% LED | Occupied | 1970s | Electricity | Yes | 67.9925 | 1029.8517 | 38.6854 | 392.4222 | 2074.064 | 0 | 0 | 75.9054 | 0 | 4751.8543 | 0 | 0 | 4479.0052 | 30.1863 | 0 | 459.5354 | 16.412 | 4333.935 | 0 | 0 | 0 | 518.4427 | 434.0383 | 0 | 0 | 0 | 0 | 0 | 0 | 0 | 0 | 0 | 0 | 0 | 0 | 0 | 0 | 0 | 0 | 0 | 0 | 0 | 18702.3303 | 18702.3303 | 18702.3303 | 18702.3303 | 0 | 0 | 0 | 3142.223 | 0 | 0 | 0 | 7157.5883 | 0 | 0 | 0 | 6266.7192 | 0 | 0 | 0 | 7603.4169 | 0 | 0 | 0 | 3142.223 | 7157.5883 | 6266.7192 | 7603.4169
171975 | 242.131 | 3301 | 4 | None | Electric, 100% Usage | EnergyStar, 100% Usage | Electric, 100% Usage | 290 Rated kWh, 100% Usage | 400%+ | None | None | Single-Family Detached | Single-Family Detached | Single-Family Detached | 3000-3999 | 2500-3999 | 1 | Fuel Oil | 20% Conditioned | Room AC | None | Fuel Oil Fuel Wall/Floor Furnace | None | 120000-139999 | 100% Incandescent | Occupied | 1990s | Electricity | Yes | 0 | 400.042 | 23.4457 | 0 | 700.1468 | 91.1451 | 319.7405 | 0 | 0 | 0 | 0 | 0 | 2234.3738 | 264.9362 | 99.9372 | 3321.6675 | 21.9803 | 2894.956 | 0 | 0 | 0 | 405.6104 | 434.0383 | 0 | 0 | 24713.8041 | 0 | 0 | 0 | 0 | 0 | 0 | 0 | 0 | 0 | 0 | 0 | 0 | 0 | 0 | 0 | 0 | 35925.824 | 35925.824 | 11212.0199 | 11212.0199 | 24713.8041 | 0 | 0 | 1962.4737 | 7493.2031 | 0 | 0 | 4327.0943 | 7493.2031 | 0 | 0 | 3802.8508 | 7493.2031 | 0 | 0 | 4626.0434 | 7493.2031 | 0 | 0 | 9455.6768 | 11820.2974 | 11296.0539 | 12119.2465
172006 | 242.131 | 1675 | 2 | None | Electric, 120% Usage | EnergyStar, 120% Usage | Electric, 120% Usage | None | 300-400% | None | 36 | Single-Family Attached | Single-Family Attached | Single-Family Attached | 1500-1999 | 1500-2499 | 2 | Electricity | 100% Conditioned | Central AC | None | Electricity Electric Furnace | None | 60000-69999 | 100% LED | Occupied | 1980s | Electricity | Yes | 0 | 444.0027 | 25.7903 | 497.6347 | 5555.7483 | 0 | 319.7405 | 317.1029 | 0 | 13560.1053 | 0 | 0 | 3490.1834 | 30.4794 | 0 | 470.6721 | 16.412 | 3718.7788 | 0 | 0 | 0 | 467.4484 | 480.0504 | 0 | 0 | 0 | 0 | 0 | 0 | 0 | 0 | 0 | 0 | 0 | 0 | 0 | 0 | 0 | 0 | 0 | 0 | 0 | 29394.1491 | 29394.1491 | 29394.1491 | 29394.1491 | 0 | 0 | 0 | 5119.9116 | 0 | 0 | 0 | 11700.7409 | 0 | 0 | 0 | 10223.6876 | 0 | 0 | 0 | 12295.7992 | 0 | 0 | 0 | 5119.9116 | 11700.7409 | 10223.6876 | 12295.7992
172113 | 242.131 | 1202 | 2 | Standard Efficiency | None | None | Electric, 120% Usage | None | 200-300% | None | 60 | Single-Family Attached | Single-Family Attached | Single-Family Attached | 1000-1499 | 0-1499 | 2 | Natural Gas | None | None | None | Natural Gas Fuel Wall/Floor Furnace | None | 35000-39999 | 100% LED | Occupied | 1950s | Natural Gas | Yes | 67.9925 | 0 | 0 | 0 | 0 | 0 | 0 | 0 | 0 | 0 | 0 | 0 | 0 | 26.6695 | 0 | 371.321 | 16.412 | 3573.7086 | 0 | 0 | 0 | 467.4484 | 434.0383 | 0 | 0 | 0 | 0 | 0 | 0 | 0 | 0 | 5077.4563 | 0 | 5274.9862 | 0 | 0 | 0 | 0 | 0 | 0 | 0 | 0 | 15309.7396 | 15309.7396 | 4957.5902 | 4957.5902 | 0 | 10352.1494 | 0 | 827.8936 | 0 | 2360.0992 | 0 | 1866.0223 | 0 | 2360.0992 | 0 | 1639.8104 | 0 | 2360.0992 | 0 | 1985.372 | 0 | 2360.0992 | 0 | 3187.9928 | 4226.1215 | 3999.9095 | 4345.4712
172140 | 242.131 | 1690 | 1 | None | Electric, 100% Usage | EnergyStar, 100% Usage | Electric, 100% Usage | 318 Rated kWh, 100% Usage | 400%+ | None | None | Single-Family Detached | Single-Family Detached | Single-Family Detached | 1500-1999 | 1500-2499 | 3 | Electricity | 100% Conditioned | Central AC | None | Electricity Electric Furnace | None | 70000-79999 | 100% LED | Vacant | 1980s | Electricity | Yes | 0 | 0 | 0 | 390.0776 | 2399.959 | 0 | 319.7405 | 135.6919 | 0 | 5834.1658 | 0 | 0 | 317.396 | 0 | 0 | 0 | 16.412 | 0 | 0 | 1672.8497 | 0 | 0 | 914.0887 | 0 | 0 | 0 | 0 | 0 | 0 | 0 | 0 | 0 | 0 | 0 | 0 | 0 | 0 | 0 | 0 | 0 | 0 | 0 | 12000.3811 | 12000.3811 | 12000.3811 | 12000.3811 | 0 | 0 | 0 | 2144.9426 | 0 | 0 | 0 | 4927.8184 | 0 | 0 | 0 | 4303.1269 | 0 | 0 | 0 | 5099.9486 | 0 | 0 | 0 | 2144.9426 | 4927.8184 | 4303.1269 | 5099.9486
172158 | 242.131 | 1675 | 3 | Standard Efficiency | Electric, 100% Usage | EnergyStar, 100% Usage | Electric, 100% Usage | 318 Rated kWh, 100% Usage | 400%+ | None | 12 | Single-Family Attached | Single-Family Attached | Single-Family Attached | 1500-1999 | 1500-2499 | 2 | Electricity | 100% Conditioned | Central AC | None | Electricity Electric Furnace | None | 120000-139999 | 100% CFL | Occupied | 1990s | Electricity | Yes | 67.9925 | 450.1572 | 26.3764 | 459.5354 | 2573.7501 | 112.5393 | 0 | 123.3829 | 0 | 5285.5367 | 0 | 0 | 2597.1958 | 46.0122 | 0 | 616.0354 | 21.9803 | 1990.5387 | 0 | 0 | 0 | 431.4006 | 434.0383 | 0 | 0 | 0 | 0 | 0 | 1667.8675 | 0 | 0 | 0 | 0 | 0 | 0 | 0 | 0 | 0 | 0 | 0 | 0 | 0 | 16904.3393 | 16904.3393 | 15236.4719 | 15236.4719 | 0 | 1667.8675 | 0 | 2608.5176 | 0 | 380.2474 | 0 | 5964.3278 | 0 | 380.2474 | 0 | 5221.5426 | 0 | 380.2474 | 0 | 6290.5006 | 0 | 380.2474 | 0 | 2988.765 | 6344.5752 | 5601.79 | 6670.748
172218 | 242.131 | 2176 | 3 | Standard Efficiency | Gas, 120% Usage | EnergyStar, 120% Usage | Electric, 120% Usage | 318 Rated kWh, 120% Usage | 300-400% | None | None | Single-Family Detached | Single-Family Detached | Single-Family Detached | 2000-2499 | 1500-2499 | 1 | Natural Gas | None | None | None | Natural Gas Fuel Furnace | None | 60000-69999 | 100% CFL | Occupied | 1960s | Natural Gas | Yes | 67.9925 | 42.7884 | 28.1348 | 0 | 0 | 117.2284 | 0 | 390.6637 | 0 | 0 | 0 | 0 | 0 | 52.1667 | 0 | 753.7788 | 21.9803 | 5074.5256 | 0 | 0 | 0 | 486.498 | 400.042 | 0 | 0 | 0 | 0 | 570.3163 | 0 | 0 | 0 | 15671.3893 | 0 | 6089.1376 | 0 | 0 | 0 | 0 | 0 | 0 | 0 | 0 | 29766.0563 | 29766.0563 | 7435.5061 | 7435.5061 | 0 | 22330.5502 | 0 | 1246.9041 | 0 | 5090.8804 | 0 | 2819.1383 | 0 | 5090.8804 | 0 | 2474.7406 | 0 | 5090.8804 | 0 | 2994.6821 | 0 | 5090.8804 | 0 | 6337.7845 | 7910.0186 | 7565.6209 | 8085.5625
172241 | 242.131 | 1220 | 3 | Standard Efficiency | Electric, 100% Usage | EnergyStar, 100% Usage | Electric, 100% Usage | 290 Rated kWh, 100% Usage | 400%+ | None | None | Single-Family Detached | Single-Family Detached | Single-Family Detached | 1000-1499 | 0-1499 | 1 | Natural Gas | 100% Conditioned | Central AC | None | Natural Gas Fuel Boiler | None | 80000-99999 | 100% LED | Occupied | 1950s | Natural Gas | Yes | 67.9925 | 401.2143 | 23.4457 | 1417.2917 | 7442.2468 | 91.1451 | 0 | 95.5412 | 0 | 0 | 0 | 0 | 0 | 26.9625 | 0 | 375.131 | 21.9803 | 2233.2016 | 0 | 0 | 0 | 405.6104 | 434.0383 | 327.0673 | 0 | 0 | 0 | 0 | 0 | 0 | 0 | 28132.7712 | 0 | 3784.4267 | 0 | 0 | 0 | 0 | 0 | 0 | 0 | 0 | 45279.7734 | 45279.7734 | 13362.5754 | 13362.5754 | 0 | 31916.9049 | 0 | 2293.7504 | 0 | 7276.4276 | 0 | 4832.0102 | 0 | 7276.4276 | 0 | 4315.344 | 0 | 7276.4276 | 0 | 5028.5277 | 0 | 7276.4276 | 0 | 9570.178 | 12108.4379 | 11591.7716 | 12304.9554
172273 | 242.131 | 8194 | 4 | Standard Efficiency | Electric, 120% Usage | EnergyStar, 120% Usage | Gas, 120% Usage | 318 Rated kWh, 120% Usage | 400%+ | None | None | Single-Family Detached | Single-Family Detached | Single-Family Detached | 4000+ | 4000+ | 2 | Natural Gas | 60% Conditioned | Room AC | None | Natural Gas Fuel Boiler | None | 200000+ | 100% Incandescent | Occupied | 2000s | Electricity | Yes | 67.9925 | 778.6898 | 45.426 | 0 | 4477.8329 | 206.322 | 319.7405 | 56.8558 | 0 | 0 | 0 | 0 | 6808.041 | 509.6506 | 99.9372 | 7521.9621 | 21.9803 | 10161.0671 | 0 | 0 | 0 | 44.2537 | 434.0383 | 0 | 0 | 0 | 0 | 0 | 0 | 0 | 0 | 19374.0492 | 0 | 0 | 0 | 0 | 1297.1326 | 0 | 0 | 0 | 0 | 0 | 52224.6785 | 52224.6785 | 31553.7898 | 31553.7898 | 0 | 20670.8887 | 0 | 5609.5687 | 0 | 4712.5684 | 0 | 12249.2837 | 0 | 4712.5684 | 0 | 10778.3168 | 0 | 4712.5684 | 0 | 13073.1585 | 0 | 4712.5684 | 0 | 10322.1371 | 16961.8522 | 15490.8852 | 17785.727
172417 | 242.131 | 2176 | 3 | None | Gas, 80% Usage | EnergyStar, 80% Usage | Electric, 80% Usage | None | 300-400% | None | None | Single-Family Detached | Single-Family Detached | Single-Family Detached | 2000-2499 | 1500-2499 | 2 | Natural Gas | 40% Conditioned | Room AC | None | Natural Gas Fuel Wall/Floor Furnace | None | 50000-59999 | 100% Incandescent | Occupied | 1960s | Natural Gas | Yes | 0 | 28.721 | 18.7565 | 0 | 2329.3289 | 0 | 0 | 0 | 0 | 0 | 0 | 0 | 0 | 208.6666 | 0 | 2355.9983 | 21.9803 | 1268.7047 | 0 | 0 | 0 | 324.4297 | 434.0383 | 0 | 0 | 0 | 0 | 380.1132 | 0 | 0 | 0 | 37493.1681 | 0 | 2677.4973 | 0 | 0 | 0 | 0 | 0 | 0 | 0 | 0 | 47541.1098 | 47541.1098 | 6990.3312 | 6990.3312 | 0 | 40550.4855 | 0 | 1224.8164 | 0 | 9244.6851 | 0 | 2632.2219 | 0 | 9244.6851 | 0 | 2329.6223 | 0 | 9244.6851 | 0 | 2786.5018 | 0 | 9244.6851 | 0 | 10469.5016 | 11876.9071 | 11574.3074 | 12031.187
172458 | 242.131 | 1202 | 3 | Standard Efficiency | Electric, 120% Usage | EnergyStar, 120% Usage | Electric, 120% Usage | None | 300-400% | None | 6 | Single-Family Attached | Single-Family Attached | Single-Family Attached | 1000-1499 | 0-1499 | 1 | Electricity | 20% Conditioned | Room AC | None | Electricity Baseboard | None | 80000-99999 | 100% LED | Occupied | 1990s | Electricity | Yes | 67.9925 | 636.5504 | 37.22 | 0 | 339.9624 | 0 | 0 | 0 | 0 | 1017.8358 | 0 | 0 | 5554.576 | 26.6695 | 0 | 371.321 | 21.9803 | 4097.7197 | 0 | 0 | 0 | 569.4371 | 1356.0398 | 0 | 0 | 0 | 0 | 0 | 0 | 0 | 0 | 0 | 0 | 0 | 0 | 0 | 0 | 0 | 0 | 0 | 0 | 0 | 14097.3046 | 14097.3046 | 14097.3046 | 14097.3046 | 0 | 0 | 0 | 2312.2225 | 0 | 0 | 0 | 5258.6746 | 0 | 0 | 0 | 4608.9267 | 0 | 0 | 0 | 5619.8471 | 0 | 0 | 0 | 2312.2225 | 5258.6746 | 4608.9267 | 5619.8471
172477 | 242.131 | 8194 | 4 | None | None | None | Electric, 100% Usage | 290 Rated kWh, 100% Usage | 400%+ | None | None | Single-Family Detached | Single-Family Detached | Single-Family Detached | 4000+ | 4000+ | 2 | Electricity | 100% Conditioned | Central AC | None | Electricity Electric Furnace | None | 200000+ | 100% Incandescent | Occupied | 1950s | Electricity | Yes | 0 | 0 | 0 | 2248.1482 | 9952.9866 | 91.1451 | 0 | 941.0512 | 0 | 80048.8459 | 0 | 0 | 2041.5331 | 509.6506 | 99.9372 | 7521.669 | 21.9803 | 4450.8703 | 0 | 0 | 0 | 405.6104 | 1126.8583 | 690.4754 | 0 | 0 | 0 | 0 | 0 | 0 | 0 | 0 | 0 | 0 | 0 | 0 | 0 | 0 | 0 | 0 | 0 | 0 | 110150.7617 | 110150.7617 | 110150.7617 | 110150.7617 | 0 | 0 | 0 | 19609.7167 | 0 | 0 | 0 | 45427.7725 | 0 | 0 | 0 | 39510.1911 | 0 | 0 | 0 | 47960.4976 | 0 | 0 | 0 | 19609.7167 | 45427.7725 | 39510.1911 | 47960.4976
172527 | 242.131 | 617 | 1 | None | None | None | Electric, 100% Usage | None | 0-100% | 8 | None | 5 to 9 Unit | Multifamily with 5+ units, 1-3 stories | Multi-Family with 5+ Units | 500-749 | 0-1499 | 2 | Electricity | 100% Conditioned | Room AC | Heating Only | Electricity Shared Heating | Boiler Baseboards Heating Only, Electricity | <10000 | 100% CFL | Occupied | 1990s | Electricity | Yes | 0 | 0 | 0 | 0 | 774.5868 | 0 | 0 | 104.6264 | 0 | 2885.2847 | 0 | 0 | 1151.4762 | 32.824 | 0 | 325.602 | 16.412 | 1371.2795 | 0 | 0 | 0 | 346.9961 | 434.0383 | 0 | 0 | 0 | 0 | 0 | 0 | 0 | 0 | 0 | 0 | 0 | 0 | 0 | 0 | 0 | 0 | 0 | 0 | 0 | 7442.8329 | 7442.8329 | 7442.8329 | 7442.8329 | 0 | 0 | 0 | 1330.4708 | 0 | 0 | 0 | 3019.1362 | 0 | 0 | 0 | 2636.8735 | 0 | 0 | 0 | 3187.0416 | 0 | 0 | 0 | 1330.4708 | 3019.1362 | 2636.8735 | 3187.0416
172692 | 242.131 | 2176 | 3 | None | Electric, 100% Usage | EnergyStar, 100% Usage | Electric, 100% Usage | 318 Rated kWh, 100% Usage | 400%+ | None | None | Single-Family Detached | Single-Family Detached | Single-Family Detached | 2000-2499 | 1500-2499 | 2 | Natural Gas | 60% Conditioned | Central AC | None | Natural Gas Fuel Furnace | None | 200000+ | 100% CFL | Occupied | 1980s | Natural Gas | Yes | 0 | 648.8593 | 37.8062 | 331.1703 | 2638.5188 | 171.7396 | 319.7405 | 766.0878 | 0 | 0 | 0 | 0 | 0 | 52.1667 | 24.911 | 753.7788 | 21.9803 | 3166.6329 | 0 | 0 | 0 | 537.1993 | 1790.0781 | 0 | 0 | 0 | 0 | 0 | 0 | 0 | 0 | 30729.3809 | 0 | 6053.383 | 0 | 0 | 0 | 0 | 0 | 0 | 0 | 0 | 48044.0197 | 48044.0197 | 11260.9628 | 11260.9628 | 0 | 36782.7639 | 0 | 1895.7394 | 0 | 8385.7313 | 0 | 4165.2621 | 0 | 8385.7313 | 0 | 3681.4314 | 0 | 8385.7313 | 0 | 4399.5471 | 0 | 8385.7313 | 0 | 10281.4707 | 12550.9934 | 12067.1628 | 12785.2784
172814 | 242.131 | 1690 | 3 | None | Electric, 120% Usage | EnergyStar, 120% Usage | Electric, 120% Usage | 318 Rated kWh, 120% Usage | 400%+ | None | None | Single-Family Detached | Single-Family Detached | Single-Family Detached | 1500-1999 | 1500-2499 | 1 | Electricity | 100% Conditioned | Central AC | None | Electricity Electric Furnace | None | 70000-79999 | 100% CFL | Vacant | 1980s | Electricity | Yes | 0 | 0 | 0 | 638.8949 | 3463.5139 | 0 | 0 | 101.1095 | 0 | 4985.432 | 0 | 0 | 215.4072 | 0 | 0 | 0 | 21.9803 | 0 | 0 | 1992.0041 | 0 | 0 | 434.0383 | 0 | 0 | 0 | 0 | 0 | 0 | 0 | 0 | 0 | 0 | 0 | 0 | 0 | 0 | 0 | 0 | 0 | 0 | 0 | 11852.3802 | 11852.3802 | 11852.3802 | 11852.3802 | 0 | 0 | 0 | 2042.9447 | 0 | 0 | 0 | 4674.3996 | 0 | 0 | 0 | 4095.491 | 0 | 0 | 0 | 4812.7983 | 0 | 0 | 0 | 2042.9447 | 4674.3996 | 4095.491 | 4812.7983
172834 | 242.131 | 853 | 2 | None | None | None | Electric, 100% Usage | None | 200-300% | 10 | None | 10 to 19 Unit | Multifamily with 5+ units, 1-3 stories | Multi-Family with 5+ Units | 750-999 | 0-1499 | 3 | Electricity | 100% Conditioned | Central AC | None | Electricity Electric Furnace | None | 30000-34999 | 100% Incandescent | Vacant | 1960s | Electricity | Yes | 0 | 0 | 0 | 299.2256 | 2965.8792 | 0 | 0 | 114.2977 | 0 | 4877.5818 | 0 | 0 | 359.5982 | 0 | 0 | 0 | 16.412 | 0 | 0 | 0 | 0 | 0 | 434.0383 | 0 | 0 | 0 | 0 | 0 | 0 | 0 | 0 | 0 | 0 | 0 | 0 | 0 | 0 | 0 | 0 | 0 | 0 | 0 | 9067.0328 | 9067.0328 | 9067.0328 | 9067.0328 | 0 | 0 | 0 | 1758.9038 | 0 | 0 | 0 | 3957.4016 | 0 | 0 | 0 | 3461.4895 | 0 | 0 | 0 | 4051.615 | 0 | 0 | 0 | 1758.9038 | 3957.4016 | 3461.4895 | 4051.615
172881 | 242.131 | 1220 | 2 | Standard Efficiency | Electric, 80% Usage | EnergyStar, 80% Usage | Electric, 80% Usage | None | 400%+ | None | None | Single-Family Detached | Single-Family Detached | Single-Family Detached | 1000-1499 | 0-1499 | 1 | Propane | 100% Conditioned | Central AC | None | Propane Fuel Furnace | None | 60000-69999 | 100% CFL | Occupied | 2000s | Propane | Yes | 67.9925 | 220.6825 | 12.8951 | 147.1217 | 808.29 | 0 | 0 | 43.3745 | 0 | 0 | 0 | 0 | 0 | 40.1507 | 0 | 491.1871 | 16.412 | 959.2216 | 0 | 0 | 0 | 271.6769 | 400.042 | 270.7977 | 0 | 0 | 0 | 0 | 0 | 0 | 0 | 0 | 0 | 0 | 0 | 0 | 0 | 0 | 0 | 6081.2247 | 1361.6082 | 0 | 11192.3842 | 11192.3842 | 3749.8443 | 3749.8443 | 0 | 0 | 7442.5398 | 654.9493 | 0 | 0 | 2048.0938 | 1422.1976 | 0 | 0 | 2048.0938 | 1310.4302 | 0 | 0 | 2048.0938 | 1571.6867 | 0 | 0 | 2048.0938 | 2703.0431 | 3470.2914 | 3358.524 | 3619.7805
172935 | 242.131 | 1138 | 2 | None | Electric, 80% Usage | EnergyStar, 80% Usage | Electric, 80% Usage | None | 400%+ | 43 | None | 20 to 49 Unit | Multifamily with 5+ units, 1-3 stories | Multi-Family with 5+ Units | 1000-1499 | 0-1499 | 2 | Electricity | 100% Conditioned | Central AC | None | Electricity Electric Furnace | None | 80000-99999 | 100% CFL | Occupied | 2010s | Electricity | Yes | 0 | 231.8192 | 13.4813 | 132.4681 | 759.6402 | 0 | 0 | 21.3942 | 0 | 2365.3766 | 0 | 0 | 804.187 | 39.2715 | 0 | 468.6206 | 16.412 | 790.7057 | 0 | 0 | 0 | 277.5383 | 434.0383 | 0 | 0 | 0 | 0 | 0 | 0 | 0 | 0 | 0 | 0 | 0 | 0 | 0 | 0 | 0 | 0 | 0 | 0 | 0 | 6354.9531 | 6354.9531 | 6354.9531 | 6354.9531 | 0 | 0 | 0 | 1132.6442 | 0 | 0 | 0 | 2587.9177 | 0 | 0 | 0 | 2260.7865 | 0 | 0 | 0 | 2710.3995 | 0 | 0 | 0 | 1132.6442 | 2587.9177 | 2260.7865 | 2710.3995
172956 | 242.131 | 3301 | 4 | Standard Efficiency | Electric, 100% Usage | EnergyStar, 100% Usage | Electric, 100% Usage | None | 400%+ | None | None | Single-Family Detached | Single-Family Detached | Single-Family Detached | 3000-3999 | 2500-3999 | 1 | Electricity | 100% Conditioned | Heat Pump | None | Electricity ASHP | None | 180000-199999 | 100% Incandescent | Occupied | 1980s | Electricity | Yes | 67.9925 | 524.5972 | 30.7725 | 820.0129 | 2697.7192 | 0 | 319.7405 | 80.5945 | 1028.0933 | 1247.8966 | 0 | 0 | 2904.9204 | 264.9362 | 99.9372 | 3321.6675 | 21.9803 | 3209.7144 | 0 | 0 | 0 | 471.2583 | 480.0504 | 492.0663 | 0 | 0 | 0 | 0 | 2196.2746 | 0 | 0 | 0 | 0 | 0 | 0 | 0 | 0 | 0 | 0 | 0 | 0 | 0 | 20280.225 | 20280.225 | 18083.9504 | 18083.9504 | 0 | 2196.2746 | 0 | 3188.2568 | 0 | 500.7165 | 0 | 7080.2113 | 0 | 500.7165 | 0 | 6221.2139 | 0 | 500.7165 | 0 | 7448.9275 | 0 | 500.7165 | 0 | 3688.9733 | 7580.9278 | 6721.9305 | 7949.644
173005 | 242.131 | 2176 | 5 | None | Electric, 100% Usage | Standard, 100% Usage | Electric, 100% Usage | None | 400%+ | None | None | Single-Family Detached | Single-Family Detached | Single-Family Detached | 2000-2499 | 1500-2499 | 2 | Electricity | 100% Conditioned | Heat Pump | None | Electricity ASHP | None | 50000-59999 | 100% CFL | Vacant | 1990s | Electricity | Yes | 0 | 0 | 0 | 985.8911 | 4304.0417 | 0 | 319.7405 | 252.3342 | 232.4054 | 4527.3619 | 0 | 0 | 352.8576 | 0 | 0 | 0 | 27.2556 | 0 | 0 | 0 | 0 | 0 | 480.0504 | 0 | 0 | 0 | 0 | 0 | 0 | 0 | 0 | 0 | 0 | 0 | 0 | 0 | 0 | 0 | 0 | 0 | 0 | 0 | 11481.9384 | 11481.9384 | 11481.9384 | 11481.9384 | 0 | 0 | 0 | 2093.9824 | 0 | 0 | 0 | 4622.9336 | 0 | 0 | 0 | 4068.6106 | 0 | 0 | 0 | 4749.9594 | 0 | 0 | 0 | 2093.9824 | 4622.9336 | 4068.6106 | 4749.9594
173035 | 242.131 | 2631 | 3 | Standard Efficiency | Electric, 120% Usage | EnergyStar, 120% Usage | Gas, 120% Usage | 318 Rated kWh, 120% Usage | 400%+ | None | 7 | Single-Family Attached | Single-Family Attached | Single-Family Attached | 2500-2999 | 2500-3999 | 3 | Natural Gas | 100% Conditioned | Central AC | None | Natural Gas Fuel Furnace | None | 200000+ | 100% LED | Occupied | 2010s | Natural Gas | Yes | 67.9925 | 636.5504 | 37.22 | 569.7302 | 3000.1685 | 163.8267 | 0 | 103.4541 | 0 | 0 | 0 | 0 | 0 | 38.6854 | 0 | 671.1328 | 21.9803 | 4536.7402 | 0 | 0 | 0 | 38.9785 | 868.0765 | 0 | 0 | 0 | 0 | 0 | 0 | 0 | 0 | 4787.609 | 0 | 8561.4852 | 0 | 0 | 1144.1495 | 0 | 0 | 0 | 0 | 0 | 25247.7796 | 25247.7796 | 10754.536 | 10754.536 | 0 | 14493.2436 | 0 | 1731.4043 | 0 | 3304.185 | 0 | 3830.183 | 0 | 3304.185 | 0 | 3390.8366 | 0 | 3304.185 | 0 | 4053.2905 | 0 | 3304.185 | 0 | 5035.5893 | 7134.368 | 6695.0216 | 7357.4755
173066 | 242.131 | 333 | 2 | Standard Efficiency | None | None | Electric, 100% Usage | None | 100-150% | 6 | None | 5 to 9 Unit | Multifamily with 5+ units, 4-7 stories | Multi-Family with 5+ Units | 0-499 | 0-1499 | 4 | Electricity | 100% Conditioned | Heat Pump | None | Electricity ASHP | None | 15000-19999 | 100% Incandescent | Occupied | 1950s | Electricity | No | 67.9925 | 0 | 0 | 545.1122 | 2227.9263 | 0 | 319.7405 | 105.5056 | 228.5954 | 2503.9992 | 0 | 0 | 1841.6586 | 116.6423 | 0 | 774.0007 | 16.412 | 1452.1672 | 0 | 0 | 0 | 389.4915 | 434.0383 | 0 | 0 | 0 | 0 | 0 | 0 | 0 | 0 | 0 | 0 | 0 | 0 | 0 | 0 | 0 | 0 | 0 | 0 | 0 | 11023.5752 | 11023.5752 | 11023.5752 | 11023.5752 | 0 | 0 | 0 | 1925.7668 | 0 | 0 | 0 | 4300.2357 | 0 | 0 | 0 | 3775.4666 | 0 | 0 | 0 | 4539.7924 | 0 | 0 | 0 | 1925.7668 | 4300.2357 | 3775.4666 | 4539.7924
173069 | 242.131 | 1202 | 2 | Standard Efficiency | Electric, 100% Usage | EnergyStar, 100% Usage | Gas, 100% Usage | None | 200-300% | None | 5 | Single-Family Attached | Single-Family Attached | Single-Family Attached | 1000-1499 | 0-1499 | 2 | Natural Gas | 100% Conditioned | Central AC | None | Natural Gas Fuel Furnace | None | 35000-39999 | 100% Incandescent | Occupied | 1990s | Natural Gas | Yes | 67.9925 | 289.8473 | 16.9981 | 264.057 | 1491.1456 | 0 | 319.7405 | 598.4511 | 0 | 0 | 0 | 0 | 0 | 160.0168 | 0 | 1519.8666 | 16.412 | 1655.5585 | 0 | 0 | 0 | 23.7388 | 434.0383 | 0 | 0 | 0 | 0 | 0 | 0 | 0 | 0 | 27797.2048 | 0 | 2342.224 | 0 | 0 | 694.8715 | 0 | 0 | 0 | 0 | 0 | 37692.1634 | 37692.1634 | 6857.863 | 6857.863 | 0 | 30834.3003 | 0 | 1164.6701 | 0 | 7029.5931 | 0 | 2546.0934 | 0 | 7029.5931 | 0 | 2245.8383 | 0 | 7029.5931 | 0 | 2717.6565 | 0 | 7029.5931 | 0 | 8194.2632 | 9575.6865 | 9275.4314 | 9747.2496
173094 | 242.131 | 8194 | 4 | None | Electric, 100% Usage | Standard, 100% Usage | Electric, 100% Usage | 318 Rated kWh, 100% Usage | 400%+ | None | None | Single-Family Detached | Single-Family Detached | Single-Family Detached | 4000+ | 4000+ | 2 | Electricity | 60% Conditioned | Central AC | None | Electricity Electric Furnace | None | 180000-199999 | 100% CFL | Occupied | 1980s | Electricity | Yes | 0 | 762.864 | 28.4279 | 494.997 | 3119.7415 | 97.5927 | 0 | 468.6206 | 0 | 19959.0191 | 0 | 0 | 2365.3766 | 127.4859 | 24.911 | 2406.1135 | 21.9803 | 4450.8703 | 0 | 0 | 0 | 405.6104 | 434.0383 | 0 | 0 | 0 | 0 | 0 | 0 | 0 | 0 | 0 | 0 | 0 | 0 | 0 | 0 | 0 | 0 | 0 | 0 | 0 | 35167.3561 | 35167.3561 | 35167.3561 | 35167.3561 | 0 | 0 | 0 | 6226.589 | 0 | 0 | 0 | 14405.7068 | 0 | 0 | 0 | 12535.1091 | 0 | 0 | 0 | 15119.0198 | 0 | 0 | 0 | 6226.589 | 14405.7068 | 12535.1091 | 15119.0198
173260 | 242.131 | 2152 | 4 | Standard Efficiency | Electric, 80% Usage | EnergyStar, 80% Usage | Electric, 80% Usage | 318 Rated kWh, 80% Usage | 300-400% | None | 8 | Single-Family Attached | Single-Family Attached | Single-Family Attached | 2000-2499 | 1500-2499 | 2 | Natural Gas | 100% Conditioned | Central AC | None | Natural Gas Fuel Furnace | None | 100000-119999 | 100% CFL | Occupied | 1980s | Natural Gas | Yes | 67.9925 | 488.5495 | 28.4279 | 337.6179 | 1549.7598 | 128.3651 | 0 | 204.2705 | 0 | 0 | 0 | 0 | 0 | 51.8736 | 0 | 747.0382 | 21.9803 | 1162.906 | 0 | 0 | 0 | 413.5233 | 480.0504 | 0 | 0 | 0 | 0 | 0 | 0 | 0 | 0 | 8164.0808 | 0 | 3641.408 | 0 | 0 | 0 | 0 | 0 | 0 | 0 | 0 | 17488.1369 | 17488.1369 | 5682.648 | 5682.648 | 0 | 11805.4888 | 0 | 972.9906 | 0 | 2691.3899 | 0 | 2122.3133 | 0 | 2691.3899 | 0 | 1875.4171 | 0 | 2691.3899 | 0 | 2246.6811 | 0 | 2691.3899 | 0 | 3664.3804 | 4813.7032 | 4566.807 | 4938.071
173285 | 242.131 | 1675 | 3 | None | Electric, 120% Usage | EnergyStar, 120% Usage | Electric, 120% Usage | 318 Rated kWh, 120% Usage | 400%+ | None | 10 | Single-Family Attached | Single-Family Attached | Single-Family Attached | 1500-1999 | 1500-2499 | 2 | Natural Gas | 100% Conditioned | Central AC | None | Natural Gas Fuel Furnace | None | 100000-119999 | 100% LED | Occupied | 1990s | Natural Gas | Yes | 0 | 347.5823 | 20.2219 | 347.5823 | 1953.9048 | 77.6638 | 0 | 232.4054 | 0 | 0 | 0 | 0 | 0 | 30.4794 | 0 | 470.6721 | 21.9803 | 3456.7733 | 0 | 0 | 0 | 416.454 | 480.0504 | 0 | 0 | 0 | 0 | 0 | 0 | 0 | 0 | 9803.5204 | 0 | 4108.5633 | 0 | 0 | 0 | 0 | 0 | 0 | 0 | 0 | 21767.8537 | 21767.8537 | 7855.477 | 7855.477 | 0 | 13912.3768 | 0 | 1380.9384 | 0 | 3171.7025 | 0 | 3034.4908 | 0 | 3171.7025 | 0 | 2678.2085 | 0 | 3171.7025 | 0 | 3171.7043 | 0 | 3171.7025 | 0 | 4552.6408 | 6206.1932 | 5849.9109 | 6343.4067
173417 | 242.131 | 1202 | 2 | None | Electric, 100% Usage | EnergyStar, 100% Usage | Electric, 100% Usage | 318 Rated kWh, 100% Usage | 300-400% | None | 12 | Single-Family Attached | Single-Family Attached | Single-Family Attached | 1000-1499 | 0-1499 | 1 | Natural Gas | None | None | Heating Only | Natural Gas Shared Heating | Boiler Baseboards Heating Only, Natural Gas | 70000-79999 | 100% LED | Occupied | 1940s | Electricity | Yes | 0 | 450.1572 | 26.3764 | 0 | 0 | 112.5393 | 0 | 230.0608 | 0 | 0 | 0 | 0 | 2506.9299 | 26.6695 | 0 | 371.321 | 16.412 | 1917.8571 | 0 | 0 | 0 | 431.9868 | 727.1093 | 0 | 0 | 0 | 0 | 0 | 0 | 0 | 0 | 39691.2012 | 0 | 0 | 0 | 0 | 0 | 0 | 0 | 0 | 0 | 0 | 46508.6204 | 46508.6204 | 6817.4192 | 6817.4192 | 0 | 39691.2012 | 0 | 1110.0385 | 0 | 9048.8013 | 0 | 2509.1206 | 0 | 9048.8013 | 0 | 2202.3992 | 0 | 9048.8013 | 0 | 2700.503 | 0 | 9048.8013 | 0 | 10158.8398 | 11557.9219 | 11251.2004 | 11749.3043
173456 | 242.131 | 2152 | 3 | Standard Efficiency | Electric, 100% Usage | EnergyStar, 100% Usage | Electric, 100% Usage | 290 Rated kWh, 100% Usage | 400%+ | None | 8 | Single-Family Attached | Single-Family Attached | Single-Family Attached | 2000-2499 | 1500-2499 | 2 | Electricity | 100% Conditioned | Heat Pump | None | Electricity ASHP | None | 160000-179999 | 100% CFL | Occupied | 1980s | Natural Gas | Yes | 67.9925 | 369.8557 | 21.6873 | 705.129 | 2260.4572 | 82.646 | 0 | 425.5392 | 2086.0799 | 5009.4638 | 0 | 0 | 0 | 51.8736 | 0 | 747.0382 | 21.9803 | 1932.8037 | 0 | 0 | 0 | 389.4915 | 914.0887 | 0 | 0 | 0 | 0 | 0 | 0 | 0 | 0 | 0 | 0 | 3603.8949 | 0 | 0 | 0 | 0 | 0 | 0 | 0 | 0 | 18690.0213 | 18690.0213 | 15086.1264 | 15086.1264 | 0 | 3603.8949 | 0 | 2690.6392 | 0 | 821.6227 | 0 | 6120.1862 | 0 | 821.6227 | 0 | 5347.3819 | 0 | 821.6227 | 0 | 6393.4371 | 0 | 821.6227 | 0 | 3512.2619 | 6941.8089 | 6169.0046 | 7215.0598
173532 | 242.131 | 1675 | 2 | Standard Efficiency | Electric, 80% Usage | Standard, 80% Usage | Electric, 80% Usage | None | 200-300% | None | 8 | Single-Family Attached | Single-Family Attached | Single-Family Attached | 1500-1999 | 1500-2499 | 1 | Natural Gas | 20% Conditioned | Room AC | None | Natural Gas Fuel Boiler | None | 35000-39999 | 100% LED | Occupied | 1960s | Natural Gas | Yes | 67.9925 | 441.9512 | 16.412 | 0 | 475.0682 | 0 | 0 | 66.2341 | 0 | 0 | 0 | 0 | 0 | 30.4794 | 0 | 470.6721 | 16.412 | 864.2666 | 0 | 0 | 0 | 277.5383 | 434.0383 | 300.984 | 0 | 0 | 0 | 0 | 0 | 0 | 0 | 14322.6763 | 0 | 2337.8279 | 0 | 0 | 0 | 0 | 0 | 0 | 0 | 0 | 20122.5527 | 20122.5527 | 3462.3416 | 3462.3416 | 0 | 16660.5042 | 0 | 597.3612 | 0 | 3798.2364 | 0 | 1303.8467 | 0 | 3798.2364 | 0 | 1149.6494 | 0 | 3798.2364 | 0 | 1392.9649 | 0 | 3798.2364 | 0 | 4395.5976 | 5102.0832 | 4947.8858 | 5191.2014
173748 | 242.131 | 885 | 2 | None | Electric, 80% Usage | EnergyStar, 80% Usage | Electric, 80% Usage | None | 200-300% | None | None | Single-Family Detached | Single-Family Detached | Single-Family Detached | 750-999 | 0-1499 | 1 | Electricity | 100% Conditioned | Central AC | None | Electricity Electric Furnace | None | 30000-34999 | 100% Incandescent | Occupied | 1970s | Electricity | Yes | 0 | 220.6825 | 12.8951 | 661.4614 | 4659.5369 | 0 | 319.7405 | 112.5393 | 0 | 9539.4633 | 646.8079 | 638.8949 | 742.6421 | 144.191 | 0 | 1247.8966 | 16.412 | 905.8827 | 0 | 0 | 0 | 271.6769 | 434.0383 | 0 | 0 | 0 | 0 | 0 | 0 | 0 | 0 | 0 | 0 | 0 | 0 | 0 | 0 | 0 | 0 | 0 | 0 | 0 | 20574.7614 | 20574.7614 | 20574.7614 | 20574.7614 | 0 | 0 | 0 | 3617.3592 | 0 | 0 | 0 | 8165.5308 | 0 | 0 | 0 | 7151.858 | 0 | 0 | 0 | 8606.4662 | 0 | 0 | 0 | 3617.3592 | 8165.5308 | 7151.858 | 8606.4662
173790 | 242.131 | 1220 | 4 | Standard Efficiency | Electric, 100% Usage | Standard, 100% Usage | Electric, 100% Usage | None | 300-400% | None | None | Single-Family Detached | Single-Family Detached | Single-Family Detached | 1000-1499 | 0-1499 | 2 | Fuel Oil | 40% Conditioned | Room AC | None | Fuel Oil Fuel Boiler | None | 40000-44999 | 100% LED | Occupied | <1940 | Electricity | Yes | 81.7668 | 525.7695 | 19.6358 | 0 | 1249.9481 | 0 | 0 | 164.7059 | 0 | 0 | 0 | 0 | 1216.8311 | 26.9625 | 0 | 375.131 | 21.9803 | 1918.4432 | 0 | 0 | 0 | 339.6694 | 434.0383 | 0 | 0 | 14690.7735 | 0 | 0 | 0 | 0 | 0 | 0 | 0 | 0 | 0 | 0 | 0 | 0 | 0 | 0 | 0 | 0 | 21065.0693 | 21065.0693 | 6374.2958 | 6374.2958 | 14690.7735 | 0 | 0 | 1077.1952 | 4454.229 | 0 | 0 | 2393.5883 | 4454.229 | 0 | 0 | 2109.5524 | 4454.229 | 0 | 0 | 2530.106 | 4454.229 | 0 | 0 | 5531.4242 | 6847.8173 | 6563.7814 | 6984.335
173814 | 242.131 | 2176 | 3 | None | Gas, 100% Usage | Standard, 100% Usage | None | 290 Rated kWh, 100% Usage | 200-300% | None | None | Single-Family Detached | Single-Family Detached | Single-Family Detached | 2000-2499 | 1500-2499 | 1 | Natural Gas | 20% Conditioned | Room AC | None | Natural Gas Fuel Furnace | None | 70000-79999 | 100% Incandescent | Occupied | 1950s | Electricity | Yes | 0 | 110.4878 | 46.3052 | 0 | 1641.198 | 160.6029 | 0 | 880.6786 | 0 | 0 | 0 | 0 | 4152.8171 | 208.6666 | 0 | 2355.9983 | 21.9803 | 3166.6329 | 0 | 0 | 0 | 0 | 914.0887 | 0 | 0 | 0 | 0 | 1468.8722 | 0 | 0 | 0 | 35326.4937 | 0 | 0 | 0 | 0 | 0 | 0 | 0 | 0 | 0 | 0 | 50454.8223 | 50454.8223 | 13659.4564 | 13659.4564 | 0 | 36795.3659 | 0 | 2298.7063 | 0 | 8388.6089 | 0 | 5113.6525 | 0 | 8388.6089 | 0 | 4495.7245 | 0 | 8388.6089 | 0 | 5469.078 | 0 | 8388.6089 | 0 | 10687.3153 | 13502.2614 | 12884.3335 | 13857.6869
173911 | 242.131 | 1138 | 2 | Standard Efficiency | None | None | Electric, 120% Usage | None | 400%+ | 67 | None | 50 or more Unit | Multifamily with 5+ units, 1-3 stories | Multi-Family with 5+ Units | 1000-1499 | 0-1499 | 3 | Electricity | 100% Conditioned | Heat Pump | None | Electricity ASHP | None | 70000-79999 | 100% LED | Occupied | 1980s | Electricity | Yes | 67.9925 | 0 | 0 | 377.1825 | 1443.6681 | 0 | 0 | 92.3174 | 108.4363 | 1030.1448 | 0 | 0 | 3392.0046 | 26.0833 | 0 | 357.8398 | 16.412 | 3552.9006 | 0 | 0 | 0 | 467.4484 | 400.042 | 0 | 0 | 0 | 0 | 0 | 0 | 0 | 0 | 0 | 0 | 0 | 0 | 0 | 0 | 0 | 0 | 0 | 0 | 0 | 11332.4721 | 11332.4721 | 11332.4721 | 11332.4721 | 0 | 0 | 0 | 1954.7223 | 0 | 0 | 0 | 4332.2081 | 0 | 0 | 0 | 3805.4608 | 0 | 0 | 0 | 4624.3057 | 0 | 0 | 0 | 1954.7223 | 4332.2081 | 3805.4608 | 4624.3057
173960 | 242.131 | 633 | 1 | Standard Efficiency, No usage | Electric, 100% Usage | EnergyStar, 100% Usage | Propane, 100% Usage | 318 Rated kWh, 100% Usage | 200-300% | None | None | Single-Family Detached | Single-Family Detached | Single-Family Detached | 500-749 | 0-1499 | 1 | Propane | 100% Conditioned | Central AC | None | Propane Fuel Furnace | None | 35000-39999 | 100% LED | Vacant | 1970s | Electricity | Yes | 0 | 0 | 0 | 200.4606 | 1585.2214 | 0 | 0 | 52.7528 | 0 | 0 | 0 | 0 | 333.8079 | 0 | 0 | 0 | 16.412 | 0 | 0 | 0 | 0 | 0 | 400.042 | 0 | 0 | 0 | 0 | 0 | 0 | 0 | 0 | 0 | 0 | 0 | 0 | 0 | 0 | 0 | 0 | 2122.4207 | 0 | 0 | 4710.8244 | 4710.8244 | 2588.6968 | 2588.6968 | 0 | 0 | 2122.4207 | 472.3838 | 0 | 0 | 584.0242 | 991.4368 | 0 | 0 | 584.0242 | 883.886 | 0 | 0 | 584.0242 | 1016.8112 | 0 | 0 | 584.0242 | 1056.408 | 1575.461 | 1467.9102 | 1600.8354
174122 | 242.131 | 866 | 2 | Standard Efficiency, No usage | None | None | Electric, 120% Usage | None | 400%+ | None | 144 | Single-Family Attached | Single-Family Attached | Single-Family Attached | 750-999 | 0-1499 | 1 | Electricity | 20% Conditioned | Room AC | None | Electricity Baseboard | None | 70000-79999 | 100% LED | Vacant | 1940s | Natural Gas | Yes | 0 | 0 | 0 | 0 | 347.8754 | 0 | 0 | 0 | 0 | 3312.5823 | 0 | 0 | 0 | 0 | 0 | 0 | 16.412 | 0 | 0 | 0 | 0 | 0 | 434.0383 | 0 | 0 | 0 | 0 | 0 | 0 | 0 | 0 | 0 | 0 | 1513.1259 | 0 | 0 | 0 | 0 | 0 | 0 | 0 | 0 | 5623.7408 | 5623.7408 | 4110.6148 | 4110.6148 | 0 | 1513.1259 | 0 | 773.4131 | 0 | 344.942 | 0 | 1819.7849 | 0 | 344.942 | 0 | 1574.3307 | 0 | 344.942 | 0 | 1880.559 | 0 | 344.942 | 0 | 1118.3551 | 2164.7269 | 1919.2727 | 2225.5011
174176 | 242.131 | 1202 | 5 | Standard Efficiency | Electric, 100% Usage | Standard, 100% Usage | Electric, 100% Usage | 318 Rated kWh, 100% Usage | 300-400% | None | 6 | Single-Family Attached | Single-Family Attached | Single-Family Attached | 1000-1499 | 0-1499 | 2 | Electricity | 100% Conditioned | Heat Pump | None | Electricity ASHP | None | 80000-99999 | 100% LED | Occupied | 1990s | Electricity | Yes | 67.9925 | 1011.0952 | 37.8062 | 394.4737 | 1640.3188 | 136.5711 | 319.7405 | 285.7443 | 725.0578 | 3200.3361 | 0 | 0 | 3289.4297 | 26.6695 | 0 | 371.321 | 27.2556 | 2048.8599 | 0 | 0 | 0 | 474.4821 | 1356.0398 | 385.3885 | 0 | 0 | 0 | 0 | 0 | 0 | 0 | 0 | 0 | 0 | 0 | 0 | 0 | 0 | 0 | 0 | 0 | 0 | 15798.8752 | 15798.8752 | 15798.8752 | 15798.8752 | 0 | 0 | 0 | 2691.6688 | 0 | 0 | 0 | 6099.3382 | 0 | 0 | 0 | 5344.6045 | 0 | 0 | 0 | 6465.0879 | 0 | 0 | 0 | 2691.6688 | 6099.3382 | 5344.6045 | 6465.0879
174177 | 242.131 | 1623 | 3 | None | Electric, 100% Usage | EnergyStar, 100% Usage | Electric, 100% Usage | None | 400%+ | 43 | None | 20 to 49 Unit | Multifamily with 5+ units, 4-7 stories | Multi-Family with 5+ Units | 1500-1999 | 1500-2499 | 6 | Electricity | None | None | None | Electricity Baseboard | None | 80000-99999 | 100% CFL | Occupied | 1970s | Electricity | Yes | 0 | 369.8557 | 21.6873 | 0 | 0 | 0 | 0 | 0 | 0 | 16445.097 | 0 | 0 | 1869.7934 | 45.426 | 0 | 601.968 | 21.9803 | 1971.7822 | 0 | 0 | 0 | 389.4915 | 434.0383 | 0 | 0 | 0 | 0 | 0 | 0 | 0 | 0 | 0 | 0 | 0 | 0 | 0 | 0 | 0 | 0 | 0 | 0 | 0 | 22170.8264 | 22170.8264 | 22170.8264 | 22170.8264 | 0 | 0 | 0 | 3863.1074 | 0 | 0 | 0 | 9078.1269 | 0 | 0 | 0 | 7872.7855 | 0 | 0 | 0 | 9689.3381 | 0 | 0 | 0 | 3863.1074 | 9078.1269 | 7872.7855 | 9689.3381
174199 | 242.131 | 1675 | 3 | Standard Efficiency | None | Standard, 100% Usage | None | 318 Rated kWh, 100% Usage | 400%+ | None | 7 | Single-Family Attached | Single-Family Attached | Single-Family Attached | 1500-1999 | 1500-2499 | 2 | Electricity | 80% Conditioned | Room AC | None | Electricity Baseboard | None | 120000-139999 | 100% Incandescent | Occupied | 1940s | Electricity | Yes | 67.9925 | 0 | 32.2378 | 0 | 2203.0152 | 112.5393 | 0 | 0 | 0 | 8240.2793 | 0 | 0 | 2771.8662 | 183.7556 | 0 | 1926.0631 | 21.9803 | 1990.5387 | 0 | 0 | 0 | 0 | 434.0383 | 0 | 0 | 0 | 0 | 0 | 0 | 0 | 0 | 0 | 0 | 0 | 0 | 0 | 0 | 0 | 0 | 0 | 0 | 0 | 17984.0131 | 17984.0131 | 17984.0131 | 17984.0131 | 0 | 0 | 0 | 3128.1181 | 0 | 0 | 0 | 7139.7648 | 0 | 0 | 0 | 6224.3746 | 0 | 0 | 0 | 7527.2706 | 0 | 0 | 0 | 3128.1181 | 7139.7648 | 6224.3746 | 7527.2706
174206 | 242.131 | 1220 | 3 | Standard Efficiency | Electric, 100% Usage | Standard, 100% Usage | None | None | 0-100% | None | None | Single-Family Detached | Single-Family Detached | Single-Family Detached | 1000-1499 | 0-1499 | 1 | Electricity | 100% Conditioned | Central AC | None | Electricity Electric Furnace | None | <10000 | 100% CFL | Occupied | 1980s | Electricity | Yes | 67.9925 | 525.7695 | 19.6358 | 611.3463 | 5697.8877 | 0 | 319.7405 | 164.4129 | 0 | 9467.0748 | 0 | 0 | 1271.3423 | 40.1507 | 0 | 491.1871 | 21.9803 | 1918.4432 | 0 | 0 | 0 | 0 | 960.1008 | 0 | 0 | 0 | 0 | 0 | 0 | 595.5204 | 0 | 0 | 0 | 0 | 0 | 0 | 0 | 0 | 0 | 0 | 0 | 0 | 22172.2918 | 22172.2918 | 21576.7714 | 21576.7714 | 0 | 595.5204 | 0 | 3585.122 | 0 | 135.7371 | 0 | 8249.792 | 0 | 135.7371 | 0 | 7221.1511 | 0 | 135.7371 | 0 | 8665.6409 | 0 | 135.7371 | 0 | 3720.859 | 8385.529 | 7356.8881 | 8801.378
174211 | 242.131 | 1690 | 3 | Standard Efficiency | Electric, 120% Usage | Standard, 120% Usage | Electric, 120% Usage | 318 Rated kWh, 120% Usage | 400%+ | None | None | Single-Family Detached | Single-Family Detached | Single-Family Detached | 1500-1999 | 1500-2499 | 1 | Electricity | 100% Conditioned | Heat Pump | None | Electricity ASHP | None | 100000-119999 | 100% LED | Occupied | 2000s | Electricity | Yes | 67.9925 | 915.261 | 34.2893 | 887.4192 | 3152.8586 | 117.2284 | 319.7405 | 366.3388 | 787.482 | 3259.2434 | 0 | 0 | 4238.98 | 30.7725 | 16.7051 | 473.6028 | 21.9803 | 4765.3356 | 0 | 0 | 0 | 486.498 | 434.0383 | 0 | 0 | 0 | 0 | 0 | 0 | 0 | 0 | 0 | 0 | 0 | 0 | 0 | 0 | 0 | 0 | 0 | 0 | 0 | 20375.7661 | 20375.7661 | 20375.7661 | 20375.7661 | 0 | 0 | 0 | 3490.367 | 0 | 0 | 0 | 7845.3808 | 0 | 0 | 0 | 6884.3664 | 0 | 0 | 0 | 8253.4792 | 0 | 0 | 0 | 3490.367 | 7845.3808 | 6884.3664 | 8253.4792
174230 | 242.131 | 853 | 1 | None | Electric, 120% Usage | EnergyStar, 120% Usage | Electric, 120% Usage | 318 Rated kWh, 120% Usage | 300-400% | 17 | None | 10 to 19 Unit | Multifamily with 5+ units, 1-3 stories | Multi-Family with 5+ Units | 750-999 | 0-1499 | 2 | Electricity | 40% Conditioned | Room AC | None | Electricity Electric Furnace | None | 60000-69999 | 100% Incandescent | Occupied | 2010s | Electricity | Yes | 0 | 540.13 | 31.6517 | 0 | 379.234 | 135.1058 | 0 | 26.0833 | 0 | 1120.9968 | 0 | 0 | 4755.6643 | 142.7256 | 0 | 1220.3479 | 16.412 | 3713.5035 | 0 | 0 | 0 | 518.4427 | 480.0504 | 0 | 0 | 0 | 0 | 0 | 0 | 0 | 0 | 0 | 0 | 0 | 0 | 0 | 0 | 0 | 0 | 0 | 0 | 0 | 13080.0549 | 13080.0549 | 13080.0549 | 13080.0549 | 0 | 0 | 0 | 2225.4843 | 0 | 0 | 0 | 5027.0608 | 0 | 0 | 0 | 4405.8048 | 0 | 0 | 0 | 5358.3502 | 0 | 0 | 0 | 2225.4843 | 5027.0608 | 4405.8048 | 5358.3502
174236 | 242.131 | 1690 | 4 | Standard Efficiency | Gas, 120% Usage | EnergyStar, 120% Usage | Electric, 120% Usage | None | 200-300% | None | None | Single-Family Detached | Single-Family Detached | Single-Family Detached | 1500-1999 | 1500-2499 | 2 | Natural Gas | 100% Conditioned | Central AC | None | Natural Gas Fuel Furnace | None | 70000-79999 | 100% Incandescent | Occupied | 1940s | Electricity | Yes | 67.9925 | 69.4578 | 45.426 | 1707.7251 | 4872.3065 | 0 | 319.7405 | 264.9362 | 0 | 0 | 0 | 0 | 6909.7366 | 184.6348 | 0 | 1938.9582 | 21.9803 | 6024.3689 | 0 | 0 | 0 | 644.7564 | 434.0383 | 464.2246 | 0 | 0 | 0 | 924.6392 | 0 | 0 | 0 | 27014.7051 | 0 | 0 | 0 | 0 | 0 | 0 | 0 | 0 | 0 | 0 | 51910.2133 | 51910.2133 | 23970.5759 | 23970.5759 | 0 | 27939.3443 | 0 | 4021.7554 | 0 | 6369.6239 | 0 | 8820.9024 | 0 | 6369.6239 | 0 | 7793.3302 | 0 | 6369.6239 | 0 | 9368.0868 | 0 | 6369.6239 | 0 | 10391.3794 | 15190.5263 | 14162.9541 | 15737.7107
174289 | 242.131 | 617 | 1 | Standard Efficiency, No usage | Electric, 80% Usage | Standard, 80% Usage | Gas, 80% Usage | 318 Rated kWh, 80% Usage | 400%+ | 116 | None | 50 or more Unit | Multifamily with 5+ units, 4-7 stories | Multi-Family with 5+ Units | 500-749 | 0-1499 | 4 | Natural Gas | 100% Conditioned | Central AC | Heating Only | Natural Gas Shared Heating | Boiler Baseboards Heating Only, Natural Gas | 70000-79999 | 100% CFL | Vacant | 1970s | Natural Gas | No | 0 | 0 | 0 | 223.9063 | 1080.553 | 0 | 0 | 31.3586 | 0 | 0 | 0 | 0 | 0 | 0 | 0 | 0 | 16.412 | 0 | 0 | 0 | 0 | 0 | 434.0383 | 0 | 0 | 0 | 0 | 0 | 0 | 0 | 0 | 1709.7766 | 0 | 1604.271 | 0 | 0 | 0 | 0 | 0 | 0 | 0 | 0 | 5100.0228 | 5100.0228 | 1785.9751 | 1785.9751 | 0 | 3313.7546 | 0 | 298.9523 | 0 | 755.5012 | 0 | 641.9171 | 0 | 755.5012 | 0 | 572.9085 | 0 | 755.5012 | 0 | 658.143 | 0 | 755.5012 | 0 | 1054.4535 | 1397.4183 | 1328.4097 | 1413.6442
174292 | 242.131 | 3301 | 4 | Standard Efficiency | Electric, 100% Usage | EnergyStar, 100% Usage | Electric, 100% Usage | None | 400%+ | None | None | Single-Family Detached | Single-Family Detached | Single-Family Detached | 3000-3999 | 2500-3999 | 2 | Electricity | 100% Conditioned | Heat Pump | None | Electricity ASHP | None | 200000+ | 100% LED | Occupied | 1980s | Electricity | Yes | 67.9925 | 648.8593 | 37.8062 | 756.4164 | 2643.7941 | 0 | 0 | 730.3331 | 4983.6735 | 7718.0266 | 0 | 0 | 3656.0616 | 44.2537 | 0 | 811.5138 | 21.9803 | 3524.4727 | 0 | 0 | 0 | 537.1993 | 400.042 | 0 | 0 | 0 | 0 | 0 | 0 | 0 | 0 | 0 | 0 | 0 | 0 | 0 | 0 | 0 | 0 | 0 | 0 | 0 | 26582.7183 | 26582.7183 | 26582.7183 | 26582.7183 | 0 | 0 | 0 | 4694.9096 | 0 | 0 | 0 | 10810.7282 | 0 | 0 | 0 | 9426.8569 | 0 | 0 | 0 | 11322.6049 | 0 | 0 | 0 | 4694.9096 | 10810.7282 | 9426.8569 | 11322.6049
174300 | 242.131 | 1220 | 2 | Standard Efficiency | Electric, 120% Usage | EnergyStar, 120% Usage | Electric, 120% Usage | 290 Rated kWh, 120% Usage | 400%+ | None | None | Single-Family Detached | Single-Family Detached | Single-Family Detached | 1000-1499 | 0-1499 | 1 | Natural Gas | 100% Conditioned | Central AC | None | Natural Gas Fuel Furnace | None | 200000+ | 100% CFL | Occupied | 1990s | Electricity | Yes | 67.9925 | 480.0504 | 28.1348 | 706.5943 | 3180.9934 | 109.3155 | 0 | 43.0814 | 0 | 0 | 0 | 0 | 3767.4286 | 40.1507 | 0 | 491.1871 | 16.412 | 4466.4031 | 0 | 0 | 0 | 486.498 | 434.0383 | 0 | 0 | 0 | 0 | 0 | 0 | 0 | 0 | 6725.3949 | 0 | 0 | 0 | 0 | 0 | 0 | 0 | 0 | 0 | 0 | 21043.9682 | 21043.9682 | 14318.5733 | 14318.5733 | 0 | 6725.3949 | 0 | 2478.1221 | 0 | 1533.2638 | 0 | 5438.3085 | 0 | 1533.2638 | 0 | 4803.6902 | 0 | 1533.2638 | 0 | 5727.226 | 0 | 1533.2638 | 0 | 4011.3859 | 6971.5723 | 6336.9539 | 7260.4898
174319 | 242.131 | 1675 | 3 | None | Electric, 120% Usage | Standard, 120% Usage | Electric, 120% Usage | 318 Rated kWh, 120% Usage | 400%+ | None | 16 | Single-Family Attached | Single-Family Attached | Single-Family Attached | 1500-1999 | 1500-2499 | 2 | Electricity | 100% Conditioned | Central AC | Cooling Only | Electricity Baseboard | Fan Coil Cooling Only | 80000-99999 | 100% LED | Occupied | 1970s | Electricity | Yes | 0 | 662.9268 | 24.911 | 50.4082 | 3620.8931 | 77.6638 | 0 | 0 | 0 | 9496.0888 | 0 | 0 | 2494.6209 | 30.4794 | 0 | 470.6721 | 21.9803 | 3456.7733 | 0 | 0 | 0 | 416.454 | 914.0887 | 0 | 0 | 0 | 0 | 0 | 0 | 0 | 0 | 0 | 0 | 0 | 0 | 0 | 0 | 0 | 0 | 0 | 0 | 0 | 21737.6674 | 21737.6674 | 21737.6674 | 21737.6674 | 0 | 0 | 0 | 3689.8823 | 0 | 0 | 0 | 8454.8833 | 0 | 0 | 0 | 7403.9511 | 0 | 0 | 0 | 8884.5832 | 0 | 0 | 0 | 3689.8823 | 8454.8833 | 7403.9511 | 8884.5832
174470 | 242.131 | 1202 | 2 | None | Electric, 100% Usage | Standard, 100% Usage | Electric, 100% Usage | None | 400%+ | None | 6 | Single-Family Attached | Single-Family Attached | Single-Family Attached | 1000-1499 | 0-1499 | 1 | Electricity | 100% Conditioned | Heat Pump | None | Electricity ASHP | None | 70000-79999 | 100% Incandescent | Occupied | 2000s | Electricity | Yes | 0 | 552.439 | 20.808 | 163.8267 | 529.5794 | 0 | 0 | 40.7369 | 179.3595 | 768.1393 | 0 | 0 | 1411.1372 | 160.0168 | 0 | 1520.1596 | 16.412 | 1655.8515 | 0 | 0 | 0 | 346.9961 | 880.0924 | 0 | 0 | 0 | 0 | 0 | 0 | 0 | 0 | 0 | 0 | 0 | 0 | 0 | 0 | 0 | 0 | 0 | 0 | 0 | 8245.2615 | 8245.2615 | 8245.2615 | 8245.2615 | 0 | 0 | 0 | 1496.3917 | 0 | 0 | 0 | 3261.785 | 0 | 0 | 0 | 2968.9616 | 0 | 0 | 0 | 3605.7255 | 0 | 0 | 0 | 1496.3917 | 3261.785 | 2968.9616 | 3605.7255
174686 | 242.131 | 1220 | 4 | Standard Efficiency | Electric, 100% Usage | EnergyStar, 100% Usage | Electric, 100% Usage | 290 Rated kWh, 100% Usage | 400%+ | None | None | Single-Family Detached | Single-Family Detached | Single-Family Detached | 1000-1499 | 0-1499 | 1 | Electricity | 100% Conditioned | Central AC | None | Electricity Electric Furnace | None | 140000-159999 | 100% CFL | Occupied | 1970s | Electricity | Yes | 67.9925 | 400.042 | 23.4457 | 526.6487 | 2485.5357 | 91.1451 | 0 | 159.1376 | 0 | 20379.8691 | 0 | 0 | 2236.4253 | 40.1507 | 24.911 | 491.1871 | 21.9803 | 2233.2016 | 0 | 0 | 0 | 405.6104 | 434.0383 | 0 | 0 | 0 | 0 | 0 | 0 | 0 | 0 | 0 | 0 | 0 | 0 | 0 | 0 | 0 | 0 | 0 | 0 | 0 | 30021.3212 | 30021.3212 | 30021.3212 | 30021.3212 | 0 | 0 | 0 | 5244.4722 | 0 | 0 | 0 | 12174.2219 | 0 | 0 | 0 | 10588.0516 | 0 | 0 | 0 | 12927.0328 | 0 | 0 | 0 | 5244.4722 | 12174.2219 | 10588.0516 | 12927.0328
174737 | 242.131 | 333 | 1 | Standard Efficiency | Electric, 80% Usage | EnergyStar, 80% Usage | Electric, 80% Usage | None | 200-300% | 13 | None | 10 to 19 Unit | Multifamily with 5+ units, 1-3 stories | Multi-Family with 5+ Units | 0-499 | 0-1499 | 3 | Electricity | 100% Conditioned | Heat Pump | None | Electricity ASHP | None | 40000-44999 | 100% Incandescent | Occupied | 1980s | Electricity | Yes | 67.9925 | 296.0018 | 17.2912 | 316.2237 | 1367.4696 | 0 | 0 | 76.4915 | 143.0187 | 1685.7448 | 0 | 0 | 1111.0324 | 116.6423 | 0 | 774.0007 | 16.412 | 726.2301 | 0 | 0 | 0 | 311.5345 | 0 | 0 | 0 | 0 | 0 | 0 | 0 | 0 | 0 | 0 | 0 | 0 | 0 | 0 | 0 | 0 | 0 | 0 | 0 | 0 | 7026.3789 | 7026.3789 | 7026.3789 | 7026.3789 | 0 | 0 | 0 | 1230.5476 | 0 | 0 | 0 | 2748.0885 | 0 | 0 | 0 | 2411.3646 | 0 | 0 | 0 | 2900.7858 | 0 | 0 | 0 | 1230.5476 | 2748.0885 | 2411.3646 | 2900.7858
174834 | 242.131 | 853 | 1 | None | Electric, 100% Usage | EnergyStar, 100% Usage | Electric, 100% Usage | None | 100-150% | 67 | None | 50 or more Unit | Multifamily with 5+ units, 1-3 stories | Multi-Family with 5+ Units | 750-999 | 0-1499 | 3 | Electricity | 40% Conditioned | Room AC | Heating Only | Electricity Shared Heating | Boiler Baseboards Heating Only, Electricity | 15000-19999 | 100% CFL | Occupied | 1970s | Electricity | Yes | 0 | 289.8473 | 16.9981 | 0 | 790.9988 | 0 | 0 | 53.632 | 0 | 2171.0705 | 0 | 0 | 1305.6316 | 35.7547 | 0 | 390.3707 | 16.412 | 1466.5276 | 0 | 0 | 0 | 346.9961 | 400.042 | 0 | 0 | 0 | 0 | 0 | 0 | 0 | 0 | 0 | 0 | 0 | 0 | 0 | 0 | 0 | 0 | 0 | 0 | 0 | 7283.9884 | 7283.9884 | 7283.9884 | 7283.9884 | 0 | 0 | 0 | 1266.3197 | 0 | 0 | 0 | 2891.6963 | 0 | 0 | 0 | 2526.2532 | 0 | 0 | 0 | 3045.6029 | 0 | 0 | 0 | 1266.3197 | 2891.6963 | 2526.2532 | 3045.6029
174921 | 242.131 | 853 | 1 | Standard Efficiency | Gas, 100% Usage | EnergyStar, 100% Usage | Electric, 100% Usage | None | 0-100% | 67 | None | 50 or more Unit | Multifamily with 5+ units, 8+ stories | Multi-Family with 5+ Units | 750-999 | 0-1499 | 14 | Natural Gas | 100% Conditioned | Room AC | None | Natural Gas Fuel Furnace | None | <10000 | 100% CFL | Occupied | 1950s | Natural Gas | No | 67.9925 | 33.117 | 21.6873 | 0 | 2015.1567 | 0 | 319.7405 | 259.0748 | 0 | 0 | 0 | 0 | 0 | 35.7547 | 0 | 390.3707 | 16.412 | 1661.713 | 0 | 0 | 0 | 389.4915 | 434.0383 | 0 | 0 | 0 | 0 | 439.3135 | 0 | 0 | 0 | 10399.6269 | 0 | 3484.615 | 0 | 0 | 0 | 0 | 0 | 0 | 0 | 0 | 19967.8112 | 19967.8112 | 5644.2557 | 5644.2557 | 0 | 14323.2624 | 0 | 942.5382 | 0 | 3265.4405 | 0 | 2044.6942 | 0 | 3265.4405 | 0 | 1811.7191 | 0 | 3265.4405 | 0 | 2167.1859 | 0 | 3265.4405 | 0 | 4207.9787 | 5310.1347 | 5077.1596 | 5432.6264
174937 | 242.131 | 1690 | 3 | Standard Efficiency | Electric, 120% Usage | Standard, 120% Usage | Electric, 120% Usage | 290 Rated kWh, 120% Usage | 400%+ | None | None | Single-Family Detached | Single-Family Detached | Single-Family Detached | 1500-1999 | 1500-2499 | 1 | Natural Gas | 100% Conditioned | Central AC | None | Natural Gas Fuel Furnace | None | 200000+ | 100% CFL | Occupied | 1980s | Natural Gas | Yes | 67.9925 | 915.261 | 34.2893 | 742.9352 | 3699.4361 | 109.3155 | 319.7405 | 293.3641 | 0 | 0 | 0 | 0 | 0 | 46.0122 | 24.911 | 620.1384 | 21.9803 | 4765.3356 | 0 | 0 | 0 | 486.498 | 834.0803 | 0 | 0 | 0 | 0 | 0 | 0 | 0 | 0 | 13689.9358 | 0 | 6120.2032 | 0 | 0 | 0 | 0 | 0 | 0 | 0 | 0 | 32791.722 | 32791.722 | 12981.8761 | 12981.8761 | 0 | 19810.139 | 0 | 2228.1664 | 0 | 4516.2791 | 0 | 4835.0357 | 0 | 4516.2791 | 0 | 4280.0631 | 0 | 4516.2791 | 0 | 5100.7873 | 0 | 4516.2791 | 0 | 6744.4454 | 9351.3147 | 8796.3422 | 9617.0663
175035 | 242.131 | 1690 | 3 | Standard Efficiency, No usage | Electric, 80% Usage | Standard, 80% Usage | Electric, 80% Usage | None | 400%+ | None | None | Single-Family Detached | Single-Family Detached | Single-Family Detached | 1500-1999 | 1500-2499 | 1 | Natural Gas | 100% Conditioned | Central AC | None | Natural Gas Fuel Furnace | None | 70000-79999 | 100% CFL | Vacant | 1970s | Natural Gas | Yes | 0 | 0 | 0 | 1462.7177 | 4880.2195 | 0 | 0 | 149.4662 | 0 | 0 | 0 | 0 | 0 | 0 | 0 | 0 | 21.9803 | 0 | 0 | 0 | 0 | 0 | 434.0383 | 0 | 0 | 0 | 0 | 0 | 0 | 0 | 0 | 8741.7239 | 0 | 1663.1783 | 0 | 0 | 0 | 0 | 0 | 0 | 0 | 0 | 17353.0311 | 17353.0311 | 6948.422 | 6948.422 | 0 | 10404.9022 | 0 | 1319.8363 | 0 | 2372.0899 | 0 | 2777.4608 | 0 | 2372.0899 | 0 | 2487.785 | 0 | 2372.0899 | 0 | 2736.8253 | 0 | 2372.0899 | 0 | 3691.9262 | 5149.5507 | 4859.8748 | 5108.9152
175048 | 242.131 | 3301 | 3 | Standard Efficiency | Electric, 120% Usage | Standard, 120% Usage | Electric, 120% Usage | 290 Rated kWh, 120% Usage | 400%+ | None | None | Single-Family Detached | Single-Family Detached | Single-Family Detached | 3000-3999 | 2500-3999 | 3 | Electricity | 100% Conditioned | Central AC | None | Electricity Baseboard | None | 120000-139999 | 100% CFL | Occupied | 1970s | Electricity | Yes | 67.9925 | 915.261 | 34.2893 | 1059.4519 | 4545.2392 | 109.3155 | 319.7405 | 0 | 0 | 19148.9706 | 0 | 0 | 4245.7206 | 66.2341 | 24.911 | 1062.6757 | 21.9803 | 5789.9121 | 0 | 0 | 0 | 486.498 | 914.0887 | 0 | 0 | 0 | 0 | 0 | 0 | 0 | 0 | 0 | 0 | 0 | 0 | 0 | 0 | 0 | 0 | 0 | 0 | 0 | 38812.281 | 38812.281 | 38812.281 | 38812.281 | 0 | 0 | 0 | 6803.5762 | 0 | 0 | 0 | 15367.5008 | 0 | 0 | 0 | 13951.8454 | 0 | 0 | 0 | 16736.8826 | 0 | 0 | 0 | 6803.5762 | 15367.5008 | 13951.8454 | 16736.8826
175174 | 242.131 | 853 | 2 | Standard Efficiency | None | None | Gas, 120% Usage | 318 Rated kWh, 120% Usage | 100-150% | 4 | None | 3 or 4 Unit | Multifamily with 2-4 Units | Multi-Family with 2 - 4 Units | 750-999 | 0-1499 | 2 | Natural Gas | 100% Conditioned | Central AC | None | Natural Gas Fuel Furnace | None | 25000-29999 | 100% LED | Occupied | 1960s | Natural Gas | Yes | 67.9925 | 0 | 0 | 702.4914 | 3303.4971 | 135.1058 | 0 | 297.1741 | 0 | 0 | 0 | 0 | 0 | 23.7388 | 0 | 298.0533 | 16.412 | 2872.6826 | 0 | 0 | 0 | 35.4616 | 434.0383 | 0 | 0 | 0 | 0 | 0 | 0 | 0 | 0 | 11927.4064 | 0 | 7160.3124 | 0 | 0 | 1040.6954 | 0 | 0 | 0 | 0 | 0 | 28315.6476 | 28315.6476 | 8187.2334 | 8187.2334 | 0 | 20128.4142 | 0 | 1420.5393 | 0 | 4588.8525 | 0 | 3064.2464 | 0 | 4588.8525 | 0 | 2719.1683 | 0 | 4588.8525 | 0 | 3199.1629 | 0 | 4588.8525 | 0 | 6009.3918 | 7653.0989 | 7308.0208 | 7788.0154
175210 | 242.131 | 1138 | 2 | Standard Efficiency | None | None | Electric, 80% Usage | None | 0-100% | 67 | None | 50 or more Unit | Multifamily with 5+ units, 1-3 stories | Multi-Family with 5+ Units | 1000-1499 | 0-1499 | 2 | Electricity | 100% Conditioned | Central AC | None | Electricity Electric Furnace | None | <10000 | 100% CFL | Occupied | 1970s | Electricity | No | 67.9925 | 0 | 0 | 209.2527 | 1368.935 | 0 | 0 | 32.2378 | 0 | 2096.3374 | 0 | 0 | 759.9333 | 39.2715 | 0 | 468.6206 | 16.412 | 790.7057 | 0 | 0 | 0 | 277.5383 | 890.9361 | 0 | 0 | 0 | 0 | 0 | 0 | 0 | 0 | 0 | 0 | 0 | 0 | 0 | 0 | 0 | 0 | 0 | 0 | 0 | 7018.1729 | 7018.1729 | 7018.1729 | 7018.1729 | 0 | 0 | 0 | 1197.6127 | 0 | 0 | 0 | 2728.5981 | 0 | 0 | 0 | 2391.4578 | 0 | 0 | 0 | 2856.3492 | 0 | 0 | 0 | 1197.6127 | 2728.5981 | 2391.4578 | 2856.3492
175335 | 242.131 | 1690 | 3 | Standard Efficiency | Electric, 120% Usage | Standard, 120% Usage | Electric, 120% Usage | 290 Rated kWh, 120% Usage | 400%+ | None | None | Single-Family Detached | Single-Family Detached | Single-Family Detached | 1500-1999 | 1500-2499 | 2 | Natural Gas | 100% Conditioned | Central AC | None | Natural Gas Fuel Furnace | None | 100000-119999 | 100% Incandescent | Occupied | 1950s | Natural Gas | Yes | 67.9925 | 915.261 | 34.2893 | 1378.6063 | 5502.4093 | 109.3155 | 0 | 1436.0482 | 0 | 0 | 0 | 0 | 0 | 184.6348 | 99.9372 | 1938.9582 | 21.9803 | 4765.3356 | 0 | 0 | 0 | 486.498 | 960.1008 | 0 | 0 | 0 | 0 | 0 | 0 | 0 | 0 | 60643.145 | 0 | 6250.0336 | 0 | 0 | 0 | 0 | 0 | 0 | 0 | 0 | 84794.5458 | 84794.5458 | 17901.3671 | 17901.3671 | 0 | 66893.1787 | 0 | 3086.3559 | 0 | 15250.2617 | 0 | 6653.1922 | 0 | 15250.2617 | 0 | 5893.488 | 0 | 15250.2617 | 0 | 7028.407 | 0 | 15250.2617 | 0 | 18336.6176 | 21903.4539 | 21143.7497 | 22278.6687
175369 | 242.131 | 2176 | 2 | Standard Efficiency | Electric, 120% Usage | EnergyStar, 120% Usage | Electric, 120% Usage | 318 Rated kWh, 120% Usage | 400%+ | None | None | Single-Family Detached | Single-Family Detached | Single-Family Detached | 2000-2499 | 1500-2499 | 1 | Electricity | 100% Conditioned | Central AC | None | Electricity Baseboard | None | 140000-159999 | 100% CFL | Occupied | 1980s | Electricity | Yes | 67.9925 | 480.0504 | 28.1348 | 560.0588 | 2207.4113 | 117.2284 | 319.7405 | 0 | 0 | 11517.6931 | 0 | 0 | 4291.7327 | 52.1667 | 24.911 | 753.7788 | 16.412 | 5074.5256 | 0 | 0 | 0 | 486.498 | 434.0383 | 0 | 0 | 0 | 0 | 0 | 0 | 0 | 0 | 0 | 0 | 0 | 0 | 0 | 0 | 0 | 0 | 0 | 0 | 0 | 26432.3729 | 26432.3729 | 26432.3729 | 26432.3729 | 0 | 0 | 0 | 4621.977 | 0 | 0 | 0 | 10538.713 | 0 | 0 | 0 | 9202.7369 | 0 | 0 | 0 | 11229.8049 | 0 | 0 | 0 | 4621.977 | 10538.713 | 9202.7369 | 11229.8049
175370 | 242.131 | 1690 | 4 | Standard Efficiency | None | EnergyStar, 100% Usage | Electric, 100% Usage | 290 Rated kWh, 100% Usage | 0-100% | None | None | Single-Family Detached | Single-Family Detached | Single-Family Detached | 1500-1999 | 1500-2499 | 1 | Natural Gas | None | None | None | Natural Gas Fuel Furnace | None | <10000 | 100% CFL | Occupied | 1980s | Natural Gas | Yes | 67.9925 | 0 | 16.1189 | 0 | 0 | 56.5627 | 319.7405 | 611.9324 | 0 | 0 | 0 | 0 | 0 | 46.0122 | 24.911 | 620.1384 | 21.9803 | 2067.9095 | 0 | 0 | 0 | 339.6694 | 434.0383 | 0 | 0 | 0 | 0 | 0 | 0 | 0 | 0 | 24139.0918 | 0 | 2531.2548 | 0 | 0 | 0 | 0 | 0 | 0 | 0 | 0 | 31297.6457 | 31297.6457 | 4627.2991 | 4627.2991 | 0 | 26670.3466 | 0 | 827.1806 | 0 | 6080.2805 | 0 | 1832.0015 | 0 | 6080.2805 | 0 | 1659.7603 | 0 | 6080.2805 | 0 | 2024.6617 | 0 | 6080.2805 | 0 | 6907.4611 | 7912.2821 | 7740.0408 | 8104.9422
175437 | 242.131 | 8194 | 3 | Standard Efficiency | Electric, 120% Usage | Standard, 120% Usage | Electric, 120% Usage | None | 400%+ | None | None | Single-Family Detached | Single-Family Detached | Single-Family Detached | 4000+ | 4000+ | 2 | Natural Gas | 20% Conditioned | Room AC | None | Natural Gas Fuel Furnace | None | 80000-99999 | 100% Incandescent | Occupied | 2000s | Electricity | Yes | 67.9925 | 915.261 | 34.2893 | 0 | 1234.7084 | 0 | 0 | 383.9231 | 0 | 0 | 0 | 0 | 3954.1149 | 509.6506 | 99.9372 | 7521.669 | 21.9803 | 8902.0338 | 0 | 0 | 0 | 486.498 | 1790.0781 | 0 | 0 | 0 | 0 | 0 | 0 | 0 | 0 | 17754.8316 | 0 | 0 | 0 | 0 | 0 | 0 | 0 | 0 | 0 | 0 | 43677.2608 | 43677.2608 | 25922.1361 | 25922.1361 | 0 | 17754.8316 | 0 | 4348.0362 | 0 | 4047.7612 | 0 | 9711.8957 | 0 | 4047.7612 | 0 | 8533.1956 | 0 | 4047.7612 | 0 | 10426.8802 | 0 | 4047.7612 | 0 | 8395.7975 | 13759.657 | 12580.9568 | 14474.6415
175513 | 242.131 | 2663 | 3 | Standard Efficiency | Gas, 120% Usage | EnergyStar, 120% Usage | Electric, 120% Usage | None | 400%+ | None | None | Single-Family Detached | Single-Family Detached | Single-Family Detached | 2500-2999 | 2500-3999 | 1 | Natural Gas | 100% Conditioned | Central AC | None | Natural Gas Fuel Furnace | None | 200000+ | 100% Incandescent | Occupied | 2000s | Natural Gas | Yes | 67.9925 | 82.9391 | 54.2181 | 1277.7899 | 4145.7834 | 0 | 319.7405 | 116.0561 | 0 | 0 | 0 | 0 | 0 | 233.2846 | 0 | 2773.9177 | 21.9803 | 7272.8517 | 0 | 0 | 0 | 723.8855 | 480.0504 | 571.4886 | 0 | 0 | 0 | 1101.9472 | 0 | 0 | 0 | 11557.2576 | 0 | 12070.4251 | 0 | 0 | 0 | 0 | 0 | 0 | 0 | 0 | 42871.0223 | 42871.0223 | 18141.3923 | 18141.3923 | 0 | 24729.63 | 0 | 3257.9589 | 0 | 5637.852 | 0 | 7118.1407 | 0 | 5637.852 | 0 | 6529.7933 | 0 | 5637.852 | 0 | 7759.0821 | 0 | 5637.852 | 0 | 8895.8109 | 12755.9927 | 12167.6453 | 13396.9341
175570 | 242.131 | 1690 | 3 | Standard Efficiency | Electric, 100% Usage | EnergyStar, 100% Usage | Gas, 100% Usage | 290 Rated kWh, 100% Usage | 400%+ | None | None | Single-Family Detached | Single-Family Detached | Single-Family Detached | 1500-1999 | 1500-2499 | 1 | Natural Gas | 100% Conditioned | Central AC | None | Natural Gas Fuel Furnace | None | 200000+ | 100% CFL | Occupied | 1950s | Natural Gas | Yes | 67.9925 | 400.042 | 23.4457 | 1203.936 | 5270.5901 | 91.1451 | 0 | 131.0028 | 0 | 0 | 0 | 0 | 0 | 46.0122 | 24.911 | 620.1384 | 21.9803 | 2382.6678 | 0 | 0 | 0 | 27.8418 | 434.0383 | 351.6853 | 0 | 0 | 0 | 0 | 0 | 0 | 0 | 15520.7508 | 0 | 3808.7516 | 0 | 0 | 813.5653 | 0 | 0 | 0 | 0 | 0 | 31240.7899 | 31240.7899 | 11097.7222 | 11097.7222 | 0 | 20143.0677 | 0 | 1905.6767 | 0 | 4592.1923 | 0 | 4029.6543 | 0 | 4592.1923 | 0 | 3591.91 | 0 | 4592.1923 | 0 | 4217.4873 | 0 | 4592.1923 | 0 | 6497.869 | 8621.8466 | 8184.1023 | 8809.6796
175656 | 242.131 | 1220 | 3 | Standard Efficiency | Electric, 80% Usage | EnergyStar, 80% Usage | Electric, 80% Usage | 290 Rated kWh, 80% Usage | 400%+ | None | None | Single-Family Detached | Single-Family Detached | Single-Family Detached | 1000-1499 | 0-1499 | 1 | Fuel Oil | 60% Conditioned | Room AC | None | Fuel Oil Fuel Boiler | None | 100000-119999 | 100% CFL | Occupied | 1950s | Electricity | Yes | 67.9925 | 419.6778 | 24.618 | 0 | 1938.079 | 100.5234 | 319.7405 | 199.8745 | 0 | 0 | 0 | 0 | 1864.5181 | 40.1507 | 0 | 491.1871 | 21.9803 | 1273.9799 | 0 | 0 | 0 | 377.1825 | 434.0383 | 0 | 0 | 24286.5065 | 0 | 0 | 0 | 0 | 0 | 0 | 0 | 0 | 0 | 0 | 0 | 0 | 0 | 0 | 0 | 0 | 31859.756 | 31859.756 | 7573.2495 | 7573.2495 | 24286.5065 | 0 | 0 | 1260.2211 | 7363.6526 | 0 | 0 | 2751.304 | 7363.6526 | 0 | 0 | 2432.7542 | 7363.6526 | 0 | 0 | 2937.8094 | 7363.6526 | 0 | 0 | 8623.8737 | 10114.9565 | 9796.4068 | 10301.4619
175658 | 242.131 | 853 | 2 | Standard Efficiency | None | None | Electric, 100% Usage | None | 0-100% | 116 | None | 50 or more Unit | Multifamily with 5+ units, 4-7 stories | Multi-Family with 5+ Units | 750-999 | 0-1499 | 4 | Natural Gas | 100% Conditioned | Central AC | None | Natural Gas Fuel Furnace | None | 10000-14999 | 100% CFL | Occupied | 2000s | Natural Gas | Yes | 67.9925 | 0 | 0 | 213.3557 | 1108.9809 | 0 | 0 | 27.5487 | 0 | 0 | 0 | 0 | 0 | 35.7547 | 0 | 390.3707 | 16.412 | 1661.713 | 0 | 0 | 0 | 389.4915 | 480.0504 | 0 | 0 | 0 | 0 | 0 | 0 | 0 | 0 | 2197.4469 | 0 | 3271.2593 | 0 | 0 | 0 | 0 | 0 | 0 | 0 | 0 | 9860.0831 | 9860.0831 | 4391.3769 | 4391.3769 | 0 | 5468.9992 | 0 | 739.5629 | 0 | 1246.788 | 0 | 1630.1692 | 0 | 1246.788 | 0 | 1440.6393 | 0 | 1246.788 | 0 | 1716.726 | 0 | 1246.788 | 0 | 1986.3508 | 2876.9572 | 2687.4273 | 2963.514
175718 | 242.131 | 3301 | 4 | Standard Efficiency | Gas, 100% Usage | EnergyStar, 100% Usage | Electric, 100% Usage | 318 Rated kWh, 100% Usage | 400%+ | None | None | Single-Family Detached | Single-Family Detached | Single-Family Detached | 3000-3999 | 2500-3999 | 2 | Natural Gas | 100% Conditioned | Central AC | None | Natural Gas Fuel Furnace | None | 180000-199999 | 100% CFL | Occupied | 2000s | Natural Gas | Yes | 67.9925 | 35.7547 | 23.4457 | 1255.8095 | 4297.8872 | 97.5927 | 0 | 206.6151 | 0 | 0 | 0 | 0 | 0 | 66.2341 | 24.911 | 1062.6757 | 21.9803 | 2894.956 | 0 | 0 | 0 | 405.6104 | 400.042 | 0 | 0 | 0 | 0 | 475.0682 | 0 | 0 | 0 | 33459.0448 | 0 | 3870.5896 | 0 | 0 | 0 | 0 | 0 | 0 | 0 | 0 | 48666.5027 | 48666.5027 | 10861.5069 | 10861.5069 | 0 | 37804.7027 | 0 | 1707.5526 | 0 | 8618.7023 | 0 | 3700.4623 | 0 | 8618.7023 | 0 | 3295.2021 | 0 | 8618.7023 | 0 | 3917.4727 | 0 | 8618.7023 | 0 | 10326.2548 | 12319.1646 | 11913.9043 | 12536.175
175738 | 242.131 | 1690 | 3 | Standard Efficiency | Electric, 100% Usage | Standard, 100% Usage | Electric, 100% Usage | 290 Rated kWh, 100% Usage | 150-200% | None | None | Single-Family Detached | Single-Family Detached | Single-Family Detached | 1500-1999 | 1500-2499 | 2 | Fuel Oil | 100% Conditioned | Central AC | None | Fuel Oil Fuel Furnace | None | 20000-24999 | 100% Incandescent | Occupied | 1970s | Electricity | Yes | 67.9925 | 525.7695 | 19.6358 | 258.7818 | 1715.638 | 56.5627 | 319.7405 | 1909.358 | 0 | 0 | 0 | 0 | 1386.2262 | 184.6348 | 99.9372 | 1938.9582 | 21.9803 | 2067.9095 | 0 | 0 | 0 | 339.6694 | 868.0765 | 0 | 0 | 75282.9242 | 0 | 0 | 0 | 0 | 0 | 0 | 0 | 0 | 0 | 0 | 0 | 0 | 0 | 0 | 0 | 0 | 87063.2089 | 87063.2089 | 11780.5778 | 11780.5778 | 75282.9242 | 0 | 0 | 2104.1833 | 22825.6349 | 0 | 0 | 4581.7442 | 22825.6349 | 0 | 0 | 4187.9004 | 22825.6349 | 0 | 0 | 5076.4842 | 22825.6349 | 0 | 0 | 24929.8181 | 27407.3791 | 27013.5353 | 27902.1191
175795 | 242.131 | 853 | 2 | Standard Efficiency | Electric, 80% Usage | Standard, 80% Usage | Electric, 80% Usage | None | 300-400% | 10 | None | 10 to 19 Unit | Multifamily with 5+ units, 1-3 stories | Multi-Family with 5+ Units | 750-999 | 0-1499 | 3 | Electricity | 100% Conditioned | Heat Pump | None | Electricity ASHP | None | 80000-99999 | 100% CFL | Occupied | 1990s | Electricity | Yes | 67.9925 | 686.6655 | 25.7903 | 460.1216 | 1868.9142 | 0 | 0 | 196.6507 | 380.1132 | 2001.0893 | 0 | 0 | 1539.5023 | 35.7547 | 0 | 390.3707 | 16.412 | 928.4491 | 0 | 0 | 0 | 345.5308 | 868.0765 | 0 | 0 | 0 | 0 | 0 | 0 | 0 | 0 | 0 | 0 | 0 | 0 | 0 | 0 | 0 | 0 | 0 | 0 | 0 | 9811.1402 | 9811.1402 | 9811.1402 | 9811.1402 | 0 | 0 | 0 | 1667.4033 | 0 | 0 | 0 | 3756.7813 | 0 | 0 | 0 | 3298.3219 | 0 | 0 | 0 | 3955.8026 | 0 | 0 | 0 | 1667.4033 | 3756.7813 | 3298.3219 | 3955.8026
175800 | 242.131 | 1675 | 3 | None | Electric, 80% Usage | EnergyStar, 80% Usage | Electric, 80% Usage | None | 300-400% | None | 8 | Single-Family Attached | Single-Family Attached | Single-Family Attached | 1500-1999 | 1500-2499 | 2 | Electricity | 100% Conditioned | Central AC | None | Electricity Electric Furnace | None | 100000-119999 | 100% Incandescent | Occupied | 1970s | Electricity | Yes | 0 | 488.5495 | 28.4279 | 221.5617 | 1450.1157 | 0 | 0 | 188.4447 | 0 | 8029.8542 | 0 | 0 | 1894.4114 | 183.7556 | 0 | 1926.0631 | 21.9803 | 1126.2721 | 0 | 2527.738 | 0 | 413.5233 | 434.0383 | 0 | 0 | 0 | 0 | 0 | 0 | 0 | 0 | 0 | 0 | 0 | 0 | 0 | 0 | 0 | 0 | 0 | 0 | 0 | 18934.4426 | 18934.4426 | 18934.4426 | 18934.4426 | 0 | 0 | 0 | 3199.5517 | 0 | 0 | 0 | 7435.3088 | 0 | 0 | 0 | 6482.1597 | 0 | 0 | 0 | 7854.0739 | 0 | 0 | 0 | 3199.5517 | 7435.3088 | 6482.1597 | 7854.0739
175824 | 242.131 | 1138 | 4 | Standard Efficiency | Electric, 80% Usage | EnergyStar, 80% Usage | Electric, 80% Usage | None | 400%+ | 10 | None | 10 to 19 Unit | Multifamily with 5+ units, 1-3 stories | Multi-Family with 5+ Units | 1000-1499 | 0-1499 | 3 | Electricity | 100% Conditioned | Central AC | None | Electricity Baseboard | None | 80000-99999 | 100% Incandescent | Occupied | 1970s | Electricity | No | 67.9925 | 231.8192 | 13.4813 | 439.3135 | 1812.0584 | 0 | 0 | 0 | 0 | 1965.3346 | 0 | 0 | 678.1665 | 156.793 | 0 | 1465.0623 | 21.9803 | 790.7057 | 0 | 0 | 0 | 277.5383 | 480.0504 | 0 | 0 | 0 | 0 | 0 | 0 | 0 | 0 | 0 | 0 | 0 | 0 | 0 | 0 | 0 | 0 | 0 | 0 | 0 | 8400.2961 | 8400.2961 | 8400.2961 | 8400.2961 | 0 | 0 | 0 | 1438.8045 | 0 | 0 | 0 | 3250.4162 | 0 | 0 | 0 | 2855.9881 | 0 | 0 | 0 | 3400.9349 | 0 | 0 | 0 | 1438.8045 | 3250.4162 | 2855.9881 | 3400.9349
175877 | 242.131 | 617 | 2 | None | None | None | Electric, 100% Usage | None | 400%+ | 6 | None | 5 to 9 Unit | Multifamily with 5+ units, 1-3 stories | Multi-Family with 5+ Units | 500-749 | 0-1499 | 3 | Natural Gas | None | None | None | Natural Gas Fuel Wall/Floor Furnace | None | 100000-119999 | 100% LED | Occupied | 1970s | Electricity | No | 0 | 0 | 0 | 0 | 0 | 0 | 0 | 0 | 0 | 0 | 0 | 0 | 2358.636 | 21.6873 | 0 | 248.8173 | 16.412 | 1761.6502 | 0 | 0 | 0 | 431.9868 | 434.0383 | 0 | 0 | 0 | 0 | 0 | 0 | 0 | 0 | 10372.3713 | 0 | 0 | 0 | 0 | 0 | 0 | 0 | 0 | 0 | 0 | 15645.5991 | 15645.5991 | 5273.2278 | 5273.2278 | 0 | 10372.3713 | 0 | 855.7587 | 0 | 2364.6691 | 0 | 1945.1669 | 0 | 2364.6691 | 0 | 1707.9182 | 0 | 2364.6691 | 0 | 2083.8451 | 0 | 2364.6691 | 0 | 3220.4278 | 4309.836 | 4072.5873 | 4448.5142
175995 | 242.131 | 2176 | 3 | Standard Efficiency | Electric, 120% Usage | EnergyStar, 120% Usage | Electric, 120% Usage | None | 400%+ | None | None | Single-Family Detached | Single-Family Detached | Single-Family Detached | 2000-2499 | 1500-2499 | 2 | Electricity | 100% Conditioned | Central AC | None | Electricity Electric Furnace | None | 70000-79999 | 100% Incandescent | Occupied | 2000s | Natural Gas | Yes | 67.9925 | 330.8772 | 19.3427 | 456.0186 | 2717.9411 | 0 | 0 | 207.2012 | 0 | 9977.0184 | 0 | 0 | 0 | 208.6666 | 99.9372 | 2355.9983 | 21.9803 | 4445.0089 | 0 | 0 | 0 | 407.3688 | 434.0383 | 0 | 0 | 0 | 0 | 0 | 0 | 0 | 0 | 0 | 0 | 3560.2274 | 0 | 0 | 0 | 0 | 0 | 0 | 0 | 0 | 25309.9107 | 25309.9107 | 21749.6833 | 21749.6833 | 0 | 3560.2274 | 0 | 3844.8775 | 0 | 811.6428 | 0 | 8810.0697 | 0 | 811.6428 | 0 | 7687.9675 | 0 | 811.6428 | 0 | 9247.4026 | 0 | 811.6428 | 0 | 4656.5203 | 9621.7125 | 8499.6102 | 10059.0454
176046 | 242.131 | 1220 | 3 | None | None | EnergyStar, 120% Usage | Electric, 120% Usage | 290 Rated kWh, 120% Usage | 400%+ | None | None | Single-Family Detached | Single-Family Detached | Single-Family Detached | 1000-1499 | 0-1499 | 1 | Other Fuel | 100% Conditioned | Central AC | None | None | None | 200000+ | 100% LED | Occupied | 1980s | Propane | Yes | 0 | 0 | 19.3427 | 840.2348 | 3358.3014 | 67.6994 | 0 | 0 | 0 | 0 | 0 | 0 | 0 | 26.9625 | 0 | 375.131 | 21.9803 | 3836.8864 | 0 | 0 | 0 | 407.3688 | 868.0765 | 0 | 0 | 0 | 0 | 0 | 0 | 0 | 0 | 0 | 0 | 0 | 0 | 0 | 0 | 0 | 0 | 0 | 3835.7142 | 0 | 13657.698 | 13657.698 | 9821.9838 | 9821.9838 | 0 | 0 | 3835.7142 | 1569.132 | 0 | 0 | 1055.5303 | 3490.8364 | 0 | 0 | 1055.5303 | 3101.1303 | 0 | 0 | 1055.5303 | 3623.8329 | 0 | 0 | 1055.5303 | 2624.6624 | 4546.3668 | 4156.6606 | 4679.3632
176106 | 242.131 | 3301 | 4 | None | Electric, 100% Usage | EnergyStar, 100% Usage | Electric, 100% Usage | 318 Rated kWh, 100% Usage | 300-400% | None | None | Single-Family Detached | Single-Family Detached | Single-Family Detached | 3000-3999 | 2500-3999 | 3 | Electricity | 100% Conditioned | Heat Pump | None | Electricity ASHP | None | 100000-119999 | 100% Incandescent | Occupied | <1940 | Electricity | Yes | 0 | 773.1215 | 45.1329 | 1090.2244 | 3841.5756 | 208.9597 | 0 | 1143.8564 | 6870.172 | 11546.7071 | 0 | 0 | 4717.2719 | 264.9362 | 0 | 3321.6675 | 21.9803 | 3839.231 | 0 | 3424.5355 | 0 | 603.1403 | 868.0765 | 604.6056 | 0 | 0 | 0 | 0 | 0 | 0 | 0 | 0 | 0 | 0 | 0 | 0 | 0 | 0 | 0 | 0 | 0 | 0 | 43185.4875 | 43185.4875 | 43185.4875 | 43185.4875 | 0 | 0 | 0 | 7673.2416 | 0 | 0 | 0 | 17140.1689 | 0 | 0 | 0 | 15553.0573 | 0 | 0 | 0 | 18805.3259 | 0 | 0 | 0 | 7673.2416 | 17140.1689 | 15553.0573 | 18805.3259
176122 | 242.131 | 2176 | 5 | Standard Efficiency | Electric, 100% Usage | Standard, 100% Usage | Electric, 100% Usage | 290 Rated kWh, 100% Usage | 200-300% | None | None | Single-Family Detached | Single-Family Detached | Single-Family Detached | 2000-2499 | 1500-2499 | 1 | Propane | 100% Conditioned | Central AC | None | Propane Fuel Furnace | None | 60000-69999 | 100% CFL | Occupied | 1990s | Electricity | Yes | 67.9925 | 999.9585 | 37.5131 | 796.8602 | 3445.0504 | 125.7275 | 0 | 582.3322 | 0 | 0 | 0 | 0 | 3231.1085 | 52.1667 | 24.911 | 753.7788 | 27.2556 | 2851.8746 | 0 | 0 | 0 | 471.2583 | 434.0383 | 0 | 0 | 0 | 0 | 0 | 0 | 0 | 0 | 0 | 0 | 0 | 0 | 0 | 0 | 0 | 0 | 23905.221 | 0 | 0 | 37807.3403 | 37807.3403 | 13902.1193 | 13902.1193 | 0 | 0 | 23905.221 | 2301.3744 | 0 | 0 | 6578.3522 | 5071.8894 | 0 | 0 | 6578.3522 | 4483.204 | 0 | 0 | 6578.3522 | 5353.6042 | 0 | 0 | 6578.3522 | 8879.7265 | 11650.2415 | 11061.5562 | 11931.9564
176148 | 242.131 | 2663 | 5 | Standard Efficiency | Electric, 120% Usage | EnergyStar, 120% Usage | Electric, 120% Usage | None | 300-400% | None | None | Single-Family Detached | Single-Family Detached | Single-Family Detached | 2500-2999 | 2500-3999 | 1 | Natural Gas | 80% Conditioned | Central AC | None | Natural Gas Fuel Furnace | None | 60000-69999 | 100% LED | Occupied | 1960s | Electricity | Yes | 67.9925 | 480.0504 | 28.1348 | 301.2771 | 2142.3495 | 0 | 319.7405 | 948.0849 | 0 | 0 | 0 | 0 | 4070.7572 | 38.9785 | 0 | 677.8734 | 27.2556 | 5384.3017 | 0 | 0 | 0 | 486.498 | 434.0383 | 0 | 0 | 0 | 0 | 0 | 0 | 0 | 0 | 42288.9831 | 0 | 0 | 0 | 0 | 0 | 0 | 0 | 0 | 0 | 0 | 57696.0223 | 57696.0223 | 15407.0392 | 15407.0392 | 0 | 42288.9831 | 0 | 2681.013 | 0 | 9641.0169 | 0 | 5883.7421 | 0 | 9641.0169 | 0 | 5395.5642 | 0 | 9641.0169 | 0 | 6514.5635 | 0 | 9641.0169 | 0 | 12322.03 | 15524.759 | 15036.5812 | 16155.5804
176171 | 242.131 | 2176 | 4 | None | Electric, 80% Usage | Standard, 80% Usage | Electric, 80% Usage | 318 Rated kWh, 80% Usage | 400%+ | None | None | Single-Family Detached | Single-Family Detached | Single-Family Detached | 2000-2499 | 1500-2499 | 1 | Electricity | 100% Conditioned | Heat Pump | None | Electricity ASHP | None | 200000+ | 100% CFL | Occupied | 2010s | Electricity | Yes | 0 | 610.174 | 22.8595 | 891.8153 | 3447.9811 | 77.9569 | 0 | 359.0121 | 1321.7505 | 4357.0876 | 0 | 0 | 1373.038 | 52.1667 | 24.911 | 753.7788 | 21.9803 | 1268.7047 | 0 | 0 | 0 | 324.4297 | 1160.8545 | 0 | 0 | 0 | 0 | 0 | 0 | 0 | 0 | 0 | 0 | 0 | 0 | 0 | 0 | 0 | 0 | 0 | 0 | 0 | 16068.7937 | 16068.7937 | 16068.7937 | 16068.7937 | 0 | 0 | 0 | 2758.3183 | 0 | 0 | 0 | 6282.59 | 0 | 0 | 0 | 5501.8291 | 0 | 0 | 0 | 6561.7593 | 0 | 0 | 0 | 2758.3183 | 6282.59 | 5501.8291 | 6561.7593
176343 | 242.131 | 8194 | 4 | Standard Efficiency | Electric, 80% Usage | EnergyStar, 80% Usage | Gas, 80% Usage | 290 Rated kWh, 80% Usage | 400%+ | None | None | Single-Family Detached | Single-Family Detached | Single-Family Detached | 4000+ | 4000+ | 2 | Natural Gas | 100% Conditioned | Central AC | None | Natural Gas Fuel Furnace | None | 120000-139999 | 100% Incandescent | Occupied | 1950s | Natural Gas | Yes | 67.9925 | 320.0336 | 18.7565 | 1671.3843 | 5560.1443 | 72.9747 | 0 | 1293.3226 | 0 | 0 | 0 | 0 | 0 | 509.6506 | 99.9372 | 7521.669 | 21.9803 | 2225.5817 | 0 | 0 | 0 | 22.2734 | 1790.0781 | 0 | 0 | 0 | 0 | 0 | 0 | 0 | 0 | 90484.2275 | 0 | 2618.2969 | 0 | 0 | 650.9108 | 0 | 0 | 0 | 0 | 0 | 114948.9212 | 114948.9212 | 21195.4859 | 21195.4859 | 0 | 93753.4353 | 0 | 3837.4173 | 0 | 21373.8508 | 0 | 8071.1727 | 0 | 21373.8508 | 0 | 7148.652 | 0 | 21373.8508 | 0 | 8609.811 | 0 | 21373.8508 | 0 | 25211.2681 | 29445.0235 | 28522.5028 | 29983.6618
176360 | 242.131 | 2176 | 4 | None | Electric, 100% Usage | EnergyStar, 100% Usage | Gas, 100% Usage | None | 0-100% | None | None | Single-Family Detached | Single-Family Detached | Single-Family Detached | 2000-2499 | 1500-2499 | 2 | Natural Gas | 100% Conditioned | Central AC | None | Natural Gas Fuel Furnace | None | 15000-19999 | 100% LED | Occupied | <1940 | Electricity | Yes | 0 | 400.042 | 23.4457 | 569.144 | 2254.3027 | 0 | 319.7405 | 657.9446 | 0 | 0 | 0 | 0 | 2116.2662 | 34.8755 | 0 | 575.5916 | 21.9803 | 2537.1163 | 0 | 2135.3158 | 0 | 27.8418 | 434.0383 | 0 | 0 | 0 | 0 | 0 | 0 | 0 | 0 | 29522.8073 | 0 | 0 | 0 | 0 | 813.5653 | 0 | 0 | 0 | 0 | 0 | 42444.3108 | 42444.3108 | 12107.9382 | 12107.9382 | 0 | 30336.0795 | 0 | 1892.0191 | 0 | 6916.0213 | 0 | 4276.1232 | 0 | 6916.0213 | 0 | 3777.1131 | 0 | 6916.0213 | 0 | 4512.9161 | 0 | 6916.0213 | 0 | 8808.0403 | 11192.1445 | 10693.1344 | 11428.9374
176381 | 242.131 | 1690 | 3 | Standard Efficiency | Propane, 100% Usage | EnergyStar, 100% Usage | Electric, 100% Usage | 290 Rated kWh, 100% Usage | 400%+ | None | None | Single-Family Detached | Single-Family Detached | Single-Family Detached | 1500-1999 | 1500-2499 | 2 | Propane | 100% Conditioned | Central AC | None | Propane Fuel Furnace | None | 200000+ | 100% CFL | Occupied | 2000s | Electricity | Yes | 67.9925 | 35.7547 | 23.4457 | 813.2722 | 2793.5534 | 91.1451 | 319.7405 | 133.0543 | 0 | 0 | 0 | 0 | 2216.7896 | 46.0122 | 24.911 | 620.1384 | 21.9803 | 2382.6678 | 0 | 0 | 0 | 405.6104 | 434.0383 | 351.6853 | 0 | 0 | 0 | 0 | 0 | 0 | 0 | 0 | 0 | 0 | 0 | 0 | 0 | 475.0682 | 0 | 13948.7176 | 0 | 0 | 25205.8704 | 25205.8704 | 10782.0847 | 10782.0847 | 0 | 0 | 14423.7858 | 1807.337 | 0 | 0 | 3969.1904 | 3924.1192 | 0 | 0 | 3969.1904 | 3475.1353 | 0 | 0 | 3969.1904 | 4167.8643 | 0 | 0 | 3969.1904 | 5776.5274 | 7893.3096 | 7444.3258 | 8137.0548
176572 | 242.131 | 1690 | 3 | Standard Efficiency | Electric, 100% Usage | EnergyStar, 100% Usage | Electric, 100% Usage | 290 Rated kWh, 100% Usage | 300-400% | None | None | Single-Family Detached | Single-Family Detached | Single-Family Detached | 1500-1999 | 1500-2499 | 2 | Natural Gas | 20% Conditioned | Room AC | None | Natural Gas Fuel Boiler | None | 60000-69999 | 100% CFL | Occupied | 1950s | Electricity | Yes | 67.9925 | 400.042 | 23.4457 | 0 | 1016.0774 | 91.1451 | 319.7405 | 110.1947 | 0 | 0 | 0 | 0 | 2190.9993 | 46.0122 | 24.911 | 620.1384 | 21.9803 | 2382.6678 | 0 | 0 | 0 | 405.6104 | 434.0383 | 0 | 0 | 0 | 0 | 0 | 0 | 0 | 0 | 39131.7285 | 0 | 0 | 0 | 0 | 0 | 0 | 0 | 0 | 0 | 0 | 47286.7241 | 47286.7241 | 8154.9956 | 8154.9956 | 0 | 39131.7285 | 0 | 1342.3821 | 0 | 8921.1967 | 0 | 2991.5387 | 0 | 8921.1967 | 0 | 2635.9273 | 0 | 8921.1967 | 0 | 3192.4189 | 0 | 8921.1967 | 0 | 10263.5788 | 11912.7354 | 11557.124 | 12113.6156
176639 | 242.131 | 1220 | 3 | None | Electric, 100% Usage | Standard, 100% Usage | Electric, 100% Usage | 290 Rated kWh, 100% Usage | 150-200% | None | None | Single-Family Detached | Single-Family Detached | Single-Family Detached | 1000-1499 | 0-1499 | 1 | Natural Gas | 40% Conditioned | Room AC | None | Natural Gas Fuel Boiler | None | 50000-59999 | 100% CFL | Occupied | 1960s | Natural Gas | Yes | 0 | 1711.242 | 64.1826 | 0 | 1089.0521 | 229.7677 | 0 | 55.3904 | 0 | 0 | 0 | 0 | 0 | 40.1507 | 0 | 491.1871 | 21.9803 | 3492.2349 | 0 | 0 | 0 | 669.0813 | 434.0383 | 0 | 0 | 0 | 0 | 0 | 0 | 0 | 0 | 11496.885 | 0 | 8387.1079 | 0 | 0 | 0 | 0 | 0 | 0 | 0 | 0 | 28182.3002 | 28182.3002 | 8298.3073 | 8298.3073 | 0 | 19883.9929 | 0 | 1391.9983 | 0 | 4533.1613 | 0 | 3082.3811 | 0 | 4533.1613 | 0 | 2718.023 | 0 | 4533.1613 | 0 | 3279.9187 | 0 | 4533.1613 | 0 | 5925.1596 | 7615.5424 | 7251.1843 | 7813.08
176670 | 242.131 | 866 | 3 | Standard Efficiency | Electric, 120% Usage | Standard, 120% Usage | Gas, 120% Usage | 318 Rated kWh, 120% Usage | 0-100% | None | 5 | Single-Family Attached | Single-Family Attached | Single-Family Attached | 750-999 | 0-1499 | 1 | Natural Gas | 100% Conditioned | Central AC | None | Natural Gas Fuel Furnace | None | <10000 | 100% LED | Occupied | <1940 | Natural Gas | Yes | 67.9925 | 1029.8517 | 38.6854 | 259.954 | 1608.081 | 135.1058 | 0 | 206.322 | 0 | 0 | 0 | 0 | 0 | 23.7388 | 0 | 300.984 | 21.9803 | 3732.5531 | 0 | 0 | 0 | 35.4616 | 480.0504 | 0 | 0 | 0 | 0 | 0 | 0 | 0 | 0 | 8238.5208 | 0 | 7280.7646 | 0 | 0 | 1040.6954 | 0 | 0 | 0 | 0 | 0 | 24500.4484 | 24500.4484 | 7940.4676 | 7940.4676 | 0 | 16559.9808 | 0 | 1357.391 | 0 | 3775.3622 | 0 | 2976.4015 | 0 | 3775.3622 | 0 | 2626.4949 | 0 | 3775.3622 | 0 | 3155.2321 | 0 | 3775.3622 | 0 | 5132.7533 | 6751.7637 | 6401.8571 | 6930.5943
176694 | 242.131 | 1675 | 3 | Standard Efficiency | Electric, 80% Usage | EnergyStar, 80% Usage | Electric, 80% Usage | None | 400%+ | None | 8 | Single-Family Attached | Single-Family Attached | Single-Family Attached | 1500-1999 | 1500-2499 | 2 | Natural Gas | 100% Conditioned | Central AC | None | Natural Gas Fuel Boiler | None | 70000-79999 | 100% CFL | Occupied | 1950s | Natural Gas | Yes | 67.9925 | 296.0018 | 17.2912 | 757.5887 | 3945.9089 | 0 | 0 | 98.765 | 0 | 0 | 0 | 0 | 0 | 46.0122 | 0 | 616.0354 | 21.9803 | 929.6214 | 0 | 0 | 0 | 311.5345 | 400.042 | 337.3248 | 0 | 0 | 0 | 0 | 0 | 0 | 0 | 17899.3156 | 0 | 2637.3466 | 0 | 0 | 0 | 0 | 0 | 0 | 0 | 0 | 28382.7608 | 28382.7608 | 7846.0987 | 7846.0987 | 0 | 20536.9552 | 0 | 1457.1024 | 0 | 4681.9768 | 0 | 3035.9073 | 0 | 4681.9768 | 0 | 2701.9341 | 0 | 4681.9768 | 0 | 3165.5508 | 0 | 4681.9768 | 0 | 6139.0793 | 7717.8842 | 7383.9109 | 7847.5277
176858 | 242.131 | 2152 | 2 | Standard Efficiency | Electric, 80% Usage | Standard, 80% Usage | Electric, 80% Usage | None | 400%+ | None | 16 | Single-Family Attached | Single-Family Attached | Single-Family Attached | 2000-2499 | 1500-2499 | 1 | Electricity | 100% Conditioned | Heat Pump | None | Electricity ASHP | None | 120000-139999 | 100% LED | Occupied | 1980s | Electricity | Yes | 67.9925 | 686.6655 | 25.7903 | 513.4605 | 1760.771 | 0 | 319.7405 | 410.8856 | 759.3471 | 4759.4742 | 0 | 0 | 1433.9967 | 34.5824 | 0 | 570.6094 | 16.412 | 1031.9032 | 0 | 0 | 0 | 345.5308 | 480.0504 | 0 | 0 | 0 | 0 | 0 | 0 | 0 | 0 | 0 | 0 | 0 | 0 | 0 | 0 | 0 | 0 | 0 | 0 | 0 | 13217.2122 | 13217.2122 | 13217.2122 | 13217.2122 | 0 | 0 | 0 | 2337.581 | 0 | 0 | 0 | 5323.6653 | 0 | 0 | 0 | 4649.7318 | 0 | 0 | 0 | 5578.5652 | 0 | 0 | 0 | 2337.581 | 5323.6653 | 4649.7318 | 5578.5652
176920 | 242.131 | 1220 | 2 | Standard Efficiency | Electric, 80% Usage | Standard, 80% Usage | Electric, 80% Usage | 318 Rated kWh, 80% Usage | 200-300% | None | None | Single-Family Detached | Single-Family Detached | Single-Family Detached | 1000-1499 | 0-1499 | 1 | Natural Gas | 100% Conditioned | Central AC | None | Natural Gas Fuel Furnace | None | 40000-44999 | 100% Incandescent | Occupied | 1940s | Electricity | Yes | 67.9925 | 610.174 | 22.8595 | 466.5691 | 1955.3702 | 77.9569 | 0 | 295.7087 | 0 | 0 | 0 | 0 | 1424.6185 | 160.896 | 0 | 1535.3993 | 16.412 | 1116.6008 | 0 | 0 | 0 | 324.4297 | 480.0504 | 0 | 0 | 0 | 0 | 0 | 0 | 0 | 0 | 14964.5019 | 0 | 0 | 0 | 0 | 0 | 0 | 0 | 0 | 0 | 0 | 23519.8326 | 23519.8326 | 8555.3307 | 8555.3307 | 0 | 14964.5019 | 0 | 1462.5791 | 0 | 3411.6288 | 0 | 3177.6536 | 0 | 3411.6288 | 0 | 2809.6169 | 0 | 3411.6288 | 0 | 3379.6446 | 0 | 3411.6288 | 0 | 4874.2079 | 6589.2824 | 6221.2457 | 6791.2734
176970 | 242.131 | 1690 | 4 | None | Electric, 100% Usage | EnergyStar, 100% Usage | Gas, 100% Usage | None | 400%+ | None | None | Single-Family Detached | Single-Family Detached | Single-Family Detached | 1500-1999 | 1500-2499 | 2 | Natural Gas | 40% Conditioned | Room AC | None | Natural Gas Fuel Wall/Floor Furnace | None | 100000-119999 | 100% Incandescent | Occupied | 1970s | Natural Gas | Yes | 0 | 400.042 | 23.4457 | 0 | 2124.1791 | 0 | 319.7405 | 0 | 0 | 0 | 0 | 0 | 0 | 184.6348 | 0 | 1938.9582 | 21.9803 | 2382.6678 | 0 | 0 | 0 | 27.8418 | 480.0504 | 0 | 0 | 0 | 0 | 0 | 0 | 0 | 0 | 25275.0352 | 0 | 3827.5082 | 0 | 0 | 813.5653 | 0 | 0 | 0 | 0 | 0 | 37819.3562 | 37819.3562 | 7903.2475 | 7903.2475 | 0 | 29916.1087 | 0 | 1368.0527 | 0 | 6820.277 | 0 | 2981.4223 | 0 | 6820.277 | 0 | 2635.9863 | 0 | 6820.277 | 0 | 3148.8999 | 0 | 6820.277 | 0 | 8188.3297 | 9801.6993 | 9456.2633 | 9969.1769
176994 | 242.131 | 617 | 1 | Standard Efficiency | Electric, 100% Usage | EnergyStar, 100% Usage | Electric, 100% Usage | None | 400%+ | 12 | None | 10 to 19 Unit | Multifamily with 5+ units, 1-3 stories | Multi-Family with 5+ Units | 500-749 | 0-1499 | 3 | Electricity | 100% Conditioned | Heat Pump | None | Electricity ASHP | None | 100000-119999 | 100% LED | Occupied | 1980s | Electricity | Yes | 67.9925 | 289.8473 | 16.9981 | 272.8492 | 908.2272 | 0 | 319.7405 | 128.6582 | 329.705 | 2210.0489 | 0 | 0 | 1285.4097 | 21.6873 | 0 | 248.8173 | 16.412 | 1371.2795 | 0 | 0 | 0 | 346.9961 | 434.0383 | 245.8866 | 0 | 0 | 0 | 0 | 0 | 0 | 0 | 0 | 0 | 0 | 0 | 0 | 0 | 0 | 0 | 0 | 0 | 0 | 8514.3007 | 8514.3007 | 8514.3007 | 8514.3007 | 0 | 0 | 0 | 1489.8631 | 0 | 0 | 0 | 3365.9198 | 0 | 0 | 0 | 2947.0935 | 0 | 0 | 0 | 3551.4668 | 0 | 0 | 0 | 1489.8631 | 3365.9198 | 2947.0935 | 3551.4668
177020 | 242.131 | 1220 | 2 | Standard Efficiency | Electric, 80% Usage | EnergyStar, 80% Usage | Electric, 80% Usage | None | 200-300% | None | None | Mobile Home | Mobile Home | Mobile Home | 1000-1499 | 0-1499 | 1 | Electricity | 100% Conditioned | Heat Pump | None | Electricity ASHP | None | 50000-59999 | 100% CFL | Occupied | 1980s | Electricity | Yes | 67.9925 | 519.0289 | 30.1863 | 395.0598 | 1531.0033 | 0 | 0 | 445.175 | 1842.2447 | 4789.0744 | 0 | 0 | 2164.916 | 40.1507 | 0 | 491.1871 | 16.412 | 1485.2842 | 0 | 0 | 0 | 429.9353 | 434.0383 | 0 | 0 | 0 | 0 | 0 | 0 | 0 | 0 | 0 | 0 | 0 | 0 | 0 | 0 | 0 | 0 | 0 | 0 | 0 | 14681.9814 | 14681.9814 | 14681.9814 | 14681.9814 | 0 | 0 | 0 | 2564.5831 | 0 | 0 | 0 | 5879.4212 | 0 | 0 | 0 | 5127.7783 | 0 | 0 | 0 | 6199.9132 | 0 | 0 | 0 | 2564.5831 | 5879.4212 | 5127.7783 | 6199.9132
177055 | 242.131 | 617 | 1 | None | None | None | Electric, 100% Usage | None | 0-100% | 323 | None | 50 or more Unit | Multifamily with 5+ units, 8+ stories | Multi-Family with 5+ Units | 500-749 | 0-1499 | 8 | Electricity | 100% Conditioned | Central AC | None | Electricity Electric Furnace | None | 10000-14999 | 100% CFL | Occupied | 1990s | Electricity | Yes | 0 | 0 | 0 | 516.3912 | 3055.559 | 0 | 0 | 3.2238 | 0 | 1259.9125 | 0 | 0 | 1220.3479 | 32.824 | 0 | 325.602 | 16.412 | 1371.2795 | 0 | 0 | 0 | 346.9961 | 434.0383 | 0 | 0 | 0 | 0 | 0 | 0 | 0 | 0 | 0 | 0 | 0 | 0 | 0 | 0 | 0 | 0 | 0 | 0 | 0 | 8582.2932 | 8582.2932 | 8582.2932 | 8582.2932 | 0 | 0 | 0 | 1456.0614 | 0 | 0 | 0 | 3210.3127 | 0 | 0 | 0 | 2832.0652 | 0 | 0 | 0 | 3389.5248 | 0 | 0 | 0 | 1456.0614 | 3210.3127 | 2832.0652 | 3389.5248
177117 | 242.131 | 2176 | 3 | Standard Efficiency | Electric, 80% Usage | EnergyStar, 80% Usage | Electric, 80% Usage | 318 Rated kWh, 80% Usage | 400%+ | None | None | Single-Family Detached | Single-Family Detached | Single-Family Detached | 2000-2499 | 1500-2499 | 2 | Propane | None | None | None | Propane Fuel Furnace | None | 80000-99999 | 100% Incandescent | Occupied | 2010s | Electricity | Yes | 67.9925 | 320.0336 | 18.7565 | 0 | 0 | 77.9569 | 319.7405 | 553.0251 | 0 | 0 | 0 | 0 | 1290.685 | 208.6666 | 0 | 2355.9983 | 21.9803 | 1268.7047 | 0 | 0 | 0 | 324.4297 | 880.0924 | 0 | 0 | 0 | 0 | 0 | 0 | 0 | 0 | 0 | 0 | 0 | 0 | 0 | 0 | 0 | 0 | 22173.171 | 0 | 0 | 29881.2332 | 29881.2332 | 7708.0622 | 7708.0622 | 0 | 0 | 22173.171 | 1272.7616 | 0 | 0 | 6101.7178 | 2878.2985 | 0 | 0 | 6101.7178 | 2524.6666 | 0 | 0 | 6101.7178 | 3085.1738 | 0 | 0 | 6101.7178 | 7374.4794 | 8980.0163 | 8626.3843 | 9186.8916
177252 | 242.131 | 1138 | 2 | Standard Efficiency | None | None | Gas, 80% Usage | 318 Rated kWh, 80% Usage | 400%+ | 16 | None | 10 to 19 Unit | Multifamily with 5+ units, 1-3 stories | Multi-Family with 5+ Units | 1000-1499 | 0-1499 | 1 | Natural Gas | 100% Conditioned | Central AC | None | Natural Gas Fuel Furnace | None | 80000-99999 | 100% Incandescent | Occupied | 1980s | Natural Gas | Yes | 67.9925 | 0 | 0 | 519.3219 | 2243.166 | 51.5805 | 319.7405 | 16.412 | 0 | 0 | 0 | 0 | 0 | 156.793 | 0 | 1465.0623 | 16.412 | 790.7057 | 0 | 0 | 0 | 19.0496 | 434.0383 | 0 | 0 | 0 | 0 | 0 | 0 | 0 | 0 | 3523.8865 | 0 | 2123.593 | 0 | 0 | 555.9558 | 0 | 0 | 0 | 0 | 0 | 12303.7097 | 12303.7097 | 6100.2743 | 6100.2743 | 0 | 6203.4353 | 0 | 1082.9595 | 0 | 1414.2239 | 0 | 2314.5884 | 0 | 1414.2239 | 0 | 2050.2185 | 0 | 1414.2239 | 0 | 2450.9211 | 0 | 1414.2239 | 0 | 2497.1834 | 3728.8123 | 3464.4424 | 3865.145
177276 | 242.131 | 866 | 1 | Standard Efficiency | None | None | Gas, 100% Usage | 290 Rated kWh, 100% Usage | 100-150% | None | 6 | Single-Family Attached | Single-Family Attached | Single-Family Attached | 750-999 | 0-1499 | 2 | Natural Gas | 60% Conditioned | Room AC | None | Natural Gas Fuel Boiler | None | 15000-19999 | 100% LED | Occupied | 1940s | Natural Gas | Yes | 67.9925 | 0 | 0 | 0 | 565.041 | 60.3726 | 0 | 89.9728 | 0 | 0 | 0 | 0 | 0 | 23.7388 | 0 | 300.984 | 16.412 | 1603.978 | 0 | 0 | 0 | 23.7388 | 434.0383 | 0 | 0 | 0 | 0 | 0 | 0 | 0 | 0 | 13260.8798 | 0 | 2716.4757 | 0 | 0 | 694.8715 | 0 | 0 | 0 | 0 | 0 | 19858.4957 | 19858.4957 | 3186.2687 | 3186.2687 | 0 | 16672.227 | 0 | 537.0443 | 0 | 3800.9222 | 0 | 1185.3475 | 0 | 3800.9222 | 0 | 1047.7122 | 0 | 3800.9222 | 0 | 1247.1418 | 0 | 3800.9222 | 0 | 4337.9665 | 4986.2697 | 4848.6344 | 5048.064
177287 | 242.131 | 2176 | 4 | Standard Efficiency, No usage | Electric, 100% Usage | Standard, 100% Usage | Gas, 100% Usage | None | 400%+ | None | None | Single-Family Detached | Single-Family Detached | Single-Family Detached | 2000-2499 | 1500-2499 | 1 | Natural Gas | 100% Conditioned | Central AC | None | Natural Gas Fuel Furnace | None | 200000+ | 100% CFL | Vacant | 1960s | Natural Gas | Yes | 0 | 0 | 0 | 767.8462 | 2722.6302 | 0 | 319.7405 | 75.3193 | 0 | 0 | 0 | 0 | 0 | 0 | 0 | 0 | 21.9803 | 0 | 0 | 0 | 0 | 0 | 400.042 | 0 | 0 | 0 | 0 | 0 | 0 | 0 | 0 | 6799.835 | 0 | 1562.6549 | 0 | 0 | 0 | 0 | 0 | 0 | 0 | 0 | 12670.0485 | 12670.0485 | 4307.5586 | 4307.5586 | 0 | 8362.4899 | 0 | 773.9987 | 0 | 1906.4968 | 0 | 1572.5172 | 0 | 1906.4968 | 0 | 1413.2083 | 0 | 1906.4968 | 0 | 1616.4295 | 0 | 1906.4968 | 0 | 2680.4955 | 3479.014 | 3319.7051 | 3522.9263
177456 | 242.131 | 8194 | 4 | None | Electric, 100% Usage | Standard, 100% Usage | Gas, 100% Usage | None | 400%+ | None | None | Single-Family Detached | Single-Family Detached | Single-Family Detached | 4000+ | 4000+ | 2 | Natural Gas | None | None | None | Natural Gas Fuel Wall/Floor Furnace | None | 160000-179999 | 100% Incandescent | Occupied | 1960s | Natural Gas | Yes | 0 | 1474.1475 | 55.0974 | 0 | 0 | 0 | 319.7405 | 0 | 0 | 0 | 0 | 0 | 0 | 509.6506 | 99.9372 | 7521.669 | 21.9803 | 5395.1453 | 0 | 0 | 0 | 41.323 | 400.042 | 0 | 0 | 0 | 0 | 0 | 0 | 0 | 0 | 39322.8108 | 0 | 6006.4916 | 0 | 0 | 1214.7796 | 0 | 0 | 0 | 0 | 0 | 62382.8149 | 62382.8149 | 15839.026 | 15839.026 | 0 | 46543.7889 | 0 | 2682.1107 | 0 | 10611.0401 | 0 | 5972.4063 | 0 | 10611.0401 | 0 | 5243.1731 | 0 | 10611.0401 | 0 | 6424.4224 | 0 | 10611.0401 | 0 | 13293.1508 | 16583.4464 | 15854.2132 | 17035.4625
177504 | 242.131 | 1675 | 2 | None | Electric, 120% Usage | Standard, 120% Usage | Electric, 120% Usage | 318 Rated kWh, 120% Usage | 400%+ | None | 6 | Single-Family Attached | Single-Family Attached | Single-Family Attached | 1500-1999 | 1500-2499 | 2 | Natural Gas | 100% Conditioned | Central AC | None | Natural Gas Fuel Furnace | None | 120000-139999 | 100% LED | Occupied | 2000s | Electricity | Yes | 0 | 846.3893 | 31.6517 | 402.9727 | 1996.4001 | 106.3848 | 0 | 237.3876 | 0 | 0 | 0 | 0 | 3764.4979 | 30.4794 | 0 | 470.6721 | 16.412 | 3718.7788 | 0 | 0 | 0 | 467.4484 | 400.042 | 0 | 0 | 0 | 0 | 0 | 0 | 0 | 0 | 9518.6553 | 0 | 0 | 0 | 0 | 0 | 0 | 0 | 0 | 0 | 0 | 22008.172 | 22008.172 | 12489.5167 | 12489.5167 | 0 | 9518.6553 | 0 | 2053.624 | 0 | 2170.029 | 0 | 4565.6036 | 0 | 2170.029 | 0 | 4025.6373 | 0 | 2170.029 | 0 | 4873.0966 | 0 | 2170.029 | 0 | 4223.653 | 6735.6326 | 6195.6663 | 7043.1256
177538 | 242.131 | 2176 | 5 | None | Electric, 100% Usage | EnergyStar, 100% Usage | Electric, 100% Usage | None | 400%+ | None | None | Single-Family Detached | Single-Family Detached | Single-Family Detached | 2000-2499 | 1500-2499 | 1 | Natural Gas | 100% Conditioned | Central AC | None | Natural Gas Fuel Furnace | None | 200000+ | 100% LED | Occupied | 1970s | Natural Gas | Yes | 0 | 648.8593 | 37.8062 | 1414.6541 | 5425.9178 | 0 | 319.7405 | 1065.6064 | 0 | 0 | 0 | 0 | 0 | 34.8755 | 0 | 575.5916 | 27.2556 | 3166.6329 | 0 | 0 | 0 | 537.1993 | 434.0383 | 489.7218 | 0 | 0 | 0 | 0 | 2186.3102 | 0 | 0 | 60111.5141 | 0 | 5771.7417 | 0 | 0 | 0 | 0 | 0 | 0 | 0 | 0 | 82248.0512 | 82248.0512 | 14178.4853 | 14178.4853 | 0 | 68069.5659 | 0 | 2452.3948 | 0 | 15518.4573 | 0 | 5217.5696 | 0 | 15518.4573 | 0 | 4636.0778 | 0 | 15518.4573 | 0 | 5502.4274 | 0 | 15518.4573 | 0 | 17970.8521 | 20736.0269 | 20154.5351 | 21020.8847
177734 | 242.131 | 3241 | 3 | Standard Efficiency | Electric, 100% Usage | EnergyStar, 100% Usage | Electric, 100% Usage | None | 300-400% | None | 16 | Single-Family Attached | Single-Family Attached | Single-Family Attached | 3000-3999 | 2500-3999 | 2 | Natural Gas | None | None | None | Natural Gas Fuel Boiler | None | 45000-49999 | 100% Incandescent | Occupied | 1950s | Natural Gas | Yes | 67.9925 | 289.8473 | 16.9981 | 0 | 0 | 0 | 0 | 112.8324 | 0 | 0 | 0 | 0 | 0 | 262.0055 | 0 | 3270.087 | 21.9803 | 1968.8514 | 0 | 0 | 0 | 346.9961 | 434.0383 | 0 | 0 | 0 | 0 | 0 | 0 | 0 | 0 | 20906.8109 | 0 | 2530.9618 | 0 | 0 | 0 | 0 | 0 | 0 | 0 | 0 | 30229.4017 | 30229.4017 | 6791.629 | 6791.629 | 0 | 23437.7727 | 0 | 1111.984 | 0 | 5343.3358 | 0 | 2528.7897 | 0 | 5343.3358 | 0 | 2222.7156 | 0 | 5343.3358 | 0 | 2688.0782 | 0 | 5343.3358 | 0 | 6455.3198 | 7872.1255 | 7566.0514 | 8031.414
177870 | 242.131 | 1675 | 2 | Standard Efficiency | Electric, 80% Usage | EnergyStar, 80% Usage | Electric, 80% Usage | None | 400%+ | None | 8 | Single-Family Attached | Single-Family Attached | Single-Family Attached | 1500-1999 | 1500-2499 | 2 | Electricity | 100% Conditioned | Heat Pump | None | Electricity ASHP | None | 100000-119999 | 100% CFL | Occupied | 1980s | Natural Gas | Yes | 67.9925 | 296.0018 | 17.2912 | 445.468 | 1676.0734 | 0 | 319.7405 | 35.1685 | 22.2734 | 573.247 | 0 | 0 | 0 | 46.0122 | 0 | 616.0354 | 16.412 | 929.6214 | 0 | 0 | 0 | 311.5345 | 1356.0398 | 0 | 0 | 0 | 0 | 0 | 0 | 741.1767 | 0 | 0 | 0 | 2470.296 | 0 | 0 | 0 | 0 | 0 | 0 | 0 | 0 | 9940.9707 | 9940.9707 | 6729.4979 | 6729.4979 | 0 | 3211.4728 | 0 | 1149.5219 | 0 | 732.1679 | 0 | 2524.183 | 0 | 732.1679 | 0 | 2230.2044 | 0 | 732.1679 | 0 | 2643.2043 | 0 | 732.1679 | 0 | 1881.6898 | 3256.351 | 2962.3723 | 3375.3722
177904 | 242.131 | 617 | 2 | Standard Efficiency | Electric, 80% Usage | EnergyStar, 80% Usage | Gas, 80% Usage | 318 Rated kWh, 80% Usage | 400%+ | None | 90 | Single-Family Attached | Single-Family Attached | Single-Family Attached | 500-749 | 0-1499 | 2 | Natural Gas | 100% Conditioned | Central AC | None | Natural Gas Fuel Furnace | None | 50000-59999 | 100% LED | Occupied | 1960s | Natural Gas | Yes | 67.9925 | 231.8192 | 13.4813 | 418.5055 | 1780.1137 | 51.5805 | 319.7405 | 101.1095 | 0 | 0 | 0 | 0 | 0 | 21.6873 | 0 | 248.8173 | 16.412 | 782.7928 | 0 | 0 | 0 | 19.0496 | 868.0765 | 0 | 0 | 0 | 0 | 0 | 0 | 0 | 0 | 8622.1509 | 0 | 2154.0724 | 0 | 0 | 555.9558 | 0 | 0 | 0 | 0 | 0 | 16273.0642 | 16273.0642 | 4941.1782 | 4941.1782 | 0 | 11331.886 | 0 | 850.766 | 0 | 2583.4521 | 0 | 1825.0992 | 0 | 2583.4521 | 0 | 1619.8704 | 0 | 2583.4521 | 0 | 1920.7695 | 0 | 2583.4521 | 0 | 3434.2181 | 4408.5513 | 4203.3226 | 4504.2217
178038 | 242.131 | 1138 | 2 | Standard Efficiency | None | None | Gas, 120% Usage | None | 400%+ | 24 | None | 20 to 49 Unit | Multifamily with 5+ units, 4-7 stories | Multi-Family with 5+ Units | 1000-1499 | 0-1499 | 5 | Natural Gas | 100% Conditioned | Central AC | None | Natural Gas Fuel Boiler | None | 200000+ | 100% Incandescent | Occupied | 2000s | Electricity | Yes | 67.9925 | 0 | 0 | 578.8154 | 2809.3793 | 0 | 0 | 23.4457 | 0 | 0 | 0 | 0 | 3250.4512 | 156.793 | 0 | 1465.0623 | 16.412 | 3552.9006 | 0 | 0 | 0 | 31.9447 | 480.0504 | 0 | 0 | 0 | 0 | 0 | 0 | 0 | 0 | 1632.6989 | 0 | 0 | 0 | 0 | 937.2413 | 0 | 0 | 0 | 0 | 0 | 15003.1873 | 15003.1873 | 12433.2471 | 12433.2471 | 0 | 2569.9402 | 0 | 2068.779 | 0 | 585.8889 | 0 | 4567.7046 | 0 | 585.8889 | 0 | 4028.4314 | 0 | 585.8889 | 0 | 4874.8366 | 0 | 585.8889 | 0 | 2654.6679 | 5153.5936 | 4614.3203 | 5460.7255
178064 | 242.131 | 2152 | 3 | Standard Efficiency | Electric, 100% Usage | EnergyStar, 100% Usage | Gas, 100% Usage | 290 Rated kWh, 100% Usage | 400%+ | None | 6 | Single-Family Attached | Single-Family Attached | Single-Family Attached | 2000-2499 | 1500-2499 | 2 | Natural Gas | 100% Conditioned | Central AC | None | Natural Gas Fuel Furnace | None | 200000+ | 100% Incandescent | Occupied | 2000s | Natural Gas | Yes | 67.9925 | 369.8557 | 21.6873 | 855.7675 | 2775.6761 | 82.646 | 319.7405 | 44.8399 | 0 | 0 | 0 | 0 | 0 | 207.4943 | 0 | 2335.4834 | 21.9803 | 1932.8037 | 0 | 2050.9113 | 0 | 26.6695 | 434.0383 | 0 | 0 | 0 | 0 | 0 | 0 | 0 | 0 | 4791.712 | 0 | 3695.6262 | 0 | 0 | 781.0344 | 0 | 0 | 0 | 0 | 0 | 20815.9589 | 20815.9589 | 11547.5863 | 11547.5863 | 0 | 9268.0795 | 0 | 1839.8859 | 0 | 2112.963 | 0 | 4087.2664 | 0 | 2112.963 | 0 | 3616.3037 | 0 | 2112.963 | 0 | 4346.6128 | 0 | 2112.963 | 0 | 3952.8489 | 6200.2294 | 5729.2667 | 6459.5758
178255 | 242.131 | 617 | 1 | None | Electric, 100% Usage | Standard, 100% Usage | Electric, 100% Usage | None | 0-100% | 12 | None | 10 to 19 Unit | Multifamily with 5+ units, 1-3 stories | Multi-Family with 5+ Units | 500-749 | 0-1499 | 3 | Natural Gas | 60% Conditioned | Room AC | None | Natural Gas Fuel Furnace | None | <10000 | 100% Incandescent | Occupied | 1970s | Natural Gas | Yes | 0 | 552.439 | 20.808 | 0 | 909.6926 | 0 | 0 | 315.6375 | 0 | 0 | 0 | 0 | 0 | 130.7097 | 0 | 1017.8358 | 16.412 | 1371.2795 | 0 | 0 | 0 | 346.9961 | 434.0383 | 0 | 0 | 0 | 0 | 0 | 0 | 0 | 0 | 12655.688 | 0 | 2834.2903 | 0 | 0 | 0 | 0 | 0 | 0 | 0 | 0 | 20605.8269 | 20605.8269 | 5116.1417 | 5116.1417 | 0 | 15489.9783 | 0 | 845.7352 | 0 | 3531.3676 | 0 | 1895.4178 | 0 | 3531.3676 | 0 | 1672.4971 | 0 | 3531.3676 | 0 | 1996.2741 | 0 | 3531.3676 | 0 | 4377.1029 | 5426.7855 | 5203.8648 | 5527.6417
178498 | 242.131 | 2176 | 3 | None | Electric, 120% Usage | EnergyStar, 120% Usage | Electric, 120% Usage | None | 400%+ | None | None | Single-Family Detached | Single-Family Detached | Single-Family Detached | 2000-2499 | 1500-2499 | 2 | Propane | 100% Conditioned | Central AC | None | Propane Fuel Furnace | None | 70000-79999 | 100% CFL | Occupied | 1980s | Propane | Yes | 0 | 480.0504 | 28.1348 | 585.556 | 3564.3304 | 0 | 0 | 315.9306 | 0 | 0 | 0 | 0 | 0 | 52.1667 | 24.911 | 753.7788 | 21.9803 | 5074.5256 | 0 | 0 | 0 | 486.498 | 434.0383 | 376.8894 | 0 | 0 | 0 | 0 | 0 | 0 | 0 | 0 | 0 | 0 | 0 | 0 | 0 | 0 | 0 | 14711.8746 | 5690.854 | 0 | 32601.2258 | 32601.2258 | 12198.4971 | 12198.4971 | 0 | 0 | 20402.7287 | 2081.7395 | 0 | 0 | 5614.4974 | 4534.1756 | 0 | 0 | 5614.4974 | 4013.3422 | 0 | 0 | 5614.4974 | 4764.4163 | 0 | 0 | 5614.4974 | 7696.2369 | 10148.673 | 9627.8396 | 10378.9137
178533 | 242.131 | 1202 | 3 | Standard Efficiency | None | Standard, 100% Usage | Electric, 100% Usage | 290 Rated kWh, 100% Usage | 400%+ | None | 7 | Single-Family Attached | Single-Family Attached | Single-Family Attached | 1000-1499 | 0-1499 | 2 | Natural Gas | 40% Conditioned | Room AC | None | Natural Gas Fuel Wall/Floor Furnace | None | 70000-79999 | 100% Incandescent | Occupied | <1940 | Electricity | Yes | 67.9925 | 0 | 20.808 | 0 | 1604.8572 | 60.3726 | 319.7405 | 0 | 0 | 0 | 0 | 0 | 1491.4387 | 160.0168 | 0 | 1520.1596 | 21.9803 | 1655.8515 | 0 | 0 | 0 | 346.9961 | 434.0383 | 0 | 0 | 0 | 0 | 0 | 0 | 0 | 0 | 27599.6749 | 0 | 0 | 0 | 0 | 0 | 0 | 0 | 0 | 0 | 0 | 35303.6342 | 35303.6342 | 7703.9592 | 7703.9592 | 0 | 27599.6749 | 0 | 1336.6455 | 0 | 6292.1245 | 0 | 2929.2918 | 0 | 6292.1245 | 0 | 2585.066 | 0 | 6292.1245 | 0 | 3100.2168 | 0 | 6292.1245 | 0 | 7628.77 | 9221.4163 | 8877.1905 | 9392.3413
178541 | 242.131 | 885 | 2 | None | None | None | Electric, 100% Usage | None | 200-300% | None | None | Mobile Home | Mobile Home | Mobile Home | 750-999 | 0-1499 | 1 | Electricity | 60% Conditioned | Room AC | None | Electricity Electric Furnace | None | 40000-44999 | 100% Incandescent | Vacant | 1990s | Electricity | Yes | 0 | 0 | 0 | 0 | 626.2929 | 0 | 0 | 60.3726 | 0 | 2590.7483 | 0 | 0 | 330.8772 | 0 | 0 | 0 | 16.412 | 0 | 0 | 0 | 0 | 0 | 480.0504 | 0 | 0 | 0 | 0 | 0 | 0 | 0 | 0 | 0 | 0 | 0 | 0 | 0 | 0 | 0 | 0 | 0 | 0 | 0 | 4104.4603 | 4104.4603 | 4104.4603 | 4104.4603 | 0 | 0 | 0 | 749.1341 | 0 | 0 | 0 | 1756.8376 | 0 | 0 | 0 | 1524.0572 | 0 | 0 | 0 | 1813.3743 | 0 | 0 | 0 | 749.1341 | 1756.8376 | 1524.0572 | 1813.3743
178554 | 242.131 | 3301 | 4 | None | Electric, 80% Usage | Standard, 80% Usage | Electric, 80% Usage | 290 Rated kWh, 80% Usage | 400%+ | None | None | Single-Family Detached | Single-Family Detached | Single-Family Detached | 3000-3999 | 2500-3999 | 1 | Electricity | 100% Conditioned | Central AC | None | Electricity Electric Furnace | None | 200000+ | 100% Incandescent | Occupied | 1950s | Electricity | Yes | 0 | 420.557 | 15.8258 | 817.6683 | 4975.4676 | 45.1329 | 319.7405 | 426.7115 | 0 | 27963.0831 | 0 | 0 | 833.2011 | 264.9362 | 99.9372 | 3321.6675 | 21.9803 | 1290.0989 | 0 | 0 | 0 | 271.6769 | 434.0383 | 0 | 0 | 0 | 0 | 0 | 0 | 833.4941 | 0 | 0 | 0 | 0 | 0 | 0 | 0 | 0 | 0 | 0 | 0 | 0 | 42355.2172 | 42355.2172 | 41521.7231 | 41521.7231 | 0 | 833.4941 | 0 | 7340.264 | 0 | 190.0498 | 0 | 17060.4632 | 0 | 190.0498 | 0 | 14846.8453 | 0 | 190.0498 | 0 | 17880.5999 | 0 | 190.0498 | 0 | 7530.3137 | 17250.5129 | 15036.8951 | 18070.6496
178664 | 242.131 | 885 | 3 | None | Electric, 120% Usage | Standard, 120% Usage | Electric, 120% Usage | 290 Rated kWh, 120% Usage | 200-300% | None | None | Single-Family Detached | Single-Family Detached | Single-Family Detached | 750-999 | 0-1499 | 1 | Electricity | 60% Conditioned | Room AC | None | Electricity Electric Furnace | None | 80000-99999 | 100% Incandescent | Occupied | 1950s | Natural Gas | Yes | 0 | 1768.977 | 66.2341 | 0 | 3273.0177 | 234.1638 | 319.7405 | 328.5327 | 0 | 14099.6492 | 0 | 0 | 0 | 144.191 | 99.9372 | 1247.8966 | 21.9803 | 6141.8904 | 0 | 0 | 0 | 723.8855 | 914.0887 | 0 | 0 | 0 | 0 | 0 | 0 | 0 | 0 | 0 | 0 | 12117.3165 | 0 | 0 | 0 | 0 | 0 | 0 | 0 | 0 | 41501.5012 | 41501.5012 | 29384.1847 | 29384.1847 | 0 | 12117.3165 | 0 | 5155.6461 | 0 | 2762.5113 | 0 | 11876.7878 | 0 | 2762.5113 | 0 | 10356.4296 | 0 | 2762.5113 | 0 | 12473.6858 | 0 | 2762.5113 | 0 | 7918.1574 | 14639.2991 | 13118.941 | 15236.1972
178689 | 242.131 | 617 | 1 | None | Electric, 120% Usage | EnergyStar, 120% Usage | Electric, 120% Usage | None | 400%+ | 67 | None | 50 or more Unit | Multifamily with 5+ units, 1-3 stories | Multi-Family with 5+ Units | 500-749 | 0-1499 | 2 | Electricity | 100% Conditioned | Central AC | None | Electricity Electric Furnace | None | 160000-179999 | 100% LED | Occupied | 1970s | Electricity | Yes | 0 | 347.5823 | 20.2219 | 299.5186 | 2238.1838 | 0 | 0 | 66.8202 | 0 | 2866.8212 | 0 | 0 | 2158.7615 | 21.6873 | 0 | 248.8173 | 16.412 | 2742.8521 | 0 | 0 | 0 | 416.454 | 480.0504 | 0 | 0 | 0 | 0 | 0 | 0 | 0 | 0 | 0 | 0 | 0 | 0 | 0 | 0 | 0 | 0 | 0 | 0 | 0 | 11924.1826 | 11924.1826 | 11924.1826 | 11924.1826 | 0 | 0 | 0 | 2026.1717 | 0 | 0 | 0 | 4587.5638 | 0 | 0 | 0 | 4020.4545 | 0 | 0 | 0 | 4829.1077 | 0 | 0 | 0 | 2026.1717 | 4587.5638 | 4020.4545 | 4829.1077
178706 | 242.131 | 853 | 1 | None | Electric, 120% Usage | EnergyStar, 120% Usage | Electric, 120% Usage | 290 Rated kWh, 120% Usage | 100-150% | 10 | None | 10 to 19 Unit | Multifamily with 5+ units, 1-3 stories | Multi-Family with 5+ Units | 750-999 | 0-1499 | 3 | Electricity | 100% Conditioned | Heat Pump | None | Electricity ASHP | None | 15000-19999 | 100% Incandescent | Occupied | 1970s | Electricity | No | 0 | 347.5823 | 20.2219 | 249.1104 | 1049.4875 | 72.3886 | 0 | 160.896 | 579.4015 | 1632.1128 | 0 | 0 | 2326.9843 | 142.7256 | 0 | 1220.3479 | 16.412 | 2933.0553 | 0 | 0 | 0 | 416.454 | 434.0383 | 258.1956 | 0 | 0 | 0 | 0 | 0 | 0 | 0 | 0 | 0 | 0 | 0 | 0 | 0 | 0 | 0 | 0 | 0 | 0 | 11859.1208 | 11859.1208 | 11859.1208 | 11859.1208 | 0 | 0 | 0 | 2013.2248 | 0 | 0 | 0 | 4561.016 | 0 | 0 | 0 | 3993.9743 | 0 | 0 | 0 | 4836.6641 | 0 | 0 | 0 | 2013.2248 | 4561.016 | 3993.9743 | 4836.6641
178732 | 242.131 | 617 | 2 | Standard Efficiency, No usage | Electric, 100% Usage | Standard, 100% Usage | Electric, 100% Usage | None | 400%+ | 67 | None | 50 or more Unit | Multifamily with 5+ units, 4-7 stories | Multi-Family with 5+ Units | 500-749 | 0-1499 | 5 | Electricity | 100% Conditioned | Central AC | Heating and Cooling | Electricity Shared Heating | Fan Coil Heating and Cooling, Electricity | 70000-79999 | 100% Incandescent | Vacant | 1960s | Electricity | Yes | 0 | 0 | 0 | 22.5665 | 1683.6933 | 0 | 0 | 33.9962 | 0 | 1112.4978 | 0 | 0 | 354.0299 | 0 | 0 | 0 | 16.412 | 0 | 0 | 0 | 0 | 0 | 434.0383 | 0 | 0 | 0 | 0 | 0 | 0 | 0 | 0 | 0 | 0 | 0 | 0 | 0 | 0 | 0 | 0 | 0 | 0 | 0 | 3657.2339 | 3657.2339 | 3657.2339 | 3657.2339 | 0 | 0 | 0 | 700.836 | 0 | 0 | 0 | 1608.2898 | 0 | 0 | 0 | 1410.8904 | 0 | 0 | 0 | 1568.4888 | 0 | 0 | 0 | 700.836 | 1608.2898 | 1410.8904 | 1568.4888
178787 | 242.131 | 3301 | 4 | Standard Efficiency | Electric, 100% Usage | EnergyStar, 100% Usage | Electric, 100% Usage | None | 200-300% | None | None | Single-Family Detached | Single-Family Detached | Single-Family Detached | 3000-3999 | 2500-3999 | 2 | Fuel Oil | 80% Conditioned | Room AC | None | Fuel Oil Fuel Boiler | None | 35000-39999 | 100% Incandescent | Occupied | <1940 | Electricity | Yes | 67.9925 | 400.042 | 23.4457 | 0 | 3799.9595 | 0 | 0 | 229.4746 | 0 | 0 | 0 | 0 | 2263.974 | 264.9362 | 99.9372 | 3321.6675 | 21.9803 | 2894.956 | 0 | 0 | 0 | 405.6104 | 434.0383 | 0 | 0 | 40462.5642 | 0 | 0 | 0 | 0 | 0 | 0 | 0 | 0 | 0 | 0 | 0 | 0 | 0 | 0 | 0 | 0 | 54690.5785 | 54690.5785 | 14228.0143 | 14228.0143 | 40462.5642 | 0 | 0 | 2396.3453 | 12268.2289 | 0 | 0 | 5202.0844 | 12268.2289 | 0 | 0 | 4598.7589 | 12268.2289 | 0 | 0 | 5573.2781 | 12268.2289 | 0 | 0 | 14664.5742 | 17470.3133 | 16866.9879 | 17841.507
178793 | 242.131 | 617 | 1 | Standard Efficiency | Electric, 80% Usage | EnergyStar, 80% Usage | Electric, 80% Usage | None | 400%+ | 6 | None | 5 to 9 Unit | Multifamily with 5+ units, 1-3 stories | Multi-Family with 5+ Units | 500-749 | 0-1499 | 3 | Natural Gas | 100% Conditioned | Central AC | None | Natural Gas Fuel Furnace | None | 60000-69999 | 100% LED | Occupied | 1960s | Natural Gas | No | 67.9925 | 231.8192 | 13.4813 | 408.8341 | 2770.6939 | 0 | 0 | 241.4906 | 0 | 0 | 0 | 0 | 0 | 21.6873 | 0 | 248.8173 | 16.412 | 685.7863 | 0 | 0 | 0 | 277.5383 | 434.0383 | 0 | 0 | 0 | 0 | 0 | 0 | 0 | 0 | 10192.7187 | 0 | 2130.0405 | 0 | 0 | 0 | 0 | 0 | 0 | 0 | 0 | 17741.0572 | 17741.0572 | 5418.2979 | 5418.2979 | 0 | 12322.7593 | 0 | 982.8226 | 0 | 2809.3479 | 0 | 2100.1853 | 0 | 2809.3479 | 0 | 1865.9561 | 0 | 2809.3479 | 0 | 2161.6761 | 0 | 2809.3479 | 0 | 3792.1706 | 4909.5332 | 4675.304 | 4971.024
178816 | 242.131 | 3301 | 5 | Standard Efficiency | Gas, 100% Usage | EnergyStar, 100% Usage | Electric, 100% Usage | 318 Rated kWh, 100% Usage | 300-400% | None | None | Single-Family Detached | Single-Family Detached | Single-Family Detached | 3000-3999 | 2500-3999 | 2 | Other Fuel | None | None | None | None | None | 80000-99999 | 100% Incandescent | Occupied | 1990s | Natural Gas | Yes | 67.9925 | 58.0281 | 37.8062 | 0 | 0 | 171.7396 | 319.7405 | 0 | 0 | 0 | 0 | 0 | 0 | 264.9362 | 99.9372 | 3321.6675 | 27.2556 | 3524.4727 | 0 | 0 | 0 | 537.1993 | 400.042 | 548.336 | 0 | 0 | 0 | 770.4838 | 0 | 0 | 0 | 0 | 0 | 6198.7462 | 0 | 0 | 0 | 0 | 0 | 0 | 0 | 0 | 16349.2627 | 16349.2627 | 9379.7396 | 9379.7396 | 0 | 6969.5231 | 0 | 1638.988 | 0 | 1588.8778 | 0 | 3624.0035 | 0 | 1588.8778 | 0 | 3182.2385 | 0 | 1588.8778 | 0 | 3879.1764 | 0 | 1588.8778 | 0 | 3227.8658 | 5212.8813 | 4771.1163 | 5468.0542
178841 | 242.131 | 1220 | 3 | None | Electric, 100% Usage | EnergyStar, 100% Usage | Gas, 100% Usage | 318 Rated kWh, 100% Usage | 150-200% | None | None | Single-Family Detached | Single-Family Detached | Single-Family Detached | 1000-1499 | 0-1499 | 1 | Natural Gas | 100% Conditioned | Central AC | None | Natural Gas Fuel Furnace | None | 40000-44999 | 100% CFL | Occupied | 1950s | Natural Gas | Yes | 0 | 524.5972 | 30.7725 | 1172.8704 | 3382.9194 | 134.8127 | 0 | 338.4971 | 0 | 0 | 0 | 0 | 0 | 40.1507 | 0 | 491.1871 | 21.9803 | 2547.9599 | 0 | 0 | 0 | 32.2378 | 914.0887 | 0 | 0 | 0 | 0 | 0 | 0 | 0 | 0 | 22226.5099 | 0 | 4999.7925 | 0 | 0 | 947.2057 | 0 | 0 | 0 | 0 | 0 | 37805.5819 | 37805.5819 | 9631.7807 | 9631.7807 | 0 | 28173.8012 | 0 | 1646.1815 | 0 | 6423.0226 | 0 | 3522.9263 | 0 | 6423.0226 | 0 | 3129.5733 | 0 | 6423.0226 | 0 | 3709.3573 | 0 | 6423.0226 | 0 | 8069.2041 | 9945.9489 | 9552.5959 | 10132.3799
179061 | 242.131 | 1220 | 3 | None | Electric, 80% Usage | EnergyStar, 80% Usage | None | None | 150-200% | None | None | Single-Family Detached | Single-Family Detached | Single-Family Detached | 1000-1499 | 0-1499 | 1 | Electricity | 100% Conditioned | Heat Pump | None | Electricity ASHP | None | 30000-34999 | 100% Incandescent | Occupied | 1950s | Natural Gas | Yes | 0 | 419.6778 | 24.618 | 950.7226 | 3850.0746 | 0 | 319.7405 | 559.4727 | 1208.039 | 5570.1088 | 978.8574 | 966.8415 | 0 | 160.896 | 0 | 1535.3993 | 21.9803 | 1273.9799 | 0 | 0 | -14655.8981 | 0 | 480.0504 | 0 | 0 | 0 | 0 | 0 | 0 | 0 | 0 | 0 | 0 | 3202.3876 | 0 | 0 | 0 | 0 | 0 | 0 | 0 | 0 | 6866.6552 | 21522.5532 | 3664.2676 | 18320.1657 | 0 | 3202.3876 | 0 | 1924.9689 | 0 | 730.1023 | 0 | 3914.093 | 0 | 730.1023 | 0 | 3373.1945 | 0 | 730.1023 | 0 | 3769.3889 | 0 | 730.1023 | 0 | 2655.0712 | 4644.1953 | 4103.2968 | 4499.4912
179122 | 242.131 | 1138 | 2 | Standard Efficiency | Electric, 80% Usage | EnergyStar, 80% Usage | Electric, 80% Usage | 318 Rated kWh, 80% Usage | 300-400% | 67 | None | 50 or more Unit | Multifamily with 5+ units, 4-7 stories | Multi-Family with 5+ Units | 1000-1499 | 0-1499 | 4 | Electricity | 100% Conditioned | Central AC | None | Electricity Electric Furnace | None | 100000-119999 | 100% CFL | Occupied | 2000s | Electricity | Yes | 67.9925 | 424.3669 | 24.911 | 320.9128 | 1637.9742 | 109.3155 | 0 | 16.7051 | 0 | 1840.1932 | 0 | 0 | 1786.2682 | 39.2715 | 0 | 468.6206 | 16.412 | 1083.4837 | 0 | 0 | 0 | 379.527 | 727.1093 | 0 | 0 | 0 | 0 | 0 | 0 | 0 | 0 | 0 | 0 | 0 | 0 | 0 | 0 | 0 | 0 | 0 | 0 | 0 | 8942.7706 | 8942.7706 | 8942.7706 | 8942.7706 | 0 | 0 | 0 | 1494.5125 | 0 | 0 | 0 | 3392.8891 | 0 | 0 | 0 | 2978.0621 | 0 | 0 | 0 | 3586.8053 | 0 | 0 | 0 | 1494.5125 | 3392.8891 | 2978.0621 | 3586.8053
179171 | 242.131 | 2663 | 4 | Standard Efficiency | Electric, 100% Usage | Standard, 100% Usage | Gas, 100% Usage | None | 400%+ | None | None | Single-Family Detached | Single-Family Detached | Single-Family Detached | 2500-2999 | 2500-3999 | 1 | Natural Gas | 20% Conditioned | Room AC | None | Natural Gas Fuel Boiler | None | 180000-199999 | 100% Incandescent | Occupied | 1980s | Natural Gas | Yes | 67.9925 | 762.864 | 28.4279 | 0 | 533.6824 | 0 | 319.7405 | 92.6105 | 0 | 0 | 0 | 0 | 0 | 233.2846 | 99.9372 | 2774.2107 | 21.9803 | 2692.1508 | 0 | 0 | 0 | 27.8418 | 480.0504 | 0 | 0 | 0 | 0 | 0 | 0 | 0 | 0 | 19059.584 | 0 | 3895.5007 | 0 | 0 | 813.5653 | 0 | 0 | 0 | 0 | 0 | 31903.1305 | 31903.1305 | 8134.4806 | 8134.4806 | 0 | 23768.6499 | 0 | 1356.2235 | 0 | 5418.761 | 0 | 3033.8145 | 0 | 5418.761 | 0 | 2669.2346 | 0 | 5418.761 | 0 | 3233.8115 | 0 | 5418.761 | 0 | 6774.9845 | 8452.5754 | 8087.9956 | 8652.5725
179198 | 242.131 | 1138 | 2 | Standard Efficiency | Electric, 80% Usage | EnergyStar, 80% Usage | Electric, 80% Usage | None | 400%+ | 67 | None | 50 or more Unit | Multifamily with 5+ units, 4-7 stories | Multi-Family with 5+ Units | 1000-1499 | 0-1499 | 6 | Electricity | 100% Conditioned | Central AC | None | Electricity Electric Furnace | None | 60000-69999 | 100% Incandescent | Occupied | 2010s | Natural Gas | Yes | 67.9925 | 296.0018 | 17.2912 | 139.2088 | 949.8433 | 0 | 0 | 1.1723 | 0 | 150.6385 | 0 | 0 | 0 | 156.793 | 0 | 1465.0623 | 16.412 | 888.2984 | 0 | 0 | 0 | 311.5345 | 480.0504 | 0 | 0 | 0 | 0 | 0 | 0 | 679.9249 | 0 | 0 | 0 | 2398.2006 | 0 | 0 | 0 | 0 | 0 | 0 | 0 | 0 | 8018.4245 | 8018.4245 | 4940.299 | 4940.299 | 0 | 3078.1254 | 0 | 837.7221 | 0 | 701.75 | 0 | 1865.3202 | 0 | 701.75 | 0 | 1642.5804 | 0 | 701.75 | 0 | 1980.3634 | 0 | 701.75 | 0 | 1539.4721 | 2567.0702 | 2344.3305 | 2682.1135
179391 | 242.131 | 853 | 2 | Standard Efficiency | None | None | Gas, 80% Usage | 318 Rated kWh, 80% Usage | 400%+ | 15 | None | 10 to 19 Unit | Multifamily with 5+ units, 1-3 stories | Multi-Family with 5+ Units | 750-999 | 0-1499 | 1 | Natural Gas | 60% Conditioned | Room AC | None | Natural Gas Fuel Boiler | None | 80000-99999 | 100% CFL | Occupied | 1970s | Natural Gas | No | 67.9925 | 0 | 0 | 0 | 852.5437 | 89.9728 | 319.7405 | 90.852 | 0 | 0 | 0 | 0 | 0 | 35.7547 | 0 | 390.3707 | 16.412 | 928.4491 | 0 | 0 | 0 | 23.7388 | 480.0504 | 0 | 0 | 0 | 0 | 0 | 0 | 0 | 0 | 5217.8373 | 0 | 2912.8334 | 0 | 0 | 693.6992 | 0 | 0 | 0 | 0 | 0 | 12120.2472 | 12120.2472 | 3295.5842 | 3295.5842 | 0 | 8824.3699 | 0 | 567.8087 | 0 | 2011.7992 | 0 | 1243.3098 | 0 | 2011.7992 | 0 | 1098.6883 | 0 | 2011.7992 | 0 | 1309.068 | 0 | 2011.7992 | 0 | 2579.6079 | 3255.109 | 3110.4875 | 3320.8672
179425 | 242.131 | 1690 | 3 | Standard Efficiency | Electric, 120% Usage | EnergyStar, 120% Usage | Electric, 120% Usage | None | 300-400% | None | None | Single-Family Detached | Single-Family Detached | Single-Family Detached | 1500-1999 | 1500-2499 | 2 | Natural Gas | 40% Conditioned | Room AC | None | Natural Gas Fuel Boiler | None | 35000-39999 | 100% LED | Occupied | <1940 | Natural Gas | Yes | 67.9925 | 330.8772 | 19.3427 | 0 | 1902.6174 | 0 | 0 | 88.8005 | 0 | 0 | 0 | 0 | 0 | 30.7725 | 0 | 473.6028 | 21.9803 | 4135.8189 | 0 | 0 | 0 | 407.3688 | 400.042 | 0 | 0 | 0 | 0 | 0 | 0 | 0 | 0 | 24323.1404 | 0 | 3634.3743 | 0 | 0 | 0 | 0 | 0 | 0 | 0 | 0 | 35837.0235 | 35837.0235 | 7879.5088 | 7879.5088 | 0 | 27957.5147 | 0 | 1326.0923 | 0 | 6373.7439 | 0 | 2919.8938 | 0 | 6373.7439 | 0 | 2579.1398 | 0 | 6373.7439 | 0 | 3080.5853 | 0 | 6373.7439 | 0 | 7699.8362 | 9293.6377 | 8952.8837 | 9454.3292
179460 | 242.131 | 2663 | 3 | Standard Efficiency | Electric, 80% Usage | Standard, 80% Usage | Electric, 80% Usage | None | 400%+ | None | None | Single-Family Detached | Single-Family Detached | Single-Family Detached | 2500-2999 | 2500-3999 | 1 | Electricity | 100% Conditioned | Heat Pump | None | Electricity ASHP | None | 70000-79999 | 100% Incandescent | Occupied | 1980s | Natural Gas | Yes | 81.7668 | 420.557 | 15.8258 | 645.9286 | 2848.9439 | 0 | 0 | 651.2039 | 3346.5785 | 6743.5653 | 0 | 0 | 0 | 233.2846 | 99.9372 | 2774.2107 | 21.9803 | 1188.6963 | 0 | 0 | -11910.1152 | 271.6769 | 400.042 | 0 | 0 | 0 | 0 | 0 | 0 | 0 | 0 | 0 | 0 | 1993.1763 | 0 | 0 | 0 | 0 | 0 | 0 | 0 | 0 | 9826.673 | 21736.7882 | 7833.2036 | 19743.6118 | 0 | 1993.1763 | 0 | 2422.2232 | 0 | 454.4229 | 0 | 5247.6546 | 0 | 454.4229 | 0 | 4509.829 | 0 | 454.4229 | 0 | 5244.5901 | 0 | 454.4229 | 0 | 2876.6461 | 5702.0775 | 4964.2519 | 5699.013
179632 | 242.131 | 853 | 2 | Standard Efficiency | Electric, 80% Usage | Standard, 80% Usage | Gas, 80% Usage | None | 300-400% | 10 | None | 10 to 19 Unit | Multifamily with 5+ units, 1-3 stories | Multi-Family with 5+ Units | 750-999 | 0-1499 | 2 | Natural Gas | 100% Conditioned | Central AC | None | Natural Gas Fuel Furnace | None | 100000-119999 | 100% CFL | Occupied | 1980s | Natural Gas | Yes | 67.9925 | 808.8762 | 30.1863 | 519.9081 | 2855.9776 | 0 | 0 | 151.2247 | 0 | 0 | 0 | 0 | 0 | 35.7547 | 0 | 390.3707 | 16.412 | 1026.0418 | 0 | 0 | 0 | 26.0833 | 434.0383 | 0 | 0 | 0 | 0 | 0 | 0 | 0 | 0 | 9991.9651 | 0 | 3179.235 | 0 | 0 | 762.864 | 0 | 0 | 0 | 0 | 0 | 20296.93 | 20296.93 | 6362.866 | 6362.866 | 0 | 13934.064 | 0 | 1086.8767 | 0 | 3176.6652 | 0 | 2341.7182 | 0 | 3176.6652 | 0 | 2079.9891 | 0 | 3176.6652 | 0 | 2445.0375 | 0 | 3176.6652 | 0 | 4263.5419 | 5518.3835 | 5256.6543 | 5621.7027
179676 | 242.131 | 333 | 2 | Standard Efficiency | Electric, 120% Usage | EnergyStar, 120% Usage | Electric, 120% Usage | None | 100-150% | 7 | None | 5 to 9 Unit | Multifamily with 5+ units, 1-3 stories | Multi-Family with 5+ Units | 0-499 | 0-1499 | 2 | Electricity | 100% Conditioned | Heat Pump | None | Electricity ASHP | None | 10000-14999 | 100% Incandescent | Occupied | 1980s | Electricity | Yes | 67.9925 | 347.5823 | 20.2219 | 484.4465 | 1489.3872 | 0 | 0 | 61.2519 | 97.5927 | 1102.2403 | 0 | 0 | 2248.1482 | 116.6423 | 0 | 774.0007 | 16.412 | 2513.9636 | 0 | 0 | 0 | 416.454 | 400.042 | 0 | 0 | 0 | 0 | 0 | 0 | 0 | 0 | 0 | 0 | 0 | 0 | 0 | 0 | 0 | 0 | 0 | 0 | 0 | 10156.3779 | 10156.3779 | 10156.3779 | 10156.3779 | 0 | 0 | 0 | 1757.5407 | 0 | 0 | 0 | 3899.1408 | 0 | 0 | 0 | 3430.036 | 0 | 0 | 0 | 4136.8731 | 0 | 0 | 0 | 1757.5407 | 3899.1408 | 3430.036 | 4136.8731
179680 | 242.131 | 2663 | 4 | Standard Efficiency | Gas, 100% Usage | Standard, 100% Usage | Electric, 100% Usage | 290 Rated kWh, 100% Usage | 400%+ | None | None | Single-Family Detached | Single-Family Detached | Single-Family Detached | 2500-2999 | 2500-3999 | 1 | Natural Gas | 100% Conditioned | Central AC | None | Natural Gas Fuel Furnace | None | 180000-199999 | 100% LED | Occupied | 1990s | Natural Gas | Yes | 67.9925 | 68.2856 | 28.4279 | 320.3267 | 1962.1108 | 91.1451 | 0 | 401.5074 | 0 | 0 | 0 | 0 | 0 | 38.9785 | 16.7051 | 677.8734 | 21.9803 | 2692.1508 | 0 | 0 | 0 | 405.6104 | 434.0383 | 0 | 0 | 0 | 0 | 905.8827 | 0 | 0 | 0 | 15983.8031 | 0 | 4120.2862 | 0 | 0 | 0 | 0 | 0 | 0 | 0 | 0 | 28236.5184 | 28236.5184 | 7226.5464 | 7226.5464 | 0 | 21009.9719 | 0 | 1289.08 | 0 | 4789.8479 | 0 | 2751.4174 | 0 | 4789.8479 | 0 | 2547.1339 | 0 | 4789.8479 | 0 | 3037.2105 | 0 | 4789.8479 | 0 | 6078.9279 | 7541.2653 | 7336.9818 | 7827.0584
179726 | 242.131 | 1138 | 2 | Standard Efficiency | Electric, 100% Usage | EnergyStar, 100% Usage | Gas, 100% Usage | None | 400%+ | 323 | None | 50 or more Unit | Multifamily with 5+ units, 8+ stories | Multi-Family with 5+ Units | 1000-1499 | 0-1499 | 21 | Natural Gas | 100% Conditioned | Central AC | None | Natural Gas Fuel Furnace | None | 70000-79999 | 100% Incandescent | Occupied | 1980s | Natural Gas | Yes | 67.9925 | 289.8473 | 16.9981 | 306.2593 | 1469.1653 | 0 | 0 | 27.8418 | 0 | 0 | 0 | 0 | 0 | 156.793 | 0 | 1465.0623 | 16.412 | 1581.4115 | 0 | 0 | 0 | 23.7388 | 434.0383 | 0 | 0 | 0 | 0 | 0 | 0 | 0 | 0 | 2670.1705 | 0 | 2775.09 | 0 | 0 | 694.8715 | 0 | 0 | 0 | 0 | 0 | 11995.3989 | 11995.3989 | 5855.56 | 5855.56 | 0 | 6139.8389 | 0 | 967.7098 | 0 | 1399.7797 | 0 | 2091.763 | 0 | 1399.7797 | 0 | 1850.3534 | 0 | 1399.7797 | 0 | 2260.9353 | 0 | 1399.7797 | 0 | 2367.4895 | 3491.5427 | 3250.1331 | 3660.715
179865 | 242.131 | 1220 | 2 | None | None | EnergyStar, 100% Usage | Electric, 100% Usage | 290 Rated kWh, 100% Usage | 0-100% | None | None | Single-Family Detached | Single-Family Detached | Single-Family Detached | 1000-1499 | 0-1499 | 1 | Fuel Oil | 80% Conditioned | Room AC | None | Fuel Oil Fuel Boiler | None | <10000 | 100% Incandescent | Occupied | <1940 | Electricity | Yes | 0 | 0 | 16.1189 | 0 | 1991.4179 | 56.5627 | 319.7405 | 158.2584 | 0 | 0 | 0 | 0 | 1235.2946 | 160.896 | 0 | 1535.3993 | 16.412 | 1918.4432 | 0 | 0 | 0 | 339.6694 | 817.9614 | 270.7977 | 0 | 16041.8312 | 0 | 0 | 0 | 0 | 0 | 0 | 0 | 0 | 0 | 0 | 0 | 0 | 0 | 0 | 0 | 0 | 24878.8031 | 24878.8031 | 8836.972 | 8836.972 | 16041.8312 | 0 | 0 | 1482.3439 | 4863.817 | 0 | 0 | 3253.4398 | 4863.817 | 0 | 0 | 2877.9592 | 4863.817 | 0 | 0 | 3441.4003 | 4863.817 | 0 | 0 | 6346.161 | 8117.2568 | 7741.7762 | 8305.2173
179870 | 242.131 | 2176 | 3 | None | Electric, 120% Usage | EnergyStar, 120% Usage | Electric, 120% Usage | 290 Rated kWh, 120% Usage | 0-100% | None | None | Single-Family Detached | Single-Family Detached | Single-Family Detached | 2000-2499 | 1500-2499 | 2 | Natural Gas | 100% Conditioned | Central AC | None | Natural Gas Fuel Furnace | None | <10000 | 100% CFL | Occupied | 1960s | Natural Gas | Yes | 0 | 330.8772 | 19.3427 | 1098.4304 | 7898.8515 | 67.6994 | 319.7405 | 1072.347 | 0 | 0 | 0 | 0 | 0 | 52.1667 | 0 | 753.7788 | 21.9803 | 4445.0089 | 0 | 0 | 0 | 407.3688 | 434.0383 | 0 | 0 | 0 | 0 | 0 | 1431.6522 | 0 | 0 | 42831.1646 | 0 | 3884.0709 | 0 | 0 | 0 | 0 | 0 | 0 | 0 | 0 | 65068.5182 | 65068.5182 | 16921.6305 | 16921.6305 | 0 | 48146.8877 | 0 | 2953.1884 | 0 | 10976.5203 | 0 | 6299.856 | 0 | 10976.5203 | 0 | 5593.7111 | 0 | 10976.5203 | 0 | 6599.3852 | 0 | 10976.5203 | 0 | 13929.7087 | 17276.3763 | 16570.2314 | 17575.9056
179875 | 242.131 | 333 | 1 | Standard Efficiency | Electric, 100% Usage | Standard, 100% Usage | Electric, 100% Usage | None | 400%+ | 6 | None | 5 to 9 Unit | Multifamily with 5+ units, 1-3 stories | Multi-Family with 5+ Units | 0-499 | 0-1499 | 3 | Electricity | 100% Conditioned | Central AC | None | Electricity Electric Furnace | None | 80000-99999 | 100% Incandescent | Occupied | 1960s | Electricity | Yes | 67.9925 | 705.129 | 26.3764 | 239.4391 | 1344.317 | 0 | 0 | 41.6161 | 0 | 3378.2302 | 0 | 0 | 2052.9628 | 116.6423 | 0 | 774.0007 | 16.412 | 1452.1672 | 0 | 0 | 0 | 389.4915 | 434.0383 | 0 | 0 | 0 | 0 | 0 | 0 | 0 | 0 | 0 | 0 | 0 | 0 | 0 | 0 | 0 | 0 | 0 | 0 | 0 | 11039.108 | 11039.108 | 11039.108 | 11039.108 | 0 | 0 | 0 | 1850.3049 | 0 | 0 | 0 | 4225.7786 | 0 | 0 | 0 | 3697.6505 | 0 | 0 | 0 | 4491.5633 | 0 | 0 | 0 | 1850.3049 | 4225.7786 | 3697.6505 | 4491.5633
179939 | 242.131 | 2176 | 3 | None | Electric, 80% Usage | Standard, 80% Usage | Electric, 80% Usage | None | 400%+ | None | None | Single-Family Detached | Single-Family Detached | Single-Family Detached | 2000-2499 | 1500-2499 | 1 | Natural Gas | 100% Conditioned | Central AC | None | Natural Gas Fuel Furnace | None | 80000-99999 | 100% CFL | Occupied | 1960s | Electricity | Yes | 0 | 610.174 | 22.8595 | 188.7378 | 1812.6446 | 0 | 0 | 1243.2075 | 0 | 0 | 0 | 0 | 1402.6381 | 52.1667 | 0 | 753.7788 | 21.9803 | 1268.7047 | 0 | 0 | 0 | 324.4297 | 960.1008 | 0 | 0 | 0 | 0 | 0 | 0 | 0 | 0 | 49379.5446 | 0 | 0 | 0 | 0 | 0 | 0 | 0 | 0 | 0 | 0 | 58040.6739 | 58040.6739 | 8661.1293 | 8661.1293 | 0 | 49379.5446 | 0 | 1480.9296 | 0 | 11257.5067 | 0 | 3239.0573 | 0 | 11257.5067 | 0 | 2857.3058 | 0 | 11257.5067 | 0 | 3445.4246 | 0 | 11257.5067 | 0 | 12738.4364 | 14496.564 | 14114.8125 | 14702.9313
180039 | 242.131 | 1220 | 4 | Standard Efficiency | Electric, 100% Usage | EnergyStar, 100% Usage | Propane, 100% Usage | None | 400%+ | None | None | Single-Family Detached | Single-Family Detached | Single-Family Detached | 1000-1499 | 0-1499 | 1 | Fuel Oil | 60% Conditioned | Room AC | None | Fuel Oil Fuel Boiler | None | 70000-79999 | 100% Incandescent | Occupied | <1940 | Electricity | Yes | 67.9925 | 275.7799 | 16.1189 | 0 | 2313.7961 | 0 | 0 | 183.1694 | 0 | 0 | 691.3547 | 682.8556 | 1186.0586 | 160.896 | 0 | 1535.3993 | 21.9803 | 1918.4432 | 0 | 0 | 0 | 23.1526 | 434.0383 | 0 | 0 | 23590.4627 | 0 | 0 | 0 | 0 | 0 | 0 | 0 | 0 | 0 | 0 | 0 | 0 | 0 | 0 | 0 | 679.6318 | 33781.13 | 33781.13 | 9511.0354 | 9511.0354 | 23590.4627 | 0 | 679.6318 | 1683.8886 | 7152.5724 | 0 | 187.0565 | 3651.1101 | 7152.5724 | 0 | 187.0565 | 3357.9307 | 7152.5724 | 0 | 187.0565 | 4031.8923 | 7152.5724 | 0 | 187.0565 | 9023.5176 | 10990.7391 | 10697.5596 | 11371.5213
180041 | 242.131 | 1220 | 3 | Standard Efficiency | Electric, 120% Usage | EnergyStar, 120% Usage | Electric, 120% Usage | None | 400%+ | None | None | Single-Family Detached | Single-Family Detached | Single-Family Detached | 1000-1499 | 0-1499 | 1 | Natural Gas | 100% Conditioned | Central AC | None | Natural Gas Fuel Furnace | None | 100000-119999 | 100% LED | Occupied | 2000s | Natural Gas | Yes | 67.9925 | 480.0504 | 28.1348 | 571.1955 | 2608.0395 | 0 | 319.7405 | 350.8061 | 0 | 0 | 834.9595 | 824.9951 | 0 | 26.9625 | 0 | 375.131 | 21.9803 | 4466.4031 | 0 | 0 | 0 | 486.498 | 480.0504 | 327.0673 | 0 | 0 | 0 | 0 | 0 | 0 | 0 | 14078.255 | 0 | 6034.9195 | 0 | 0 | 0 | 0 | 0 | 0 | 0 | 0 | 32383.181 | 32383.181 | 12270.2996 | 12270.2996 | 0 | 20113.1745 | 0 | 2110.2582 | 0 | 4585.3748 | 0 | 4609.6883 | 0 | 4585.3748 | 0 | 4073.3842 | 0 | 4585.3748 | 0 | 4866.2805 | 0 | 4585.3748 | 0 | 6695.633 | 9195.063 | 8658.759 | 9451.6553
180063 | 242.131 | 853 | 1 | Standard Efficiency | None | None | Electric, 100% Usage | None | 0-100% | 183 | None | 50 or more Unit | Multifamily with 5+ units, 4-7 stories | Multi-Family with 5+ Units | 750-999 | 0-1499 | 4 | Electricity | 100% Conditioned | Central AC | None | Electricity Electric Furnace | None | <10000 | 100% LED | Occupied | 2000s | Electricity | Yes | 67.9925 | 0 | 0 | 286.3304 | 1273.6869 | 0 | 0 | 4.103 | 0 | 742.6421 | 0 | 0 | 2570.5264 | 23.7388 | 0 | 298.0533 | 16.412 | 1856.8983 | 0 | 0 | 0 | 431.9868 | 434.0383 | 0 | 0 | 0 | 0 | 0 | 0 | 0 | 0 | 0 | 0 | 0 | 0 | 0 | 0 | 0 | 0 | 0 | 0 | 0 | 8006.4086 | 8006.4086 | 8006.4086 | 8006.4086 | 0 | 0 | 0 | 1352.1765 | 0 | 0 | 0 | 3035.3843 | 0 | 0 | 0 | 2666.22 | 0 | 0 | 0 | 3226.8158 | 0 | 0 | 0 | 1352.1765 | 3035.3843 | 2666.22 | 3226.8158
180111 | 242.131 | 1690 | 3 | Standard Efficiency | None | None | Electric, 100% Usage | None | 300-400% | None | None | Single-Family Detached | Single-Family Detached | Single-Family Detached | 1500-1999 | 1500-2499 | 1 | Electricity | None | None | None | Electricity Baseboard | None | 40000-44999 | 100% Incandescent | Occupied | 1970s | Natural Gas | Yes | 67.9925 | 0 | 0 | 0 | 0 | 0 | 0 | 0 | 0 | 21856.6543 | 0 | 0 | 0 | 184.6348 | 0 | 1938.9582 | 21.9803 | 2067.9095 | 0 | 0 | 0 | 339.6694 | 1453.9256 | 295.4156 | 0 | 0 | 0 | 0 | 0 | 0 | 0 | 0 | 0 | 2432.1968 | 0 | 0 | 0 | 0 | 0 | 0 | 0 | 0 | 30659.0438 | 30659.0438 | 28226.847 | 28226.847 | 0 | 2432.1968 | 0 | 4821.7277 | 0 | 554.5013 | 0 | 11539.8607 | 0 | 554.5013 | 0 | 9986.7142 | 0 | 554.5013 | 0 | 12175.8571 | 0 | 554.5013 | 0 | 5376.229 | 12094.362 | 10541.2154 | 12730.3583
180152 | 242.131 | 1690 | 3 | Standard Efficiency | Electric, 100% Usage | EnergyStar, 100% Usage | Electric, 100% Usage | None | 300-400% | None | None | Single-Family Detached | Single-Family Detached | Single-Family Detached | 1500-1999 | 1500-2499 | 1 | Propane | 100% Conditioned | Central AC | None | Propane Fuel Wall/Floor Furnace | None | 60000-69999 | 100% CFL | Occupied | 1990s | Propane | Yes | 67.9925 | 400.042 | 23.4457 | 395.0598 | 1436.0482 | 0 | 319.7405 | 0 | 0 | 0 | 0 | 0 | 0 | 46.0122 | 24.911 | 620.1384 | 21.9803 | 2382.6678 | 0 | 0 | 0 | 405.6104 | 868.0765 | 0 | 0 | 0 | 0 | 0 | 0 | 0 | 0 | 0 | 0 | 0 | 0 | 0 | 0 | 0 | 0 | 11644.2998 | 3793.5119 | 0 | 22449.537 | 22449.537 | 7012.0184 | 7012.0184 | 0 | 0 | 15437.8117 | 1218.4308 | 0 | 0 | 4248.2409 | 2662.4924 | 0 | 0 | 4248.2409 | 2459.967 | 0 | 0 | 4248.2409 | 2913.0577 | 0 | 0 | 4248.2409 | 5466.6717 | 6910.7333 | 6708.208 | 7161.2986
180209 | 242.131 | 1690 | 4 | Standard Efficiency | Electric, 100% Usage | EnergyStar, 100% Usage | Electric, 100% Usage | None | 400%+ | None | None | Single-Family Detached | Single-Family Detached | Single-Family Detached | 1500-1999 | 1500-2499 | 1 | Electricity | 100% Conditioned | Central AC | None | Electricity Electric Furnace | None | 200000+ | 100% Incandescent | Occupied | 1970s | Electricity | Yes | 67.9925 | 524.5972 | 30.7725 | 512.2882 | 2622.9861 | 0 | 0 | 145.6563 | 0 | 6244.4653 | 0 | 0 | 2749.0066 | 184.6348 | 0 | 1938.9582 | 21.9803 | 2697.4261 | 0 | 0 | 0 | 471.2583 | 1126.8583 | 0 | 0 | 0 | 0 | 0 | 0 | 0 | 0 | 0 | 0 | 0 | 0 | 0 | 0 | 0 | 0 | 0 | 0 | 0 | 19338.5876 | 19338.5876 | 19338.5876 | 19338.5876 | 0 | 0 | 0 | 3314.7732 | 0 | 0 | 0 | 7591.091 | 0 | 0 | 0 | 6643.0045 | 0 | 0 | 0 | 7964.4248 | 0 | 0 | 0 | 3314.7732 | 7591.091 | 6643.0045 | 7964.4248
180258 | 242.131 | 617 | 1 | Standard Efficiency | Electric, 80% Usage | EnergyStar, 80% Usage | Gas, 80% Usage | None | 300-400% | None | 8 | Single-Family Attached | Single-Family Attached | Single-Family Attached | 500-749 | 0-1499 | 1 | Natural Gas | 100% Conditioned | Central AC | None | Natural Gas Fuel Furnace | None | 40000-44999 | 100% LED | Occupied | 1970s | Natural Gas | Yes | 67.9925 | 231.8192 | 13.4813 | 483.2742 | 2154.9516 | 0 | 0 | 274.3145 | 0 | 0 | 0 | 0 | 0 | 21.6873 | 0 | 248.8173 | 16.412 | 782.7928 | 0 | 0 | 0 | 19.0496 | 480.0504 | 0 | 0 | 0 | 0 | 0 | 0 | 0 | 0 | 12590.0401 | 0 | 2157.0031 | 0 | 0 | 555.9558 | 0 | 0 | 0 | 0 | 0 | 20097.3486 | 20097.3486 | 4794.6427 | 4794.6427 | 0 | 15302.999 | 0 | 842.2553 | 0 | 3488.7395 | 0 | 1801.5355 | 0 | 3488.7395 | 0 | 1601.2119 | 0 | 3488.7395 | 0 | 1869.9228 | 0 | 3488.7395 | 0 | 4330.9947 | 5290.275 | 5089.9514 | 5358.6622
180351 | 242.131 | 333 | 1 | None | Electric, 100% Usage | Standard, 100% Usage | Electric, 100% Usage | None | 100-150% | 116 | None | 50 or more Unit | Multifamily with 5+ units, 1-3 stories | Multi-Family with 5+ Units | 0-499 | 0-1499 | 3 | Natural Gas | None | None | None | Natural Gas Fuel Furnace | None | 10000-14999 | 100% Incandescent | Occupied | 1980s | Natural Gas | Yes | 0 | 552.439 | 20.808 | 0 | 0 | 0 | 0 | 44.2537 | 0 | 0 | 0 | 0 | 0 | 116.6423 | 0 | 774.0007 | 16.412 | 1256.9818 | 0 | 0 | 0 | 346.9961 | 434.0383 | 230.94 | 0 | 0 | 0 | 0 | 0 | 0 | 0 | 2047.6876 | 0 | 2617.7108 | 0 | 0 | 0 | 0 | 0 | 0 | 0 | 0 | 8458.6172 | 8458.6172 | 3793.5119 | 3793.5119 | 0 | 4665.1053 | 0 | 657.0485 | 0 | 1063.5666 | 0 | 1454.6789 | 0 | 1063.5666 | 0 | 1276.4829 | 0 | 1063.5666 | 0 | 1560.8345 | 0 | 1063.5666 | 0 | 1720.6151 | 2518.2455 | 2340.0495 | 2624.4011
180366 | 242.131 | 1690 | 4 | Standard Efficiency | Electric, 100% Usage | Standard, 100% Usage | Electric, 100% Usage | 318 Rated kWh, 100% Usage | 400%+ | None | None | Single-Family Detached | Single-Family Detached | Single-Family Detached | 1500-1999 | 1500-2499 | 1 | Electricity | 100% Conditioned | Heat Pump | None | Electricity ASHP | None | 140000-159999 | 100% LED | Occupied | 1970s | Electricity | Yes | 67.9925 | 1474.1475 | 55.0974 | 740.2975 | 4515.9321 | 209.2527 | 319.7405 | 791.585 | 2138.5396 | 9631.4876 | 0 | 0 | 4687.0856 | 30.7725 | 16.7051 | 473.6028 | 21.9803 | 3326.9428 | 0 | 0 | 0 | 603.1403 | 434.0383 | 0 | 0 | 0 | 0 | 0 | 0 | 0 | 0 | 0 | 0 | 0 | 0 | 0 | 0 | 0 | 0 | 0 | 0 | 0 | 29538.047 | 29538.047 | 29538.047 | 29538.047 | 0 | 0 | 0 | 5107.0301 | 0 | 0 | 0 | 11657.3139 | 0 | 0 | 0 | 10193.2965 | 0 | 0 | 0 | 12221.7629 | 0 | 0 | 0 | 5107.0301 | 11657.3139 | 10193.2965 | 12221.7629
180370 | 242.131 | 3301 | 4 | Standard Efficiency | Electric, 80% Usage | EnergyStar, 80% Usage | Electric, 80% Usage | 290 Rated kWh, 80% Usage | 400%+ | None | None | Single-Family Detached | Single-Family Detached | Single-Family Detached | 3000-3999 | 2500-3999 | 1 | Electricity | 100% Conditioned | Central AC | None | Electricity Baseboard | None | 200000+ | 100% Incandescent | Occupied | 1980s | Electricity | Yes | 67.9925 | 621.3107 | 36.0477 | 910.8649 | 3047.9391 | 156.2069 | 319.7405 | 0 | 0 | 16433.9603 | 0 | 0 | 2439.2305 | 264.9362 | 0 | 3321.6675 | 21.9803 | 1919.6155 | 0 | 0 | 0 | 482.6881 | 434.0383 | 0 | 0 | 0 | 0 | 0 | 0 | 0 | 0 | 0 | 0 | 0 | 0 | 0 | 0 | 0 | 0 | 0 | 0 | 0 | 30478.219 | 30478.219 | 30478.219 | 30478.219 | 0 | 0 | 0 | 5438.504 | 0 | 0 | 0 | 12416.1563 | 0 | 0 | 0 | 10831.8035 | 0 | 0 | 0 | 13075.026 | 0 | 0 | 0 | 5438.504 | 12416.1563 | 10831.8035 | 13075.026
180390 | 242.131 | 885 | 3 | Standard Efficiency | Electric, 120% Usage | EnergyStar, 120% Usage | Electric, 120% Usage | None | 150-200% | None | None | Single-Family Detached | Single-Family Detached | Single-Family Detached | 750-999 | 0-1499 | 2 | Electricity | 100% Conditioned | Central AC | None | Electricity Electric Furnace | None | 25000-29999 | 100% Incandescent | Occupied | 1960s | Electricity | Yes | 67.9925 | 480.0504 | 28.1348 | 424.9531 | 2581.9561 | 0 | 319.7405 | 128.6582 | 0 | 8678.7136 | 0 | 0 | 3949.1327 | 144.191 | 0 | 1247.8966 | 21.9803 | 4253.3404 | 0 | 0 | 0 | 486.498 | 434.0383 | 0 | 0 | 0 | 0 | 0 | 0 | 0 | 0 | 0 | 0 | 0 | 0 | 0 | 0 | 0 | 0 | 0 | 0 | 0 | 23247.5696 | 23247.5696 | 23247.5696 | 23247.5696 | 0 | 0 | 0 | 4176.777 | 0 | 0 | 0 | 9164.4818 | 0 | 0 | 0 | 8336.6499 | 0 | 0 | 0 | 10108.0188 | 0 | 0 | 0 | 4176.777 | 9164.4818 | 8336.6499 | 10108.0188
180421 | 242.131 | 2176 | 4 | Standard Efficiency | Electric, 100% Usage | EnergyStar, 100% Usage | Electric, 100% Usage | None | 300-400% | None | None | Single-Family Detached | Single-Family Detached | Single-Family Detached | 2000-2499 | 1500-2499 | 1 | Electricity | 100% Conditioned | Central AC | None | Electricity Electric Furnace | None | 40000-44999 | 100% Incandescent | Occupied | <1940 | Electricity | Yes | 67.9925 | 275.7799 | 16.1189 | 752.6065 | 3439.4821 | 0 | 319.7405 | 600.7957 | 0 | 26200.5537 | 0 | 0 | 1183.1279 | 208.6666 | 0 | 2355.9983 | 21.9803 | 2222.3579 | 0 | 0 | 0 | 339.6694 | 868.0765 | 0 | 0 | 0 | 0 | 0 | 0 | 0 | 0 | 0 | 0 | 0 | 0 | 0 | 0 | 0 | 0 | 0 | 0 | 0 | 38872.9467 | 38872.9467 | 38872.9467 | 38872.9467 | 0 | 0 | 0 | 7307.2601 | 0 | 0 | 0 | 16297.6931 | 0 | 0 | 0 | 14585.0322 | 0 | 0 | 0 | 17863.2169 | 0 | 0 | 0 | 7307.2601 | 16297.6931 | 14585.0322 | 17863.2169
180463 | 242.131 | 885 | 2 | None | Electric, 100% Usage | EnergyStar, 100% Usage | Electric, 100% Usage | 290 Rated kWh, 100% Usage | 150-200% | None | None | Single-Family Detached | Single-Family Detached | Single-Family Detached | 750-999 | 0-1499 | 2 | Electricity | 40% Conditioned | Room AC | None | Electricity Electric Furnace | None | 20000-24999 | 100% Incandescent | Occupied | 1950s | Electricity | Yes | 0 | 275.7799 | 16.1189 | 0 | 2275.6969 | 56.5627 | 319.7405 | 521.6665 | 0 | 22374.8039 | 0 | 0 | 1187.524 | 144.191 | 0 | 1247.8966 | 16.412 | 1812.0584 | 0 | 0 | 0 | 339.6694 | 480.0504 | 0 | 0 | 0 | 0 | 0 | 0 | 0 | 0 | 0 | 0 | 0 | 0 | 0 | 0 | 0 | 0 | 0 | 0 | 0 | 31067.5849 | 31067.5849 | 31067.5849 | 31067.5849 | 0 | 0 | 0 | 5573.2895 | 0 | 0 | 0 | 13028.2579 | 0 | 0 | 0 | 11306.1287 | 0 | 0 | 0 | 13698.9005 | 0 | 0 | 0 | 5573.2895 | 13028.2579 | 11306.1287 | 13698.9005
180488 | 242.131 | 1202 | 1 | Standard Efficiency, No usage | Electric, 120% Usage | EnergyStar, 120% Usage | Gas, 120% Usage | 318 Rated kWh, 120% Usage | 400%+ | None | 12 | Single-Family Attached | Single-Family Attached | Single-Family Attached | 1000-1499 | 0-1499 | 2 | Natural Gas | None | None | None | Natural Gas Fuel Boiler | None | 70000-79999 | 100% Incandescent | Vacant | <1940 | Natural Gas | Yes | 0 | 0 | 0 | 0 | 0 | 0 | 0 | 38.9785 | 0 | 0 | 0 | 0 | 0 | 0 | 0 | 0 | 16.412 | 0 | 0 | 0 | 0 | 0 | 914.0887 | 0 | 0 | 0 | 0 | 0 | 0 | 0 | 0 | 7846.0987 | 0 | 1542.14 | 0 | 0 | 0 | 0 | 0 | 0 | 0 | 0 | 10357.7178 | 10357.7178 | 969.186 | 969.186 | 0 | 9388.2387 | 0 | 163.3232 | 0 | 2140.3518 | 0 | 364.7205 | 0 | 2140.3518 | 0 | 321.157 | 0 | 2140.3518 | 0 | 386.4076 | 0 | 2140.3518 | 0 | 2303.675 | 2505.0723 | 2461.5088 | 2526.7594
180553 | 242.131 | 853 | 1 | None | None | None | Electric, 80% Usage | None | 400%+ | 12 | None | 10 to 19 Unit | Multifamily with 5+ units, 1-3 stories | Multi-Family with 5+ Units | 750-999 | 0-1499 | 2 | Natural Gas | 100% Conditioned | Room AC | Heating Only | Natural Gas Shared Heating | Boiler Baseboards Heating Only, Natural Gas | 80000-99999 | 100% CFL | Occupied | 1940s | Natural Gas | Yes | 0 | 0 | 0 | 0 | 2263.0948 | 0 | 0 | 134.2266 | 0 | 0 | 0 | 0 | 0 | 35.7547 | 0 | 390.3707 | 16.412 | 733.2638 | 0 | 0 | 0 | 277.5383 | 480.0504 | 0 | 0 | 0 | 0 | 0 | 0 | 0 | 0 | 14271.6819 | 0 | 2027.1726 | 0 | 0 | 0 | 0 | 0 | 0 | 0 | 0 | 20629.5657 | 20629.5657 | 4330.7112 | 4330.7112 | 0 | 16298.8545 | 0 | 733.5088 | 0 | 3715.8183 | 0 | 1560.3614 | 0 | 3715.8183 | 0 | 1389.0341 | 0 | 3715.8183 | 0 | 1641.2183 | 0 | 3715.8183 | 0 | 4449.327 | 5276.1796 | 5104.8524 | 5357.0366
180645 | 242.131 | 2176 | 3 | Standard Efficiency | Gas, 80% Usage | EnergyStar, 80% Usage | Electric, 80% Usage | None | 300-400% | None | None | Single-Family Detached | Single-Family Detached | Single-Family Detached | 2000-2499 | 1500-2499 | 2 | Natural Gas | None | None | None | Natural Gas Fuel Boiler | None | 50000-59999 | 100% CFL | Occupied | 1970s | Natural Gas | Yes | 67.9925 | 28.721 | 18.7565 | 0 | 0 | 0 | 0 | 99.058 | 0 | 0 | 0 | 0 | 0 | 52.1667 | 0 | 753.7788 | 21.9803 | 1268.7047 | 0 | 0 | 0 | 324.4297 | 480.0504 | 0 | 0 | 0 | 0 | 380.1132 | 0 | 0 | 0 | 34102.3358 | 0 | 2548.8391 | 0 | 0 | 0 | 0 | 0 | 0 | 0 | 0 | 40146.6336 | 40146.6336 | 3115.0524 | 3115.0524 | 0 | 37031.2881 | 0 | 539.5341 | 0 | 8442.3973 | 0 | 1203.2889 | 0 | 8442.3973 | 0 | 1055.7811 | 0 | 8442.3973 | 0 | 1284.907 | 0 | 8442.3973 | 0 | 8981.9313 | 9645.6862 | 9498.1784 | 9727.3043
180660 | 242.131 | 2663 | 4 | Standard Efficiency | Electric, 120% Usage | EnergyStar, 120% Usage | Gas, 120% Usage | 318 Rated kWh, 120% Usage | 100-150% | None | None | Single-Family Detached | Single-Family Detached | Single-Family Detached | 2500-2999 | 2500-3999 | 1 | Natural Gas | 100% Conditioned | Central AC | None | Natural Gas Fuel Boiler | None | 20000-24999 | 100% CFL | Occupied | 1960s | Natural Gas | Yes | 67.9925 | 480.0504 | 28.1348 | 884.7816 | 2953.8633 | 117.2284 | 0 | 112.5393 | 0 | 0 | 0 | 0 | 0 | 58.3211 | 24.911 | 887.4192 | 21.9803 | 5384.3017 | 0 | 0 | 0 | 33.4101 | 914.0887 | 0 | 0 | 0 | 0 | 0 | 0 | 0 | 0 | 29115.1454 | 0 | 6076.8286 | 0 | 0 | 976.2197 | 0 | 0 | 0 | 0 | 0 | 48136.6302 | 48136.6302 | 11968.7294 | 11968.7294 | 0 | 36167.9007 | 0 | 2029.1346 | 0 | 8245.5545 | 0 | 4471.881 | 0 | 8245.5545 | 0 | 3961.8708 | 0 | 8245.5545 | 0 | 4640.5362 | 0 | 8245.5545 | 0 | 10274.6891 | 12717.4355 | 12207.4253 | 12886.0907
180756 | 242.131 | 1220 | 3 | None | Electric, 100% Usage | Standard, 100% Usage | Propane, 100% Usage | 290 Rated kWh, 100% Usage | 200-300% | None | None | Single-Family Detached | Single-Family Detached | Single-Family Detached | 1000-1499 | 0-1499 | 1 | Fuel Oil | 100% Conditioned | Central AC | None | Fuel Oil Fuel Furnace | None | 45000-49999 | 100% LED | Occupied | 1940s | Electricity | Yes | 0 | 762.864 | 28.4279 | 897.6767 | 2999.8755 | 91.1451 | 319.7405 | 593.4689 | 0 | 0 | 0 | 0 | 2391.4599 | 26.9625 | 16.7051 | 375.131 | 21.9803 | 2233.2016 | 0 | 0 | 0 | 27.8418 | 434.0383 | 0 | 0 | 26623.1621 | 0 | 0 | 0 | 0 | 0 | 0 | 0 | 0 | 0 | 0 | 0 | 0 | 0 | 0 | 0 | 813.5653 | 38656.9533 | 38656.9533 | 11220.2259 | 11220.2259 | 26623.1621 | 0 | 813.5653 | 1871.7466 | 8072.074 | 0 | 223.8565 | 4050.715 | 8072.074 | 0 | 223.8565 | 3588.8178 | 8072.074 | 0 | 223.8565 | 4311.0566 | 8072.074 | 0 | 223.8565 | 10167.6771 | 12346.6455 | 11884.7483 | 12606.9871
180843 | 242.131 | 853 | 2 | Standard Efficiency | Electric, 120% Usage | EnergyStar, 120% Usage | Propane, 120% Usage | None | 0-100% | 4 | None | 3 or 4 Unit | Multifamily with 2-4 Units | Multi-Family with 2 - 4 Units | 750-999 | 0-1499 | 2 | Electricity | 100% Conditioned | Central AC | None | Electricity Electric Furnace | None | <10000 | 100% Incandescent | Occupied | 2000s | Natural Gas | Yes | 67.9925 | 444.0027 | 25.7903 | 300.3978 | 1688.0894 | 0 | 0 | 57.735 | 0 | 4513.5875 | 0 | 0 | 0 | 142.7256 | 0 | 1220.3479 | 16.412 | 2570.8194 | 0 | 0 | 0 | 31.9447 | 480.0504 | 0 | 0 | 0 | 0 | 0 | 0 | 0 | 0 | 0 | 0 | 5496.841 | 0 | 0 | 0 | 0 | 0 | 0 | 0 | 937.2413 | 17993.9776 | 17993.9776 | 11559.8953 | 11559.8953 | 0 | 5496.841 | 937.2413 | 2024.6848 | 0 | 1253.1696 | 257.9144 | 4594.8145 | 0 | 1253.1696 | 257.9144 | 4019.2738 | 0 | 1253.1696 | 257.9144 | 4858.8892 | 0 | 1253.1696 | 257.9144 | 3535.7689 | 6105.8985 | 5530.3578 | 6369.9732
180964 | 242.131 | 853 | 3 | Standard Efficiency | Electric, 120% Usage | EnergyStar, 120% Usage | Electric, 120% Usage | None | 0-100% | 2 | None | 2 Unit | Multifamily with 2-4 Units | Multi-Family with 2 - 4 Units | 750-999 | 0-1499 | 2 | Electricity | 100% Conditioned | Heat Pump | None | Electricity ASHP | None | <10000 | 100% Incandescent | Occupied | 2010s | Electricity | Yes | 67.9925 | 732.6777 | 42.7884 | 804.4801 | 2380.0302 | 0 | 0 | 9.9644 | 5.2753 | 298.6394 | 0 | 0 | 6194.3501 | 142.7256 | 0 | 1220.3479 | 21.9803 | 3476.7021 | 0 | 0 | 0 | 620.4315 | 434.0383 | 403.5589 | 0 | 0 | 0 | 0 | 0 | 0 | 0 | 0 | 0 | 0 | 0 | 0 | 0 | 0 | 0 | 0 | 0 | 0 | 16855.9826 | 16855.9826 | 16855.9826 | 16855.9826 | 0 | 0 | 0 | 2800.663 | 0 | 0 | 0 | 6246.0232 | 0 | 0 | 0 | 5497.3232 | 0 | 0 | 0 | 6666.9084 | 0 | 0 | 0 | 2800.663 | 6246.0232 | 5497.3232 | 6666.9084
180994 | 242.131 | 1623 | 2 | None | Electric, 100% Usage | EnergyStar, 100% Usage | Electric, 100% Usage | 318 Rated kWh, 100% Usage | 200-300% | 10 | None | 10 to 19 Unit | Multifamily with 5+ units, 1-3 stories | Multi-Family with 5+ Units | 1500-1999 | 1500-2499 | 2 | Electricity | 100% Conditioned | Central AC | Cooling Only | Electricity Electric Furnace | Fan Coil Cooling Only | 70000-79999 | 100% CFL | Occupied | 1960s | Electricity | No | 0 | 530.4586 | 31.0655 | 48.6498 | 3705.2975 | 136.5711 | 0 | 218.631 | 0 | 9376.2227 | 0 | 0 | 2955.3287 | 45.426 | 0 | 601.968 | 16.412 | 2362.1528 | 0 | 0 | 0 | 474.4821 | 480.0504 | 0 | 0 | 0 | 0 | 0 | 0 | 0 | 0 | 0 | 0 | 0 | 0 | 0 | 0 | 0 | 0 | 0 | 0 | 0 | 20982.1302 | 20982.1302 | 20982.1302 | 20982.1302 | 0 | 0 | 0 | 3407.9193 | 0 | 0 | 0 | 7958.2663 | 0 | 0 | 0 | 6960.3795 | 0 | 0 | 0 | 8329.3847 | 0 | 0 | 0 | 3407.9193 | 7958.2663 | 6960.3795 | 8329.3847
181085 | 242.131 | 1202 | 4 | Standard Efficiency | Electric, 80% Usage | EnergyStar, 80% Usage | Electric, 80% Usage | None | 0-100% | None | 6 | Single-Family Attached | Single-Family Attached | Single-Family Attached | 1000-1499 | 0-1499 | 1 | Electricity | 100% Conditioned | Heat Pump | None | Electricity ASHP | None | 25000-29999 | 100% CFL | Occupied | 1980s | Electricity | Yes | 67.9925 | 552.732 | 32.2378 | 510.2367 | 2173.7081 | 0 | 0 | 343.4793 | 991.4594 | 3395.2283 | 0 | 0 | 2157.8823 | 40.1507 | 0 | 486.2049 | 21.9803 | 1155.5792 | 0 | 0 | 0 | 447.5195 | 434.0383 | 0 | 0 | 0 | 0 | 0 | 0 | 0 | 0 | 0 | 0 | 0 | 0 | 0 | 0 | 0 | 0 | 0 | 0 | 0 | 12810.1365 | 12810.1365 | 12810.1365 | 12810.1365 | 0 | 0 | 0 | 2216.7014 | 0 | 0 | 0 | 5039.4443 | 0 | 0 | 0 | 4407.8129 | 0 | 0 | 0 | 5280.1363 | 0 | 0 | 0 | 2216.7014 | 5039.4443 | 4407.8129 | 5280.1363
181137 | 242.131 | 1220 | 4 | Standard Efficiency | Electric, 120% Usage | Standard, 120% Usage | Electric, 120% Usage | None | 200-300% | None | None | Single-Family Detached | Single-Family Detached | Single-Family Detached | 1000-1499 | 0-1499 | 1 | Electricity | 100% Conditioned | Heat Pump | None | Electricity ASHP | None | 80000-99999 | 100% LED | Occupied | 1970s | Natural Gas | Yes | 67.9925 | 1768.977 | 66.2341 | 1435.169 | 3987.2319 | 0 | 0 | 502.91 | 1927.8215 | 7216.289 | 0 | 0 | 0 | 26.9625 | 0 | 375.131 | 21.9803 | 6354.9531 | 0 | 0 | 0 | 723.8855 | 434.0383 | 496.1693 | 0 | 0 | 0 | 0 | 2215.3242 | 0 | 0 | 0 | 0 | 12385.7696 | 0 | 0 | 0 | 0 | 0 | 0 | 0 | 0 | 40007.1318 | 40007.1318 | 25405.7449 | 25405.7449 | 0 | 14601.3868 | 0 | 4449.215 | 0 | 3328.7847 | 0 | 10039.99 | 0 | 3328.7847 | 0 | 8791.3373 | 0 | 3328.7847 | 0 | 10559.3528 | 0 | 3328.7847 | 0 | 7777.9997 | 13368.7746 | 12120.1219 | 13888.1375
181242 | 242.131 | 885 | 3 | Standard Efficiency | Electric, 100% Usage | EnergyStar, 100% Usage | Gas, 100% Usage | 318 Rated kWh, 100% Usage | 0-100% | None | None | Single-Family Detached | Single-Family Detached | Single-Family Detached | 750-999 | 0-1499 | 1 | Natural Gas | 20% Conditioned | Room AC | None | Natural Gas Fuel Furnace | None | 10000-14999 | 100% CFL | Occupied | 1960s | Electricity | Yes | 67.9925 | 275.7799 | 16.1189 | 0 | 367.5111 | 60.3726 | 319.7405 | 335.2733 | 0 | 0 | 0 | 0 | 1220.3479 | 36.0477 | 0 | 399.1628 | 21.9803 | 1812.0584 | 0 | 0 | 0 | 23.1526 | 868.0765 | 253.5065 | 0 | 0 | 0 | 0 | 0 | 0 | 0 | 15510.4933 | 0 | 0 | 0 | 0 | 679.6318 | 0 | 0 | 0 | 0 | 0 | 22267.2468 | 22267.2468 | 6076.8286 | 6076.8286 | 0 | 16190.4182 | 0 | 1011.0388 | 0 | 3691.058 | 0 | 2264.9568 | 0 | 3691.058 | 0 | 1991.3336 | 0 | 3691.058 | 0 | 2417.5748 | 0 | 3691.058 | 0 | 4702.0968 | 5956.0148 | 5682.3916 | 6108.6328
181420 | 242.131 | 1138 | 2 | Standard Efficiency | Gas, 100% Usage | Standard, 100% Usage | Gas, 100% Usage | None | 300-400% | 18 | None | 10 to 19 Unit | Multifamily with 5+ units, 1-3 stories | Multi-Family with 5+ Units | 1000-1499 | 0-1499 | 3 | Natural Gas | 100% Conditioned | Central AC | None | Natural Gas Fuel Furnace | None | 35000-39999 | 100% Incandescent | Occupied | 1970s | Natural Gas | Yes | 67.9925 | 49.2359 | 20.808 | 454.2602 | 2614.7801 | 0 | 319.7405 | 327.9465 | 0 | 0 | 0 | 0 | 0 | 156.793 | 0 | 1465.0623 | 16.412 | 1581.4115 | 0 | 0 | 0 | 23.7388 | 434.0383 | 0 | 0 | 0 | 0 | 655.8931 | 0 | 0 | 0 | 15174.9269 | 0 | 2964.1208 | 0 | 0 | 694.8715 | 0 | 0 | 0 | 0 | 0 | 27022.3249 | 27022.3249 | 7532.2196 | 7532.2196 | 0 | 19489.8123 | 0 | 1254.7535 | 0 | 4443.2938 | 0 | 2720.2461 | 0 | 4443.2938 | 0 | 2410.7677 | 0 | 4443.2938 | 0 | 2883.381 | 0 | 4443.2938 | 0 | 5698.0473 | 7163.5398 | 6854.0615 | 7326.6748
181427 | 242.131 | 1690 | 3 | Standard Efficiency | Electric, 120% Usage | EnergyStar, 120% Usage | Electric, 120% Usage | 290 Rated kWh, 120% Usage | 200-300% | None | None | Single-Family Detached | Single-Family Detached | Single-Family Detached | 1500-1999 | 1500-2499 | 1 | Electricity | 40% Conditioned | Room AC | None | Electricity Electric Furnace | None | 25000-29999 | 100% LED | Occupied | 1940s | Electricity | Yes | 67.9925 | 330.8772 | 19.3427 | 0 | 1325.5604 | 67.6994 | 319.7405 | 403.5589 | 0 | 17267.1613 | 0 | 0 | 2085.7868 | 30.7725 | 0 | 473.6028 | 21.9803 | 4135.8189 | 0 | 0 | 0 | 407.3688 | 914.0887 | 0 | 0 | 0 | 0 | 0 | 0 | 0 | 0 | 0 | 0 | 0 | 0 | 0 | 0 | 0 | 0 | 0 | 0 | 0 | 27871.3518 | 27871.3518 | 27871.3518 | 27871.3518 | 0 | 0 | 0 | 5137.1704 | 0 | 0 | 0 | 11893.1094 | 0 | 0 | 0 | 10328.3722 | 0 | 0 | 0 | 12476.1665 | 0 | 0 | 0 | 5137.1704 | 11893.1094 | 10328.3722 | 12476.1665
181502 | 242.131 | 1220 | 2 | Standard Efficiency | Electric, 80% Usage | EnergyStar, 80% Usage | Electric, 80% Usage | 318 Rated kWh, 80% Usage | 300-400% | None | None | Single-Family Detached | Single-Family Detached | Single-Family Detached | 1000-1499 | 0-1499 | 1 | Natural Gas | 40% Conditioned | Room AC | None | Natural Gas Fuel Wall/Floor Furnace | None | 70000-79999 | 100% LED | Occupied | 1950s | Natural Gas | Yes | 67.9925 | 419.6778 | 24.618 | 0 | 1950.9741 | 107.8502 | 0 | 0 | 0 | 0 | 0 | 0 | 0 | 26.9625 | 16.7051 | 375.131 | 16.412 | 1273.9799 | 0 | 0 | 0 | 377.1825 | 914.0887 | 0 | 0 | 0 | 0 | 0 | 0 | 0 | 0 | 33540.2255 | 0 | 3347.7508 | 0 | 0 | 0 | 0 | 0 | 0 | 0 | 0 | 42458.9643 | 42458.9643 | 5570.988 | 5570.988 | 0 | 36887.9764 | 0 | 951.9548 | 0 | 8409.6946 | 0 | 2067.958 | 0 | 8409.6946 | 0 | 1834.2772 | 0 | 8409.6946 | 0 | 2159.8359 | 0 | 8409.6946 | 0 | 9361.6494 | 10477.6526 | 10243.9718 | 10569.5305
181507 | 242.131 | 1220 | 3 | None | Electric, 80% Usage | EnergyStar, 80% Usage | Electric, 80% Usage | None | 150-200% | None | None | Single-Family Detached | Single-Family Detached | Single-Family Detached | 1000-1499 | 0-1499 | 1 | Electricity | 60% Conditioned | Room AC | None | Electricity Baseboard | None | 30000-34999 | 100% LED | Occupied | 1950s | Electricity | Yes | 0 | 419.6778 | 24.618 | 0 | 2142.6426 | 0 | 0 | 0 | 0 | 14987.3614 | 0 | 0 | 1626.5444 | 26.9625 | 16.7051 | 375.131 | 21.9803 | 1273.9799 | 0 | 0 | 0 | 377.1825 | 480.0504 | 0 | 0 | 0 | 0 | 0 | 0 | 0 | 0 | 0 | 0 | 0 | 0 | 0 | 0 | 0 | 0 | 0 | 0 | 0 | 21772.2498 | 21772.2498 | 21772.2498 | 21772.2498 | 0 | 0 | 0 | 3960.6284 | 0 | 0 | 0 | 9084.357 | 0 | 0 | 0 | 7898.5296 | 0 | 0 | 0 | 9567.075 | 0 | 0 | 0 | 3960.6284 | 9084.357 | 7898.5296 | 9567.075
181570 | 242.131 | 1690 | 4 | Standard Efficiency | Electric, 100% Usage | EnergyStar, 100% Usage | Electric, 100% Usage | None | 300-400% | None | None | Single-Family Detached | Single-Family Detached | Single-Family Detached | 1500-1999 | 1500-2499 | 1 | Natural Gas | 60% Conditioned | Room AC | None | Natural Gas Fuel Boiler | None | 60000-69999 | 100% CFL | Occupied | 1950s | Natural Gas | Yes | 67.9925 | 400.042 | 23.4457 | 0 | 2665.7745 | 0 | 319.7405 | 93.4897 | 0 | 0 | 0 | 0 | 0 | 46.0122 | 0 | 620.1384 | 21.9803 | 2382.6678 | 0 | 0 | 0 | 405.6104 | 434.0383 | 0 | 0 | 0 | 0 | 0 | 0 | 0 | 0 | 24968.4829 | 0 | 3764.2048 | 0 | 0 | 0 | 0 | 0 | 0 | 0 | 0 | 36213.6198 | 36213.6198 | 7480.9321 | 7480.9321 | 0 | 28732.6877 | 0 | 1243.9988 | 0 | 6550.4444 | 0 | 2723.2466 | 0 | 6550.4444 | 0 | 2415.0501 | 0 | 6550.4444 | 0 | 2858.0315 | 0 | 6550.4444 | 0 | 7794.4433 | 9273.691 | 8965.4945 | 9408.476
181635 | 242.131 | 1690 | 3 | None | Electric, 120% Usage | EnergyStar, 120% Usage | Electric, 120% Usage | 290 Rated kWh, 120% Usage | 300-400% | None | None | Single-Family Detached | Single-Family Detached | Single-Family Detached | 1500-1999 | 1500-2499 | 1 | Electricity | 100% Conditioned | Central AC | None | Electricity Electric Furnace | None | 60000-69999 | 100% Incandescent | Occupied | 1990s | Electricity | Yes | 0 | 480.0504 | 28.1348 | 464.2246 | 2419.0086 | 109.3155 | 0 | 124.8483 | 0 | 5832.7004 | 0 | 0 | 3722.0026 | 184.6348 | 99.9372 | 1938.9582 | 21.9803 | 4765.3356 | 0 | 0 | 0 | 486.498 | 868.0765 | 0 | 0 | 0 | 0 | 0 | 0 | 0 | 0 | 0 | 0 | 0 | 0 | 0 | 0 | 0 | 0 | 0 | 0 | 0 | 21545.7059 | 21545.7059 | 21545.7059 | 21545.7059 | 0 | 0 | 0 | 3681.9032 | 0 | 0 | 0 | 8456.2386 | 0 | 0 | 0 | 7394.5526 | 0 | 0 | 0 | 8874.7928 | 0 | 0 | 0 | 3681.9032 | 8456.2386 | 7394.5526 | 8874.7928
181640 | 242.131 | 2152 | 4 | Standard Efficiency | Electric, 100% Usage | Standard, 100% Usage | Electric, 100% Usage | 318 Rated kWh, 100% Usage | 400%+ | None | 8 | Single-Family Attached | Single-Family Attached | Single-Family Attached | 2000-2499 | 1500-2499 | 3 | Natural Gas | 100% Conditioned | Central AC | None | Natural Gas Fuel Furnace | None | 140000-159999 | 100% LED | Occupied | 2000s | Natural Gas | Yes | 67.9925 | 1011.0952 | 37.8062 | 682.5625 | 2685.4102 | 136.5711 | 0 | 336.7387 | 0 | 0 | 0 | 0 | 0 | 34.5824 | 0 | 570.6094 | 21.9803 | 2194.8092 | 0 | 0 | 0 | 474.4821 | 434.0383 | 0 | 0 | 0 | 0 | 0 | 0 | 0 | 0 | 14409.4253 | 0 | 5420.3494 | 0 | 0 | 0 | 0 | 0 | 0 | 0 | 0 | 28518.4528 | 28518.4528 | 8688.3849 | 8688.3849 | 0 | 19830.0678 | 0 | 1538.862 | 0 | 4520.8236 | 0 | 3330.3763 | 0 | 4520.8236 | 0 | 3069.4251 | 0 | 4520.8236 | 0 | 3666.6325 | 0 | 4520.8236 | 0 | 6059.6856 | 7851.1999 | 7590.2487 | 8187.4561
181670 | 242.131 | 1690 | 3 | None | Electric, 100% Usage | Standard, 100% Usage | Electric, 100% Usage | None | 200-300% | None | None | Single-Family Detached | Single-Family Detached | Single-Family Detached | 1500-1999 | 1500-2499 | 2 | Electricity | 100% Conditioned | Heat Pump | None | Electricity ASHP | None | 50000-59999 | 100% CFL | Occupied | 1990s | Electricity | Yes | 0 | 999.9585 | 37.5131 | 457.777 | 1971.4891 | 0 | 0 | 606.6571 | 1170.8189 | 6302.2003 | 0 | 0 | 2890.2669 | 46.0122 | 24.911 | 620.1384 | 21.9803 | 2697.4261 | 0 | 0 | 0 | 471.2583 | 434.0383 | 0 | 0 | 0 | 0 | 0 | 0 | 0 | 0 | 0 | 0 | 0 | 0 | 0 | 0 | 0 | 0 | 0 | 0 | 0 | 18752.7386 | 18752.7386 | 18752.7386 | 18752.7386 | 0 | 0 | 0 | 3221.7605 | 0 | 0 | 0 | 7399.934 | 0 | 0 | 0 | 6455.7461 | 0 | 0 | 0 | 7811.2044 | 0 | 0 | 0 | 3221.7605 | 7399.934 | 6455.7461 | 7811.2044
181750 | 242.131 | 8194 | 4 | Standard Efficiency | Electric, 100% Usage | Standard, 100% Usage | Electric, 100% Usage | None | 400%+ | None | None | Single-Family Detached | Single-Family Detached | Single-Family Detached | 4000+ | 4000+ | 2 | Electricity | 100% Conditioned | Central AC | None | Electricity Baseboard | None | 120000-139999 | 100% LED | Occupied | 1970s | Natural Gas | Yes | 67.9925 | 762.864 | 28.4279 | 3561.6927 | 13916.1867 | 0 | 319.7405 | 0 | 0 | 70947.2308 | 0 | 0 | 0 | 84.9906 | 16.7051 | 1837.8487 | 21.9803 | 4450.8703 | 0 | 3910.7404 | 0 | 405.6104 | 834.0803 | 0 | 0 | 0 | 0 | 0 | 0 | 0 | 0 | 0 | 0 | 3874.9857 | 0 | 0 | 0 | 0 | 0 | 0 | 0 | 0 | 105041.9468 | 105041.9468 | 101166.9611 | 101166.9611 | 0 | 3874.9857 | 0 | 17457.9294 | 0 | 883.4192 | 0 | 40305.1389 | 0 | 883.4192 | 0 | 35137.288 | 0 | 883.4192 | 0 | 42635.8299 | 0 | 883.4192 | 0 | 18341.3486 | 41188.5581 | 36020.7072 | 43519.2491
181863 | 242.131 | 1623 | 2 | Standard Efficiency | None | EnergyStar, 80% Usage | Electric, 80% Usage | 318 Rated kWh, 80% Usage | 200-300% | 8 | None | 5 to 9 Unit | Multifamily with 5+ units, 1-3 stories | Multi-Family with 5+ Units | 1500-1999 | 1500-2499 | 2 | Natural Gas | 100% Conditioned | Central AC | None | Natural Gas Fuel Furnace | None | 35000-39999 | 100% LED | Occupied | 1990s | Natural Gas | Yes | 67.9925 | 0 | 17.2912 | 218.631 | 1569.6887 | 70.9232 | 0 | 153.5692 | 0 | 0 | 0 | 0 | 0 | 30.1863 | 0 | 459.8285 | 16.412 | 985.8911 | 0 | 0 | 0 | 311.5345 | 434.0383 | 0 | 0 | 0 | 0 | 0 | 0 | 0 | 0 | 6136.6151 | 0 | 2612.7286 | 0 | 0 | 0 | 0 | 0 | 0 | 0 | 0 | 13085.0371 | 13085.0371 | 4335.6934 | 4335.6934 | 0 | 8749.0507 | 0 | 723.3156 | 0 | 1994.6334 | 0 | 1588.0151 | 0 | 1994.6334 | 0 | 1406.3722 | 0 | 1994.6334 | 0 | 1663.9973 | 0 | 1994.6334 | 0 | 2717.9491 | 3582.6485 | 3401.0057 | 3658.6307
181968 | 242.131 | 1690 | 3 | Standard Efficiency | Electric, 100% Usage | EnergyStar, 100% Usage | Electric, 100% Usage | 290 Rated kWh, 100% Usage | 200-300% | None | None | Single-Family Detached | Single-Family Detached | Single-Family Detached | 1500-1999 | 1500-2499 | 2 | Natural Gas | 20% Conditioned | Room AC | None | Natural Gas Fuel Boiler | None | 30000-34999 | 100% Incandescent | Occupied | 1960s | Natural Gas | Yes | 81.7668 | 275.7799 | 16.1189 | 0 | 1766.6324 | 56.5627 | 319.7405 | 85.5768 | 0 | 0 | 0 | 0 | 0 | 184.6348 | 0 | 1938.9582 | 21.9803 | 2067.9095 | 0 | 0 | 0 | 339.6694 | 434.0383 | 0 | 0 | 0 | 0 | 0 | 0 | 0 | 0 | 40836.2298 | 0 | 2580.4908 | 0 | 0 | 0 | 0 | 0 | 0 | 0 | 0 | 51005.2098 | 51005.2098 | 7588.4892 | 7588.4892 | 0 | 43416.7206 | 0 | 1272.274 | 0 | 9898.1054 | 0 | 2795.4521 | 0 | 9898.1054 | 0 | 2468.7232 | 0 | 9898.1054 | 0 | 2966.2147 | 0 | 9898.1054 | 0 | 11170.3793 | 12693.5575 | 12366.8286 | 12864.3201
182195 | 242.131 | 1690 | 4 | Standard Efficiency, No usage | Gas, 100% Usage | EnergyStar, 100% Usage | Electric, 100% Usage | None | 400%+ | None | None | Single-Family Detached | Single-Family Detached | Single-Family Detached | 1500-1999 | 1500-2499 | 2 | Natural Gas | 100% Conditioned | Central AC | None | Natural Gas Fuel Boiler | None | 100000-119999 | 100% LED | Vacant | 1940s | Natural Gas | Yes | 0 | 0 | 0 | 648.5663 | 2183.3795 | 0 | 0 | 42.7884 | 0 | 0 | 0 | 0 | 0 | 0 | 0 | 0 | 21.9803 | 0 | 0 | 0 | 0 | 0 | 480.0504 | 0 | 0 | 0 | 0 | 0 | 0 | 0 | 0 | 9629.1431 | 0 | 1572.0332 | 0 | 0 | 0 | 0 | 0 | 0 | 0 | 0 | 14577.9412 | 14577.9412 | 3376.4718 | 3376.4718 | 0 | 11201.1763 | 0 | 699.5705 | 0 | 2553.6561 | 0 | 1392.6982 | 0 | 2553.6561 | 0 | 1249.3839 | 0 | 2553.6561 | 0 | 1423.494 | 0 | 2553.6561 | 0 | 3253.2266 | 3946.3543 | 3803.04 | 3977.1501
182270 | 242.131 | 1675 | 3 | Standard Efficiency | Electric, 120% Usage | Standard, 120% Usage | Electric, 120% Usage | 318 Rated kWh, 120% Usage | 400%+ | None | 10 | Single-Family Attached | Single-Family Attached | Single-Family Attached | 1500-1999 | 1500-2499 | 2 | Electricity | 100% Conditioned | Heat Pump | None | Electricity ASHP | None | 120000-139999 | 100% CFL | Occupied | 1980s | Propane | Yes | 67.9925 | 1029.8517 | 38.6854 | 942.5166 | 3432.4484 | 135.1058 | 0 | 359.8913 | 643.291 | 3388.7808 | 0 | 0 | 0 | 46.0122 | 0 | 616.0354 | 21.9803 | 3981.0774 | 0 | 0 | 0 | 518.4427 | 434.0383 | 0 | 0 | 0 | 0 | 0 | 0 | 821.1851 | 0 | 0 | 0 | 0 | 0 | 0 | 0 | 0 | 0 | 0 | 7065.3574 | 0 | 23542.3991 | 23542.3991 | 15655.8566 | 15655.8566 | 0 | 821.1851 | 7065.3574 | 2723.9746 | 0 | 187.1998 | 1944.277 | 6104.1386 | 0 | 187.1998 | 1944.277 | 5359.6606 | 0 | 187.1998 | 1944.277 | 6384.3761 | 0 | 187.1998 | 1944.277 | 4855.4514 | 8235.6154 | 7491.1374 | 8515.8529
182324 | 242.131 | 1202 | 2 | Standard Efficiency | Electric, 120% Usage | Standard, 120% Usage | Electric, 120% Usage | 318 Rated kWh, 120% Usage | 400%+ | None | 20 | Single-Family Attached | Single-Family Attached | Single-Family Attached | 1000-1499 | 0-1499 | 1 | Electricity | 60% Conditioned | Central AC | None | Electricity Electric Furnace | None | 80000-99999 | 100% Incandescent | Occupied | 1990s | Electricity | Yes | 67.9925 | 846.3893 | 31.6517 | 177.308 | 1561.1896 | 106.3848 | 319.7405 | 94.955 | 0 | 4076.3255 | 0 | 0 | 3649.321 | 160.0168 | 0 | 1519.8666 | 16.412 | 3573.4156 | 0 | 0 | 0 | 467.4484 | 434.0383 | 0 | 0 | 0 | 0 | 0 | 0 | 0 | 0 | 0 | 0 | 0 | 0 | 0 | 0 | 0 | 0 | 0 | 0 | 0 | 17102.4554 | 17102.4554 | 17102.4554 | 17102.4554 | 0 | 0 | 0 | 2909.7189 | 0 | 0 | 0 | 6641.3843 | 0 | 0 | 0 | 5807.8475 | 0 | 0 | 0 | 7019.7111 | 0 | 0 | 0 | 2909.7189 | 6641.3843 | 5807.8475 | 7019.7111
182338 | 242.131 | 1690 | 2 | None | Electric, 100% Usage | EnergyStar, 100% Usage | Electric, 100% Usage | 290 Rated kWh, 100% Usage | 200-300% | None | None | Single-Family Detached | Single-Family Detached | Single-Family Detached | 1500-1999 | 1500-2499 | 2 | Fuel Oil | 40% Conditioned | Room AC | None | Fuel Oil Fuel Boiler | None | 35000-39999 | 100% Incandescent | Occupied | 1940s | Electricity | Yes | 0 | 275.7799 | 16.1189 | 0 | 1932.2176 | 56.5627 | 0 | 172.9119 | 0 | 0 | 0 | 0 | 1230.0193 | 184.6348 | 0 | 1938.9582 | 16.412 | 2067.9095 | 0 | 0 | 0 | 339.6694 | 434.0383 | 0 | 0 | 28266.4116 | 0 | 0 | 0 | 0 | 0 | 0 | 0 | 0 | 0 | 0 | 0 | 0 | 0 | 0 | 0 | 0 | 36931.3509 | 36931.3509 | 8664.9393 | 8664.9393 | 28266.4116 | 0 | 0 | 1489.664 | 8570.353 | 0 | 0 | 3249.8782 | 8570.353 | 0 | 0 | 2869.5473 | 8570.353 | 0 | 0 | 3456.91 | 8570.353 | 0 | 0 | 10060.017 | 11820.2312 | 11439.9003 | 12027.263
182413 | 242.131 | 1690 | 3 | None | Electric, 120% Usage | Standard, 120% Usage | Electric, 120% Usage | None | 300-400% | None | None | Mobile Home | Mobile Home | Mobile Home | 1500-1999 | 1500-2499 | 1 | Electricity | None | None | None | Electricity Baseboard | None | 60000-69999 | 100% CFL | Occupied | 1980s | Natural Gas | Yes | 0 | 1199.833 | 44.8399 | 0 | 0 | 0 | 319.7405 | 0 | 0 | 7809.1717 | 0 | 0 | 0 | 46.0122 | 0 | 620.1384 | 21.9803 | 5598.5367 | 0 | 0 | 0 | 565.6272 | 434.0383 | 0 | 0 | 0 | 0 | 0 | 0 | 0 | 0 | 0 | 0 | 8323.8045 | 0 | 0 | 0 | 0 | 0 | 0 | 0 | 0 | 24984.0156 | 24984.0156 | 16660.2111 | 16660.2111 | 0 | 8323.8045 | 0 | 2835.9185 | 0 | 1897.6568 | 0 | 6605.1427 | 0 | 1897.6568 | 0 | 5744.4253 | 0 | 1897.6568 | 0 | 7029.6516 | 0 | 1897.6568 | 0 | 4733.5752 | 8502.7994 | 7642.0821 | 8927.3084
182454 | 242.131 | 617 | 2 | Standard Efficiency | Electric, 80% Usage | EnergyStar, 80% Usage | Electric, 80% Usage | None | 200-300% | None | 36 | Single-Family Attached | Single-Family Attached | Single-Family Attached | 500-749 | 0-1499 | 2 | Natural Gas | None | None | None | Natural Gas Fuel Boiler | None | 50000-59999 | 100% CFL | Occupied | <1940 | Natural Gas | Yes | 67.9925 | 360.1843 | 21.1011 | 0 | 0 | 0 | 0 | 107.8502 | 0 | 0 | 0 | 0 | 0 | 32.824 | 0 | 325.602 | 16.412 | 914.0887 | 0 | 0 | 0 | 345.5308 | 1206.8667 | 0 | 0 | 0 | 0 | 0 | 0 | 0 | 0 | 11423.0311 | 0 | 2647.604 | 0 | 0 | 0 | 0 | 0 | 0 | 0 | 0 | 17469.0873 | 17469.0873 | 3398.4521 | 3398.4521 | 0 | 14070.6351 | 0 | 563.0138 | 0 | 3207.7939 | 0 | 1262.2065 | 0 | 3207.7939 | 0 | 1109.5604 | 0 | 3207.7939 | 0 | 1349.504 | 0 | 3207.7939 | 0 | 3770.8077 | 4470.0004 | 4317.3543 | 4557.2979
182522 | 242.131 | 1202 | 3 | Standard Efficiency | Electric, 100% Usage | EnergyStar, 100% Usage | Gas, 100% Usage | 290 Rated kWh, 100% Usage | 200-300% | None | 12 | Single-Family Attached | Single-Family Attached | Single-Family Attached | 1000-1499 | 0-1499 | 2 | Natural Gas | 100% Conditioned | Central AC | None | Natural Gas Fuel Wall/Floor Furnace | None | 25000-29999 | 100% CFL | Occupied | 1950s | Natural Gas | Yes | 67.9925 | 289.8473 | 16.9981 | 641.5326 | 2622.3999 | 60.3726 | 0 | 0 | 0 | 0 | 0 | 0 | 0 | 40.1507 | 0 | 486.2049 | 21.9803 | 1655.5585 | 0 | 0 | 0 | 23.7388 | 727.1093 | 0 | 0 | 0 | 0 | 0 | 0 | 0 | 0 | 25358.5605 | 0 | 2750.1789 | 0 | 0 | 694.8715 | 0 | 0 | 0 | 0 | 0 | 35457.2034 | 35457.2034 | 6653.8856 | 6653.8856 | 0 | 28803.6109 | 0 | 1118.4712 | 0 | 6566.6055 | 0 | 2394.4021 | 0 | 6566.6055 | 0 | 2129.0764 | 0 | 6566.6055 | 0 | 2523.0495 | 0 | 6566.6055 | 0 | 7685.0767 | 8961.0076 | 8695.6819 | 9089.655
182600 | 242.131 | 1220 | 5 | None | Electric, 100% Usage | EnergyStar, 100% Usage | Electric, 100% Usage | 290 Rated kWh, 100% Usage | 0-100% | None | None | Single-Family Detached | Single-Family Detached | Single-Family Detached | 1000-1499 | 0-1499 | 1 | Natural Gas | 100% Conditioned | Central AC | None | Natural Gas Fuel Furnace | None | 20000-24999 | 100% CFL | Occupied | 1990s | Natural Gas | Yes | 0 | 648.8593 | 37.8062 | 664.6852 | 4268.8732 | 160.6029 | 319.7405 | 324.1366 | 0 | 0 | 0 | 0 | 0 | 40.1507 | 0 | 491.1871 | 27.2556 | 2862.7182 | 0 | 0 | 0 | 537.1993 | 434.0383 | 0 | 0 | 0 | 0 | 0 | 0 | 0 | 0 | 13009.1317 | 0 | 6039.3155 | 0 | 0 | 0 | 0 | 0 | 0 | 0 | 0 | 29866.2866 | 29866.2866 | 10817.8393 | 10817.8393 | 0 | 19048.7403 | 0 | 1770.3878 | 0 | 4342.6911 | 0 | 3802.6494 | 0 | 4342.6911 | 0 | 3380.5309 | 0 | 4342.6911 | 0 | 4041.3624 | 0 | 4342.6911 | 0 | 6113.0789 | 8145.3405 | 7723.222 | 8384.0535
182649 | 242.131 | 1690 | 3 | Standard Efficiency | Electric, 100% Usage | EnergyStar, 100% Usage | Electric, 100% Usage | 318 Rated kWh, 100% Usage | 150-200% | None | None | Single-Family Detached | Single-Family Detached | Single-Family Detached | 1500-1999 | 1500-2499 | 2 | Electricity | 20% Conditioned | Room AC | None | Electricity Baseboard | None | 35000-39999 | 100% Incandescent | Occupied | <1940 | Electricity | Yes | 67.9925 | 524.5972 | 30.7725 | 0 | 425.5392 | 134.8127 | 319.7405 | 0 | 0 | 38526.5367 | 0 | 0 | 3270.6731 | 184.6348 | 0 | 1938.9582 | 21.9803 | 2697.4261 | 0 | 0 | 0 | 471.2583 | 868.0765 | 0 | 0 | 0 | 0 | 0 | 0 | 0 | 0 | 0 | 0 | 0 | 0 | 0 | 0 | 0 | 0 | 0 | 0 | 0 | 49482.4125 | 49482.4125 | 49482.4125 | 49482.4125 | 0 | 0 | 0 | 9057.1206 | 0 | 0 | 0 | 20486.195 | 0 | 0 | 0 | 18268.2549 | 0 | 0 | 0 | 22572.2686 | 0 | 0 | 0 | 9057.1206 | 20486.195 | 18268.2549 | 22572.2686
182658 | 242.131 | 1675 | 3 | None | Electric, 100% Usage | Standard, 100% Usage | Gas, 100% Usage | 290 Rated kWh, 100% Usage | 400%+ | None | 5 | Single-Family Attached | Single-Family Attached | Single-Family Attached | 1500-1999 | 1500-2499 | 2 | Natural Gas | 100% Conditioned | Central AC | None | Natural Gas Fuel Furnace | None | 100000-119999 | 100% LED | Occupied | 2010s | Natural Gas | Yes | 0 | 858.1121 | 32.2378 | 513.4605 | 3128.2406 | 105.2125 | 0 | 334.101 | 0 | 0 | 0 | 0 | 0 | 30.4794 | 0 | 470.6721 | 21.9803 | 1990.5387 | 0 | 0 | 0 | 29.6002 | 434.0383 | 0 | 0 | 0 | 0 | 0 | 0 | 0 | 0 | 21424.9606 | 0 | 3245.176 | 0 | 0 | 867.1973 | 0 | 0 | 0 | 0 | 0 | 33486.0074 | 33486.0074 | 7948.6736 | 7948.6736 | 0 | 25537.3338 | 0 | 1312.0631 | 0 | 5822.0114 | 0 | 2859.4558 | 0 | 5822.0114 | 0 | 2678.7215 | 0 | 5822.0114 | 0 | 3150.4049 | 0 | 5822.0114 | 0 | 7134.0745 | 8681.4672 | 8500.7329 | 8972.4163
182719 | 242.131 | 617 | 1 | None | None | None | Gas, 120% Usage | None | 100-150% | 67 | None | 50 or more Unit | Multifamily with 5+ units, 4-7 stories | Multi-Family with 5+ Units | 500-749 | 0-1499 | 5 | Electricity | 40% Conditioned | Room AC | None | Electricity Baseboard | None | 15000-19999 | 100% CFL | Occupied | 1940s | Electricity | No | 0 | 0 | 0 | 0 | 510.5298 | 0 | 0 | 0 | 0 | 2296.2118 | 0 | 0 | 2222.9441 | 32.824 | 0 | 325.602 | 16.412 | 2742.8521 | 0 | 0 | 0 | 28.4279 | 434.0383 | 0 | 0 | 0 | 0 | 0 | 0 | 0 | 0 | 0 | 0 | 0 | 0 | 0 | 833.7872 | 0 | 0 | 0 | 0 | 0 | 9443.336 | 9443.336 | 8609.5488 | 8609.5488 | 0 | 833.7872 | 0 | 1464.4062 | 0 | 190.0756 | 0 | 3373.2372 | 0 | 190.0756 | 0 | 2950.5027 | 0 | 190.0756 | 0 | 3553.3968 | 0 | 190.0756 | 0 | 1654.4818 | 3563.3128 | 3140.5783 | 3743.4724
182746 | 242.131 | 853 | 2 | Standard Efficiency | Electric, 100% Usage | EnergyStar, 100% Usage | Electric, 100% Usage | None | 100-150% | 3 | None | 3 or 4 Unit | Multifamily with 2-4 Units | Multi-Family with 2 - 4 Units | 750-999 | 0-1499 | 1 | Electricity | 80% Conditioned | Room AC | None | Electricity Baseboard | None | 20000-24999 | 100% Incandescent | Occupied | 1970s | Electricity | Yes | 67.9925 | 450.1572 | 26.3764 | 0 | 2154.0724 | 0 | 0 | 0 | 0 | 6985.0559 | 0 | 0 | 2454.7633 | 142.7256 | 0 | 1220.3479 | 16.412 | 1436.3413 | 0 | 0 | 0 | 431.9868 | 434.0383 | 0 | 0 | 0 | 0 | 0 | 0 | 0 | 0 | 0 | 0 | 0 | 0 | 0 | 0 | 0 | 0 | 0 | 0 | 0 | 15820.2694 | 15820.2694 | 15820.2694 | 15820.2694 | 0 | 0 | 0 | 2739.1155 | 0 | 0 | 0 | 6272.8595 | 0 | 0 | 0 | 5474.605 | 0 | 0 | 0 | 6629.2411 | 0 | 0 | 0 | 2739.1155 | 6272.8595 | 5474.605 | 6629.2411
182756 | 242.131 | 1220 | 3 | Standard Efficiency | Electric, 80% Usage | Standard, 80% Usage | Gas, 80% Usage | None | 400%+ | None | None | Single-Family Detached | Single-Family Detached | Single-Family Detached | 1000-1499 | 0-1499 | 1 | Natural Gas | 100% Conditioned | Central AC | None | Natural Gas Fuel Boiler | None | 60000-69999 | 100% Incandescent | Occupied | 1960s | Natural Gas | Yes | 67.9925 | 420.557 | 15.8258 | 1196.6092 | 4582.4593 | 0 | 0 | 89.0936 | 0 | 0 | 0 | 0 | 0 | 160.896 | 0 | 1535.3993 | 21.9803 | 959.2216 | 0 | 0 | 0 | 18.4635 | 868.0765 | 0 | 0 | 0 | 0 | 0 | 0 | 0 | 0 | 12247.44 | 0 | 2133.2643 | 0 | 0 | 543.9399 | 0 | 0 | 0 | 0 | 0 | 24861.2189 | 24861.2189 | 9936.5746 | 9936.5746 | 0 | 14924.6442 | 0 | 1791.4554 | 0 | 3402.5211 | 0 | 3830.2229 | 0 | 3402.5211 | 0 | 3403.1257 | 0 | 3402.5211 | 0 | 3953.0679 | 0 | 3402.5211 | 0 | 5193.9765 | 7232.744 | 6805.6468 | 7355.589
182790 | 242.131 | 617 | 1 | Standard Efficiency | Electric, 100% Usage | EnergyStar, 100% Usage | Electric, 100% Usage | 318 Rated kWh, 100% Usage | 300-400% | 6 | None | 5 to 9 Unit | Multifamily with 5+ units, 1-3 stories | Multi-Family with 5+ Units | 500-749 | 0-1499 | 3 | Electricity | 40% Conditioned | Room AC | None | Electricity Electric Furnace | None | 45000-49999 | 100% LED | Occupied | <1940 | Electricity | No | 67.9925 | 289.8473 | 16.9981 | 0 | 801.8424 | 64.7687 | 0 | 259.3679 | 0 | 11099.1876 | 0 | 0 | 1387.6915 | 21.6873 | 0 | 248.8173 | 16.412 | 1371.2795 | 0 | 0 | 0 | 346.9961 | 400.042 | 0 | 0 | 0 | 0 | 0 | 0 | 0 | 0 | 0 | 0 | 0 | 0 | 0 | 0 | 0 | 0 | 0 | 0 | 0 | 16392.6372 | 16392.6372 | 16392.6372 | 16392.6372 | 0 | 0 | 0 | 2853.1296 | 0 | 0 | 0 | 6682.3056 | 0 | 0 | 0 | 5804.0233 | 0 | 0 | 0 | 7083.3547 | 0 | 0 | 0 | 2853.1296 | 6682.3056 | 5804.0233 | 7083.3547
182816 | 242.131 | 1690 | 2 | Standard Efficiency, No usage | None | Standard, 100% Usage | Electric, 100% Usage | None | 0-100% | None | None | Single-Family Detached | Single-Family Detached | Single-Family Detached | 1500-1999 | 1500-2499 | 1 | Fuel Oil | 60% Conditioned | Room AC | None | Fuel Oil Fuel Boiler | None | 10000-14999 | 100% CFL | Vacant | 1940s | Electricity | Yes | 0 | 0 | 0 | 0 | 3132.3436 | 0 | 319.7405 | 36.927 | 0 | 0 | 0 | 0 | 316.8098 | 0 | 0 | 0 | 16.412 | 0 | 0 | 0 | 0 | 0 | 400.042 | 0 | 0 | 4138.1635 | 0 | 0 | 0 | 0 | 0 | 0 | 0 | 0 | 0 | 0 | 0 | 0 | 0 | 0 | 0 | 0 | 8360.1453 | 8360.1453 | 4221.9818 | 4221.9818 | 4138.1635 | 0 | 0 | 757.9914 | 1254.6496 | 0 | 0 | 1589.5863 | 1254.6496 | 0 | 0 | 1420.381 | 1254.6496 | 0 | 0 | 1625.7417 | 1254.6496 | 0 | 0 | 2012.6411 | 2844.236 | 2675.0306 | 2880.3914
182834 | 242.131 | 853 | 2 | Standard Efficiency, No usage | Electric, 120% Usage | EnergyStar, 120% Usage | Electric, 120% Usage | 290 Rated kWh, 120% Usage | 0-100% | 183 | None | 50 or more Unit | Multifamily with 5+ units, 4-7 stories | Multi-Family with 5+ Units | 750-999 | 0-1499 | 5 | Natural Gas | 100% Conditioned | Central AC | None | Natural Gas Fuel Furnace | None | 20000-24999 | 100% CFL | Vacant | 2000s | Natural Gas | Yes | 0 | 0 | 0 | 129.2443 | 706.0082 | 0 | 0 | 53.9251 | 0 | 0 | 0 | 0 | 0 | 0 | 0 | 0 | 16.412 | 0 | 0 | 0 | 0 | 0 | 400.042 | 0 | 0 | 0 | 0 | 0 | 0 | 0 | 0 | 2773.9177 | 0 | 1606.9087 | 0 | 0 | 0 | 0 | 0 | 0 | 0 | 0 | 5686.458 | 5686.458 | 1305.6316 | 1305.6316 | 0 | 4380.8264 | 0 | 249.1551 | 0 | 998.7455 | 0 | 542.6521 | 0 | 998.7455 | 0 | 480.8424 | 0 | 998.7455 | 0 | 542.5786 | 0 | 998.7455 | 0 | 1247.9006 | 1541.3976 | 1479.5879 | 1541.3241
182849 | 242.131 | 1202 | 3 | None | Electric, 80% Usage | Standard, 80% Usage | Electric, 80% Usage | 290 Rated kWh, 80% Usage | 200-300% | None | 12 | Single-Family Attached | Single-Family Attached | Single-Family Attached | 1000-1499 | 0-1499 | 2 | Electricity | 100% Conditioned | Central AC | None | Electricity Electric Furnace | None | 50000-59999 | 100% Incandescent | Occupied | 2000s | Electricity | Yes | 0 | 686.6655 | 25.7903 | 291.8988 | 1279.5483 | 84.1114 | 0 | 17.5843 | 0 | 3699.143 | 0 | 0 | 1632.6989 | 160.0168 | 0 | 1519.8666 | 21.9803 | 958.9285 | 0 | 0 | 0 | 345.5308 | 480.0504 | 349.0476 | 0 | 0 | 0 | 0 | 0 | 0 | 0 | 0 | 0 | 0 | 0 | 0 | 0 | 0 | 0 | 0 | 0 | 0 | 11552.5685 | 11552.5685 | 11552.5685 | 11552.5685 | 0 | 0 | 0 | 2060.7355 | 0 | 0 | 0 | 4563.2445 | 0 | 0 | 0 | 4147.4196 | 0 | 0 | 0 | 5021.2145 | 0 | 0 | 0 | 2060.7355 | 4563.2445 | 4147.4196 | 5021.2145
182916 | 242.131 | 2176 | 2 | Standard Efficiency | Electric, 100% Usage | Standard, 100% Usage | Electric, 100% Usage | 290 Rated kWh, 100% Usage | 400%+ | None | None | Single-Family Detached | Single-Family Detached | Single-Family Detached | 2000-2499 | 1500-2499 | 1 | Electricity | 100% Conditioned | Heat Pump | None | Electricity ASHP | None | 80000-99999 | 100% Incandescent | Occupied | 1990s | Electricity | Yes | 67.9925 | 999.9585 | 37.5131 | 363.4081 | 1239.1045 | 125.7275 | 0 | 391.2499 | 1911.9957 | 3751.8958 | 0 | 0 | 3464.9793 | 208.6666 | 99.9372 | 2355.9983 | 16.412 | 2851.8746 | 0 | 0 | 0 | 471.2583 | 868.0765 | 0 | 0 | 0 | 0 | 0 | 0 | 0 | 0 | 0 | 0 | 0 | 0 | 0 | 0 | 0 | 0 | 0 | 0 | 0 | 19226.3414 | 19226.3414 | 19226.3414 | 19226.3414 | 0 | 0 | 0 | 3325.3791 | 0 | 0 | 0 | 7554.038 | 0 | 0 | 0 | 6601.2758 | 0 | 0 | 0 | 8025.54 | 0 | 0 | 0 | 3325.3791 | 7554.038 | 6601.2758 | 8025.54
182980 | 242.131 | 1623 | 2 | None | Electric, 100% Usage | EnergyStar, 100% Usage | Electric, 100% Usage | 290 Rated kWh, 100% Usage | 400%+ | 30 | None | 20 to 49 Unit | Multifamily with 5+ units, 1-3 stories | Multi-Family with 5+ Units | 1500-1999 | 1500-2499 | 1 | Electricity | 100% Conditioned | Central AC | None | Electricity Electric Furnace | None | 120000-139999 | 100% CFL | Occupied | 2000s | Electricity | No | 0 | 369.8557 | 21.6873 | 411.4718 | 2240.2353 | 82.646 | 0 | 23.1526 | 0 | 2000.7962 | 0 | 0 | 1838.7279 | 45.426 | 0 | 601.968 | 16.412 | 1971.7822 | 0 | 0 | 0 | 389.4915 | 434.0383 | 0 | 0 | 0 | 0 | 0 | 0 | 0 | 0 | 0 | 0 | 0 | 0 | 0 | 0 | 0 | 0 | 0 | 0 | 0 | 10447.6906 | 10447.6906 | 10447.6906 | 10447.6906 | 0 | 0 | 0 | 1824.4224 | 0 | 0 | 0 | 4098.0655 | 0 | 0 | 0 | 3592.5972 | 0 | 0 | 0 | 4298.4359 | 0 | 0 | 0 | 1824.4224 | 4098.0655 | 3592.5972 | 4298.4359
183025 | 242.131 | 1690 | 3 | Standard Efficiency | Electric, 100% Usage | EnergyStar, 100% Usage | Electric, 100% Usage | 318 Rated kWh, 100% Usage | 400%+ | None | None | Single-Family Detached | Single-Family Detached | Single-Family Detached | 1500-1999 | 1500-2499 | 2 | Natural Gas | 100% Conditioned | Central AC | None | Natural Gas Fuel Furnace | None | 100000-119999 | 100% Incandescent | Occupied | 1960s | Natural Gas | Yes | 67.9925 | 400.042 | 23.4457 | 815.9099 | 3007.4953 | 97.5927 | 0 | 760.5194 | 0 | 0 | 0 | 0 | 0 | 184.6348 | 0 | 1938.9582 | 21.9803 | 2382.6678 | 0 | 1992.0041 | 0 | 405.6104 | 400.042 | 351.6853 | 0 | 0 | 0 | 0 | 0 | 0 | 0 | 30493.1656 | 0 | 3190.0786 | 0 | 5521.459 | 0 | 0 | 0 | 0 | 0 | 0 | 52054.9904 | 52054.9904 | 12850.2872 | 12850.2872 | 0 | 39204.7032 | 0 | 2078.245 | 0 | 8937.8798 | 0 | 4611.235 | 0 | 8937.8798 | 0 | 4076.9526 | 0 | 8937.8798 | 0 | 4883.2475 | 0 | 8937.8798 | 0 | 11016.1248 | 13549.1148 | 13014.8324 | 13821.1273
183053 | 242.131 | 1675 | 3 | Standard Efficiency | Gas, 120% Usage | EnergyStar, 120% Usage | Electric, 120% Usage | None | 400%+ | None | 8 | Single-Family Attached | Single-Family Attached | Single-Family Attached | 1500-1999 | 1500-2499 | 2 | Electricity | 100% Conditioned | Central AC | None | Electricity Baseboard | None | 80000-99999 | 100% Incandescent | Occupied | 1980s | Electricity | Yes | 67.9925 | 39.5646 | 25.7903 | 536.6131 | 2384.1332 | 0 | 0 | 0 | 0 | 8017.8383 | 0 | 0 | 3467.91 | 183.7556 | 0 | 1926.0631 | 21.9803 | 3718.7788 | 0 | 0 | 0 | 467.4484 | 434.0383 | 0 | 0 | 0 | 0 | 527.2349 | 0 | 0 | 0 | 0 | 0 | 0 | 0 | 0 | 0 | 0 | 0 | 0 | 0 | 0 | 21819.7273 | 21819.7273 | 21292.4924 | 21292.4924 | 0 | 527.2349 | 0 | 3726.7208 | 0 | 120.187 | 0 | 8471.1292 | 0 | 120.187 | 0 | 7401.4472 | 0 | 120.187 | 0 | 8948.6186 | 0 | 120.187 | 0 | 3846.9078 | 8591.3162 | 7521.6342 | 9068.8056
183110 | 242.131 | 3301 | 3 | None | Electric, 100% Usage | EnergyStar, 100% Usage | Electric, 100% Usage | 290 Rated kWh, 100% Usage | 400%+ | None | None | Single-Family Detached | Single-Family Detached | Single-Family Detached | 3000-3999 | 2500-3999 | 2 | Electricity | 60% Conditioned | Central AC | None | Electricity Baseboard | None | 120000-139999 | 100% Incandescent | Vacant | 1990s | Natural Gas | Yes | 0 | 0 | 0 | 335.5664 | 1136.8227 | 0 | 319.7405 | 0 | 0 | 6048.1077 | 0 | 0 | 0 | 0 | 0 | 0 | 21.9803 | 0 | 0 | 0 | 0 | 0 | 434.0383 | 0 | 0 | 0 | 0 | 0 | 0 | 0 | 0 | 0 | 0 | 1587.8591 | 0 | 0 | 0 | 0 | 0 | 0 | 0 | 0 | 9884.1149 | 9884.1149 | 8295.9628 | 8295.9628 | 0 | 1587.8591 | 0 | 1601.0318 | 0 | 362.0325 | 0 | 3570.6447 | 0 | 362.0325 | 0 | 3197.7768 | 0 | 362.0325 | 0 | 3853.9285 | 0 | 362.0325 | 0 | 1963.0643 | 3932.6771 | 3559.8092 | 4215.961
183131 | 242.131 | 1138 | 1 | Standard Efficiency | None | None | Electric, 100% Usage | 290 Rated kWh, 100% Usage | 400%+ | 116 | None | 50 or more Unit | Multifamily with 5+ units, 1-3 stories | Multi-Family with 5+ Units | 1000-1499 | 0-1499 | 3 | Electricity | 80% Conditioned | Central AC | None | Electricity Electric Furnace | None | 60000-69999 | 100% Incandescent | Occupied | 2000s | Electricity | Yes | 67.9925 | 0 | 0 | 262.5917 | 1311.493 | 60.3726 | 0 | 84.4045 | 0 | 4176.5558 | 0 | 0 | 1359.8498 | 156.793 | 0 | 1465.0623 | 16.412 | 1581.4115 | 0 | 0 | 0 | 346.9961 | 434.0383 | 0 | 0 | 0 | 0 | 0 | 0 | 0 | 0 | 0 | 0 | 0 | 0 | 0 | 0 | 0 | 0 | 0 | 0 | 0 | 11323.9731 | 11323.9731 | 11323.9731 | 11323.9731 | 0 | 0 | 0 | 2043.9326 | 0 | 0 | 0 | 4545.9041 | 0 | 0 | 0 | 4112.9221 | 0 | 0 | 0 | 4996.867 | 0 | 0 | 0 | 2043.9326 | 4545.9041 | 4112.9221 | 4996.867
183147 | 242.131 | 853 | 1 | Standard Efficiency | Electric, 120% Usage | EnergyStar, 120% Usage | Electric, 120% Usage | None | 300-400% | 18 | None | 10 to 19 Unit | Multifamily with 5+ units, 1-3 stories | Multi-Family with 5+ Units | 750-999 | 0-1499 | 3 | Natural Gas | 40% Conditioned | Room AC | None | Natural Gas Fuel Wall/Floor Furnace | None | 70000-79999 | 100% Incandescent | Occupied | 1960s | Natural Gas | No | 67.9925 | 540.13 | 31.6517 | 0 | 798.6187 | 0 | 0 | 0 | 0 | 0 | 0 | 0 | 0 | 142.7256 | 0 | 1220.3479 | 16.412 | 3713.5035 | 0 | 0 | 0 | 518.4427 | 434.0383 | 0 | 0 | 0 | 0 | 0 | 1476.7851 | 0 | 0 | 8134.1875 | 0 | 6829.7282 | 0 | 0 | 0 | 0 | 0 | 0 | 0 | 0 | 23924.2707 | 23924.2707 | 7483.8628 | 7483.8628 | 0 | 16440.7009 | 0 | 1273.1748 | 0 | 3748.1154 | 0 | 2822.899 | 0 | 3748.1154 | 0 | 2486.191 | 0 | 3748.1154 | 0 | 3000.1144 | 0 | 3748.1154 | 0 | 5021.2902 | 6571.0144 | 6234.3064 | 6748.2298
183176 | 242.131 | 2663 | 3 | Standard Efficiency | Electric, 100% Usage | EnergyStar, 100% Usage | Gas, 100% Usage | 318 Rated kWh, 100% Usage | 400%+ | None | None | Single-Family Detached | Single-Family Detached | Single-Family Detached | 2500-2999 | 2500-3999 | 2 | Natural Gas | 60% Conditioned | Room AC | None | Natural Gas Fuel Furnace | None | 200000+ | 100% Incandescent | Occupied | <1940 | Electricity | Yes | 67.9925 | 524.5972 | 30.7725 | 0 | 1831.6942 | 134.8127 | 319.7405 | 952.1879 | 0 | 0 | 0 | 0 | 3039.7331 | 233.2846 | 0 | 2774.2107 | 21.9803 | 3006.9092 | 0 | 0 | 0 | 32.2378 | 914.0887 | 0 | 0 | 0 | 0 | 0 | 0 | 0 | 0 | 38194.7803 | 0 | 0 | 0 | 0 | 947.2057 | 0 | 0 | 0 | 0 | 0 | 53025.6418 | 53025.6418 | 13883.6558 | 13883.6558 | 0 | 39141.986 | 0 | 2363.6063 | 0 | 8923.5957 | 0 | 5232.5985 | 0 | 8923.5957 | 0 | 4605.165 | 0 | 8923.5957 | 0 | 5588.8023 | 0 | 8923.5957 | 0 | 11287.2021 | 14156.1942 | 13528.7608 | 14512.398
183222 | 242.131 | 1202 | 2 | Standard Efficiency | Electric, 100% Usage | EnergyStar, 100% Usage | Electric, 100% Usage | None | 400%+ | None | 20 | Single-Family Attached | Single-Family Attached | Single-Family Attached | 1000-1499 | 0-1499 | 2 | Electricity | 100% Conditioned | Central AC | None | Electricity Electric Furnace | None | 80000-99999 | 100% CFL | Occupied | 2010s | Electricity | Yes | 67.9925 | 369.8557 | 21.6873 | 298.3463 | 1852.5022 | 0 | 319.7405 | 108.1432 | 0 | 4620.8516 | 0 | 0 | 1924.8908 | 40.1507 | 0 | 486.2049 | 16.412 | 1786.8543 | 0 | 0 | 0 | 389.4915 | 434.0383 | 0 | 0 | 0 | 0 | 0 | 0 | 0 | 0 | 0 | 0 | 0 | 0 | 0 | 0 | 0 | 0 | 0 | 0 | 0 | 12736.5756 | 12736.5756 | 12736.5756 | 12736.5756 | 0 | 0 | 0 | 2198.8131 | 0 | 0 | 0 | 5077.4504 | 0 | 0 | 0 | 4438.302 | 0 | 0 | 0 | 5303.7372 | 0 | 0 | 0 | 2198.8131 | 5077.4504 | 4438.302 | 5303.7372
183228 | 242.131 | 1623 | 2 | None | None | None | Electric, 120% Usage | None | 400%+ | 8 | None | 5 to 9 Unit | Multifamily with 5+ units, 1-3 stories | Multi-Family with 5+ Units | 1500-1999 | 1500-2499 | 2 | Electricity | 100% Conditioned | Room AC | Heating Only | Electricity Shared Heating | Boiler Baseboards Heating Only, Electricity | 140000-159999 | 100% Incandescent | Occupied | 1980s | Electricity | Yes | 0 | 0 | 0 | 0 | 3360.939 | 0 | 0 | 79.4223 | 0 | 8445.136 | 0 | 0 | 3091.6067 | 181.1179 | 0 | 1881.2232 | 16.412 | 3943.5643 | 0 | 0 | 0 | 467.4484 | 727.1093 | 0 | 0 | 0 | 0 | 0 | 0 | 0 | 0 | 0 | 0 | 0 | 0 | 0 | 0 | 0 | 0 | 0 | 0 | 0 | 22193.9791 | 22193.9791 | 22193.9791 | 22193.9791 | 0 | 0 | 0 | 3975.4192 | 0 | 0 | 0 | 8944.0169 | 0 | 0 | 0 | 7820.3543 | 0 | 0 | 0 | 9459.8753 | 0 | 0 | 0 | 3975.4192 | 8944.0169 | 7820.3543 | 9459.8753
183273 | 242.131 | 1690 | 1 | Standard Efficiency | Electric, 100% Usage | Standard, 100% Usage | Electric, 100% Usage | None | 400%+ | None | None | Single-Family Detached | Single-Family Detached | Single-Family Detached | 1500-1999 | 1500-2499 | 1 | Fuel Oil | None | None | None | Fuel Oil Fuel Boiler | None | 180000-199999 | 100% CFL | Occupied | 1960s | Electricity | Yes | 67.9925 | 999.9585 | 37.5131 | 0 | 0 | 0 | 0 | 178.7734 | 0 | 0 | 0 | 0 | 2945.9504 | 46.0122 | 0 | 620.1384 | 16.412 | 2697.4261 | 0 | 2311.1585 | 0 | 471.2583 | 434.0383 | 0 | 0 | 20944.324 | 0 | 0 | 0 | 0 | 0 | 0 | 0 | 0 | 0 | 0 | 0 | 0 | 0 | 0 | 0 | 0 | 31771.2486 | 31771.2486 | 10826.9245 | 10826.9245 | 20944.324 | 0 | 0 | 1642.7524 | 6350.31 | 0 | 0 | 3804.5727 | 6350.31 | 0 | 0 | 3338.9256 | 6350.31 | 0 | 0 | 4091.7057 | 6350.31 | 0 | 0 | 7993.0623 | 10154.8826 | 9689.2356 | 10442.0157
183330 | 242.131 | 853 | 2 | None | None | None | Electric, 100% Usage | 318 Rated kWh, 100% Usage | 200-300% | 323 | None | 50 or more Unit | Multifamily with 5+ units, 1-3 stories | Multi-Family with 5+ Units | 750-999 | 0-1499 | 3 | Electricity | 100% Conditioned | Heat Pump | None | Electricity ASHP | None | 45000-49999 | 100% CFL | Occupied | 1960s | Electricity | Yes | 0 | 0 | 0 | 221.2687 | 915.8471 | 88.5075 | 0 | 192.2546 | 308.8969 | 2130.6267 | 0 | 0 | 1925.4769 | 35.7547 | 0 | 390.3707 | 16.412 | 1661.713 | 0 | 0 | 0 | 389.4915 | 480.0504 | 0 | 0 | 0 | 0 | 0 | 0 | 0 | 0 | 0 | 0 | 0 | 0 | 0 | 0 | 0 | 0 | 0 | 0 | 0 | 8756.6705 | 8756.6705 | 8756.6705 | 8756.6705 | 0 | 0 | 0 | 1499.3904 | 0 | 0 | 0 | 3417.2928 | 0 | 0 | 0 | 2992.4301 | 0 | 0 | 0 | 3604.8315 | 0 | 0 | 0 | 1499.3904 | 3417.2928 | 2992.4301 | 3604.8315
183344 | 242.131 | 2176 | 3 | Standard Efficiency | Electric, 120% Usage | Standard, 120% Usage | Electric, 120% Usage | 290 Rated kWh, 120% Usage | 400%+ | None | None | Single-Family Detached | Single-Family Detached | Single-Family Detached | 2000-2499 | 1500-2499 | 1 | Electricity | 60% Conditioned | Room AC | None | Electricity Baseboard | None | 80000-99999 | 100% CFL | Occupied | 1980s | Electricity | Yes | 67.9925 | 915.261 | 34.2893 | 0 | 2281.2652 | 109.3155 | 319.7405 | 0 | 0 | 6256.4812 | 0 | 0 | 4212.3105 | 52.1667 | 24.911 | 753.7788 | 21.9803 | 5074.5256 | 0 | 0 | 0 | 486.498 | 727.1093 | 0 | 0 | 0 | 0 | 0 | 0 | 0 | 0 | 0 | 0 | 0 | 0 | 0 | 0 | 0 | 0 | 0 | 0 | 0 | 21337.6254 | 21337.6254 | 21337.6254 | 21337.6254 | 0 | 0 | 0 | 3660.929 | 0 | 0 | 0 | 8349.1682 | 0 | 0 | 0 | 7299.4438 | 0 | 0 | 0 | 8811.6664 | 0 | 0 | 0 | 3660.929 | 8349.1682 | 7299.4438 | 8811.6664
183360 | 242.131 | 1220 | 3 | Standard Efficiency | Gas, 80% Usage | EnergyStar, 80% Usage | Electric, 80% Usage | 290 Rated kWh, 80% Usage | 400%+ | None | None | Single-Family Detached | Single-Family Detached | Single-Family Detached | 1000-1499 | 0-1499 | 1 | Natural Gas | 100% Conditioned | Central AC | None | Natural Gas Fuel Boiler | None | 100000-119999 | 100% LED | Occupied | <1940 | Natural Gas | Yes | 67.9925 | 46.3052 | 30.1863 | 617.2077 | 2743.7314 | 128.3651 | 319.7405 | 83.8183 | 0 | 0 | 0 | 0 | 0 | 26.9625 | 0 | 375.131 | 21.9803 | 1431.3591 | 0 | 0 | 0 | 429.3491 | 1356.0398 | 439.8997 | 0 | 0 | 0 | 616.3285 | 0 | 0 | 0 | 18253.3455 | 0 | 3588.6553 | 0 | 0 | 0 | 0 | 0 | 0 | 0 | 0 | 30576.6909 | 30576.6909 | 8118.0686 | 8118.0686 | 0 | 22458.6222 | 0 | 1422.0955 | 0 | 5120.0722 | 0 | 3035.4116 | 0 | 5120.0722 | 0 | 2696.725 | 0 | 5120.0722 | 0 | 3175.8646 | 0 | 5120.0722 | 0 | 6542.1677 | 8155.4838 | 7816.7972 | 8295.9368
183364 | 242.131 | 853 | 2 | Standard Efficiency | None | EnergyStar, 100% Usage | Electric, 100% Usage | 318 Rated kWh, 100% Usage | 400%+ | 8 | None | 5 to 9 Unit | Multifamily with 5+ units, 1-3 stories | Multi-Family with 5+ Units | 750-999 | 0-1499 | 2 | Electricity | 100% Conditioned | Heat Pump | None | Electricity ASHP | None | 120000-139999 | 100% Incandescent | Occupied | 1960s | Natural Gas | Yes | 67.9925 | 0 | 35.7547 | 412.9371 | 1715.9311 | 160.3099 | 0 | 322.6712 | 1140.3395 | 3420.4325 | 0 | 0 | 0 | 142.7256 | 0 | 1220.3479 | 16.412 | 2246.9759 | 0 | 0 | 0 | 516.9774 | 434.0383 | 0 | 0 | 0 | 0 | 0 | 0 | 0 | 0 | 0 | 0 | 5657.737 | 0 | 0 | 0 | 0 | 0 | 0 | 0 | 0 | 17511.5826 | 17511.5826 | 11853.8456 | 11853.8456 | 0 | 5657.737 | 0 | 2062.1221 | 0 | 1289.8534 | 0 | 4703.7043 | 0 | 1289.8534 | 0 | 4111.2791 | 0 | 1289.8534 | 0 | 4934.1633 | 0 | 1289.8534 | 0 | 3351.9755 | 5993.5577 | 5401.1325 | 6224.0167
183417 | 242.131 | 1623 | 3 | Standard Efficiency | None | None | Electric, 80% Usage | None | 400%+ | 12 | None | 10 to 19 Unit | Multifamily with 5+ units, 1-3 stories | Multi-Family with 5+ Units | 1500-1999 | 1500-2499 | 1 | Electricity | 40% Conditioned | Room AC | Heating Only | Electricity Shared Heating | Boiler Baseboards Heating Only, Electricity | 60000-69999 | 100% CFL | Occupied | 2000s | Electricity | Yes | 67.9925 | 0 | 0 | 0 | 304.2078 | 0 | 0 | 110.4878 | 0 | 3211.7659 | 0 | 0 | 764.9155 | 45.426 | 0 | 601.968 | 21.9803 | 888.2984 | 0 | 0 | 0 | 277.5383 | 727.1093 | 0 | 0 | 0 | 0 | 0 | 0 | 0 | 0 | 0 | 0 | 0 | 0 | 0 | 0 | 0 | 0 | 0 | 0 | 0 | 7021.6898 | 7021.6898 | 7021.6898 | 7021.6898 | 0 | 0 | 0 | 1232.1859 | 0 | 0 | 0 | 2836.7857 | 0 | 0 | 0 | 2472.3692 | 0 | 0 | 0 | 2996.0583 | 0 | 0 | 0 | 1232.1859 | 2836.7857 | 2472.3692 | 2996.0583
183469 | 242.131 | 2176 | 3 | Standard Efficiency | Electric, 120% Usage | EnergyStar, 120% Usage | Electric, 120% Usage | 290 Rated kWh, 120% Usage | 400%+ | None | None | Single-Family Detached | Single-Family Detached | Single-Family Detached | 2000-2499 | 1500-2499 | 1 | Electricity | 100% Conditioned | Heat Pump | None | Electricity ASHP | None | 120000-139999 | 100% LED | Occupied | 1980s | Electricity | Yes | 67.9925 | 629.5167 | 36.6339 | 1093.7412 | 3525.0588 | 150.9316 | 0 | 360.4774 | 1252.8788 | 6128.4091 | 1105.7571 | 1092.5689 | 5578.9009 | 34.8755 | 16.7051 | 575.5916 | 21.9803 | 5704.0422 | 0 | 0 | 0 | 565.6272 | 480.0504 | 0 | 0 | 0 | 0 | 0 | 0 | 0 | 0 | 0 | 0 | 0 | 0 | 0 | 0 | 0 | 0 | 0 | 0 | 0 | 28421.4462 | 28421.4462 | 28421.4462 | 28421.4462 | 0 | 0 | 0 | 4958.5783 | 0 | 0 | 0 | 11139.6512 | 0 | 0 | 0 | 9764.3528 | 0 | 0 | 0 | 11750.5421 | 0 | 0 | 0 | 4958.5783 | 11139.6512 | 9764.3528 | 11750.5421
183482 | 242.131 | 1138 | 2 | None | Electric, 80% Usage | EnergyStar, 80% Usage | Electric, 80% Usage | None | 200-300% | 8 | None | 5 to 9 Unit | Multifamily with 5+ units, 1-3 stories | Multi-Family with 5+ Units | 1000-1499 | 0-1499 | 2 | Electricity | 100% Conditioned | Heat Pump | None | Electricity ASHP | None | 40000-44999 | 100% Incandescent | Occupied | 1980s | Electricity | Yes | 0 | 360.1843 | 21.1011 | 500.2723 | 2161.6922 | 0 | 0 | 237.9737 | 368.9765 | 2268.9562 | 0 | 0 | 1417.5848 | 156.793 | 0 | 1465.0623 | 16.412 | 985.8911 | 0 | 0 | 0 | 345.5308 | 434.0383 | 345.5308 | 0 | 0 | 0 | 0 | 0 | 0 | 0 | 0 | 0 | 0 | 0 | 0 | 0 | 0 | 0 | 0 | 0 | 0 | 11085.9994 | 11085.9994 | 11085.9994 | 11085.9994 | 0 | 0 | 0 | 1921.7988 | 0 | 0 | 0 | 4304.0654 | 0 | 0 | 0 | 3777.0496 | 0 | 0 | 0 | 4524.9622 | 0 | 0 | 0 | 1921.7988 | 4304.0654 | 3777.0496 | 4524.9622
183604 | 242.131 | 617 | 1 | Standard Efficiency | Electric, 100% Usage | EnergyStar, 100% Usage | Electric, 100% Usage | None | 0-100% | 4 | None | 3 or 4 Unit | Multifamily with 2-4 Units | Multi-Family with 2 - 4 Units | 500-749 | 0-1499 | 2 | Electricity | 100% Conditioned | Central AC | None | Electricity Electric Furnace | None | <10000 | 100% CFL | Occupied | 1970s | Electricity | Yes | 67.9925 | 289.8473 | 16.9981 | 272.5561 | 2019.2597 | 0 | 0 | 31.6517 | 0 | 2012.519 | 0 | 0 | 1275.4453 | 32.824 | 0 | 325.602 | 16.412 | 1060.9173 | 0 | 0 | 0 | 346.9961 | 434.0383 | 0 | 0 | 0 | 0 | 0 | 0 | 0 | 0 | 0 | 0 | 0 | 0 | 0 | 0 | 0 | 0 | 0 | 0 | 0 | 8202.7662 | 8202.7662 | 8202.7662 | 8202.7662 | 0 | 0 | 0 | 1416.823 | 0 | 0 | 0 | 3196.8655 | 0 | 0 | 0 | 2806.3819 | 0 | 0 | 0 | 3337.9327 | 0 | 0 | 0 | 1416.823 | 3196.8655 | 2806.3819 | 3337.9327
183744 | 242.131 | 333 | 1 | Standard Efficiency | None | None | Electric, 100% Usage | None | 0-100% | 6 | None | 5 to 9 Unit | Multifamily with 5+ units, 1-3 stories | Multi-Family with 5+ Units | 0-499 | 0-1499 | 3 | Natural Gas | 60% Conditioned | Room AC | Heating Only | Natural Gas Shared Heating | Boiler Baseboards Heating Only, Natural Gas | <10000 | 100% CFL | Occupied | <1940 | Natural Gas | No | 67.9925 | 0 | 0 | 0 | 611.0532 | 0 | 0 | 102.2818 | 0 | 0 | 0 | 0 | 0 | 29.3071 | 0 | 247.6451 | 16.412 | 1256.9818 | 0 | 0 | 0 | 346.9961 | 434.0383 | 0 | 0 | 0 | 0 | 0 | 0 | 0 | 0 | 4733.3909 | 0 | 2649.0694 | 0 | 0 | 0 | 0 | 0 | 0 | 0 | 0 | 10494.875 | 10494.875 | 3112.4148 | 3112.4148 | 0 | 7382.4603 | 0 | 529.868 | 0 | 1683.0345 | 0 | 1179.0462 | 0 | 1683.0345 | 0 | 1040.0052 | 0 | 1683.0345 | 0 | 1235.4337 | 0 | 1683.0345 | 0 | 2212.9025 | 2862.0808 | 2723.0397 | 2918.4682
183758 | 242.131 | 1675 | 3 | Standard Efficiency | Electric, 100% Usage | Standard, 100% Usage | Electric, 100% Usage | 290 Rated kWh, 100% Usage | 400%+ | None | 15 | Single-Family Attached | Single-Family Attached | Single-Family Attached | 1500-1999 | 1500-2499 | 2 | Electricity | None | None | None | Electricity Baseboard | None | 140000-159999 | 100% CFL | Occupied | 1970s | Electricity | Yes | 67.9925 | 552.439 | 20.808 | 0 | 0 | 60.3726 | 319.7405 | 0 | 0 | 15527.4914 | 0 | 0 | 1277.7899 | 46.0122 | 0 | 616.0354 | 21.9803 | 1728.2401 | 0 | 0 | 0 | 346.9961 | 434.0383 | 0 | 0 | 0 | 0 | 0 | 0 | 0 | 0 | 0 | 0 | 0 | 0 | 0 | 0 | 0 | 0 | 0 | 0 | 0 | 21019.9364 | 21019.9364 | 21019.9364 | 21019.9364 | 0 | 0 | 0 | 3851.7658 | 0 | 0 | 0 | 8934.6321 | 0 | 0 | 0 | 7743.2078 | 0 | 0 | 0 | 9453.3322 | 0 | 0 | 0 | 3851.7658 | 8934.6321 | 7743.2078 | 9453.3322
183787 | 242.131 | 1202 | 3 | Standard Efficiency | Electric, 100% Usage | EnergyStar, 100% Usage | Gas, 100% Usage | 290 Rated kWh, 100% Usage | 100-150% | None | 6 | Single-Family Attached | Single-Family Attached | Single-Family Attached | 1000-1499 | 0-1499 | 1 | Natural Gas | 100% Conditioned | Central AC | None | Natural Gas Fuel Furnace | None | 15000-19999 | 100% LED | Occupied | 1940s | Natural Gas | Yes | 67.9925 | 369.8557 | 21.6873 | 568.2648 | 2246.6828 | 82.646 | 319.7405 | 351.3922 | 0 | 0 | 0 | 0 | 0 | 26.6695 | 0 | 371.321 | 21.9803 | 1786.8543 | 0 | 0 | 0 | 26.6695 | 400.042 | 0 | 0 | 0 | 0 | 0 | 1395.6044 | 0 | 0 | 15669.924 | 0 | 3595.689 | 0 | 0 | 781.0344 | 0 | 0 | 0 | 0 | 0 | 28104.0503 | 28104.0503 | 6661.7985 | 6661.7985 | 0 | 21442.2518 | 0 | 1157.1668 | 0 | 4888.3858 | 0 | 2480.381 | 0 | 4888.3858 | 0 | 2200.0618 | 0 | 4888.3858 | 0 | 2618.8165 | 0 | 4888.3858 | 0 | 6045.5526 | 7368.7668 | 7088.4476 | 7507.2023
183855 | 242.131 | 885 | 2 | Standard Efficiency | Electric, 100% Usage | EnergyStar, 100% Usage | Electric, 100% Usage | None | 200-300% | None | None | Single-Family Detached | Single-Family Detached | Single-Family Detached | 750-999 | 0-1499 | 2 | Electricity | 100% Conditioned | Central AC | None | Electricity Electric Furnace | None | 50000-59999 | 100% CFL | Occupied | <1940 | Electricity | Yes | 67.9925 | 648.8593 | 37.8062 | 509.3575 | 3076.367 | 0 | 0 | 135.6919 | 0 | 14083.2372 | 0 | 0 | 3509.233 | 36.0477 | 0 | 399.1628 | 16.412 | 2756.3334 | 0 | 0 | 0 | 537.1993 | 434.0383 | 0 | 0 | 0 | 0 | 0 | 0 | 0 | 0 | 0 | 0 | 0 | 0 | 0 | 0 | 0 | 0 | 0 | 0 | 0 | 26247.7381 | 26247.7381 | 26247.7381 | 26247.7381 | 0 | 0 | 0 | 4648.9009 | 0 | 0 | 0 | 10646.6008 | 0 | 0 | 0 | 9280.6373 | 0 | 0 | 0 | 11248.6091 | 0 | 0 | 0 | 4648.9009 | 10646.6008 | 9280.6373 | 11248.6091
183989 | 242.131 | 1220 | 4 | Standard Efficiency | Electric, 120% Usage | EnergyStar, 120% Usage | Electric, 120% Usage | None | 400%+ | None | None | Single-Family Detached | Single-Family Detached | Single-Family Detached | 1000-1499 | 0-1499 | 1 | Electricity | 100% Conditioned | Heat Pump | None | Electricity ASHP | None | 120000-139999 | 100% Incandescent | Occupied | 1960s | Natural Gas | Yes | 67.9925 | 629.5167 | 36.6339 | 857.2329 | 2797.0703 | 0 | 319.7405 | 310.3623 | 1594.0135 | 4980.1567 | 0 | 0 | 0 | 160.896 | 0 | 1535.3993 | 21.9803 | 5095.9198 | 0 | 2172.5358 | 0 | 565.6272 | 868.0765 | 0 | 0 | 0 | 0 | 0 | 0 | 0 | 0 | 0 | 0 | 8134.4806 | 0 | 0 | 0 | 0 | 0 | 0 | 0 | 0 | 30147.6348 | 30147.6348 | 22013.1542 | 22013.1542 | 0 | 8134.4806 | 0 | 3756.1794 | 0 | 1854.5083 | 0 | 8558.5695 | 0 | 1854.5083 | 0 | 7496.9978 | 0 | 1854.5083 | 0 | 8971.4924 | 0 | 1854.5083 | 0 | 5610.6877 | 10413.0779 | 9351.5061 | 10826.0007
184045 | 242.131 | 2176 | 4 | None | Electric, 100% Usage | EnergyStar, 100% Usage | Gas, 100% Usage | None | 200-300% | None | None | Single-Family Detached | Single-Family Detached | Single-Family Detached | 2000-2499 | 1500-2499 | 1 | Natural Gas | 100% Conditioned | Central AC | None | Natural Gas Fuel Furnace | None | 60000-69999 | 100% CFL | Occupied | 1960s | Natural Gas | Yes | 0 | 648.8593 | 37.8062 | 672.5981 | 7731.2148 | 0 | 319.7405 | 750.8481 | 0 | 0 | 1249.655 | 1234.4153 | 0 | 52.1667 | 24.911 | 753.7788 | 21.9803 | 3166.6329 | 0 | 0 | 0 | 36.927 | 434.0383 | 0 | 0 | 0 | 0 | 0 | 0 | 0 | 0 | 34727.7495 | 0 | 5799.2903 | 0 | 0 | 1080.8461 | 0 | 0 | 0 | 0 | 0 | 58744.0445 | 58744.0445 | 17135.8655 | 17135.8655 | 0 | 41607.886 | 0 | 3012.9596 | 0 | 9485.7636 | 0 | 6410.3579 | 0 | 9485.7636 | 0 | 5697.9044 | 0 | 9485.7636 | 0 | 6694.2219 | 0 | 9485.7636 | 0 | 12498.7232 | 15896.1215 | 15183.668 | 16179.9855
184098 | 242.131 | 2663 | 4 | Standard Efficiency | Electric, 100% Usage | EnergyStar, 100% Usage | Electric, 100% Usage | 318 Rated kWh, 100% Usage | 400%+ | None | None | Single-Family Detached | Single-Family Detached | Single-Family Detached | 2500-2999 | 2500-3999 | 2 | Fuel Oil | 80% Conditioned | Central AC | None | Fuel Oil Fuel Boiler | None | 80000-99999 | 100% Incandescent | Occupied | 1960s | Electricity | Yes | 81.7668 | 524.5972 | 30.7725 | 1806.197 | 7126.6092 | 134.8127 | 319.7405 | 77.9569 | 0 | 0 | 0 | 0 | 2921.3324 | 233.2846 | 0 | 2774.2107 | 21.9803 | 3006.9092 | 0 | 0 | 0 | 471.2583 | 1356.0398 | 0 | 0 | 17153.1567 | 0 | 0 | 0 | 0 | 0 | 0 | 0 | 0 | 0 | 0 | 0 | 0 | 0 | 0 | 0 | 0 | 38040.0387 | 38040.0387 | 20886.8821 | 20886.8821 | 17153.1567 | 0 | 0 | 3689.822 | 5200.8171 | 0 | 0 | 7903.3735 | 5200.8171 | 0 | 0 | 7010.2225 | 5200.8171 | 0 | 0 | 8263.7903 | 5200.8171 | 0 | 0 | 8890.6391 | 13104.1906 | 12211.0395 | 13464.6074
184109 | 242.131 | 617 | 1 | Standard Efficiency | Electric, 120% Usage | EnergyStar, 120% Usage | Electric, 120% Usage | None | 0-100% | 15 | None | 10 to 19 Unit | Multifamily with 5+ units, 1-3 stories | Multi-Family with 5+ Units | 500-749 | 0-1499 | 2 | Electricity | 100% Conditioned | Central AC | None | Electricity Electric Furnace | None | <10000 | 100% CFL | Occupied | 1980s | Electricity | Yes | 81.7668 | 347.5823 | 20.2219 | 391.5429 | 2821.1021 | 0 | 0 | 21.6873 | 0 | 4720.7888 | 0 | 0 | 2107.4741 | 32.824 | 0 | 325.602 | 16.412 | 2742.8521 | 0 | 0 | 0 | 416.454 | 434.0383 | 0 | 0 | 0 | 0 | 0 | 0 | 0 | 0 | 0 | 0 | 0 | 0 | 0 | 0 | 0 | 0 | 0 | 0 | 0 | 14479.7624 | 14479.7624 | 14479.7624 | 14479.7624 | 0 | 0 | 0 | 2526.0632 | 0 | 0 | 0 | 5721.19 | 0 | 0 | 0 | 5009.422 | 0 | 0 | 0 | 6012.2784 | 0 | 0 | 0 | 2526.0632 | 5721.19 | 5009.422 | 6012.2784
184450 | 242.131 | 853 | 1 | None | Electric, 80% Usage | Standard, 80% Usage | Electric, 80% Usage | 318 Rated kWh, 80% Usage | 300-400% | 2 | None | 2 Unit | Multifamily with 2-4 Units | Multi-Family with 2 - 4 Units | 750-999 | 0-1499 | 2 | Electricity | 100% Conditioned | Central AC | None | Electricity Electric Furnace | None | 35000-39999 | 100% LED | Occupied | 1960s | Electricity | Yes | 0 | 441.9512 | 16.412 | 405.9034 | 1975.5921 | 51.5805 | 0 | 213.9419 | 0 | 15975.8902 | 0 | 0 | 827.6327 | 23.7388 | 0 | 298.0533 | 16.412 | 567.0925 | 0 | 0 | 0 | 277.5383 | 400.042 | 0 | 0 | 0 | 0 | 0 | 0 | 0 | 0 | 0 | 0 | 0 | 0 | 0 | 0 | 0 | 0 | 0 | 0 | 0 | 21492.0738 | 21492.0738 | 21492.0738 | 21492.0738 | 0 | 0 | 0 | 3824.616 | 0 | 0 | 0 | 8854.6506 | 0 | 0 | 0 | 7695.7951 | 0 | 0 | 0 | 9380.7728 | 0 | 0 | 0 | 3824.616 | 8854.6506 | 7695.7951 | 9380.7728
184503 | 242.131 | 853 | 2 | Standard Efficiency, No usage | Electric, 100% Usage | Standard, 100% Usage | Gas, 100% Usage | None | 0-100% | 3 | None | 3 or 4 Unit | Multifamily with 2-4 Units | Multi-Family with 2 - 4 Units | 750-999 | 0-1499 | 1 | Natural Gas | 100% Conditioned | Central AC | Heating and Cooling | Natural Gas Shared Heating | Fan Coil Heating and Cooling, Natural Gas | 10000-14999 | 100% Incandescent | Vacant | 1970s | Natural Gas | Yes | 0 | 0 | 0 | 19.3427 | 1688.9686 | 0 | 0 | 78.543 | 0 | 0 | 0 | 0 | 0 | 0 | 0 | 0 | 16.412 | 0 | 0 | 0 | 0 | 0 | 434.0383 | 0 | 0 | 0 | 0 | 0 | 0 | 0 | 0 | 4056.9828 | 0 | 1666.6952 | 0 | 0 | 0 | 0 | 0 | 0 | 0 | 0 | 7960.9825 | 7960.9825 | 2237.3045 | 2237.3045 | 0 | 5723.678 | 0 | 400.303 | 0 | 1304.8569 | 0 | 818.4684 | 0 | 1304.8569 | 0 | 734.9997 | 0 | 1304.8569 | 0 | 843.8968 | 0 | 1304.8569 | 0 | 1705.1599 | 2123.3253 | 2039.8566 | 2148.7537
184580 | 242.131 | 3301 | 5 | Standard Efficiency | Electric, 120% Usage | Standard, 120% Usage | Electric, 120% Usage | None | 400%+ | None | None | Single-Family Detached | Single-Family Detached | Single-Family Detached | 3000-3999 | 2500-3999 | 2 | Natural Gas | 100% Conditioned | Central AC | None | Natural Gas Fuel Furnace | None | 200000+ | 100% Incandescent | Occupied | 2000s | Natural Gas | Yes | 67.9925 | 1484.405 | 55.6835 | 924.9323 | 3322.8398 | 0 | 0 | 99.6442 | 0 | 0 | 0 | 0 | 0 | 264.9362 | 0 | 3321.6675 | 27.2556 | 7048.9454 | 0 | 0 | 0 | 644.7564 | 434.0383 | 0 | 0 | 0 | 0 | 0 | 0 | 0 | 0 | 5025.2896 | 0 | 9927.4894 | 0 | 0 | 0 | 0 | 0 | 0 | 0 | 0 | 32650.1687 | 32650.1687 | 17697.3896 | 17697.3896 | 0 | 14952.7791 | 0 | 2984.3711 | 0 | 3408.9471 | 0 | 6594.4239 | 0 | 3408.9471 | 0 | 5821.5796 | 0 | 3408.9471 | 0 | 6968.2815 | 0 | 3408.9471 | 0 | 6393.3182 | 10003.371 | 9230.5267 | 10377.2286
184608 | 242.131 | 617 | 1 | Standard Efficiency | None | None | Electric, 80% Usage | None | 0-100% | 323 | None | 50 or more Unit | Multifamily with 5+ units, 8+ stories | Multi-Family with 5+ Units | 500-749 | 0-1499 | 21 | Natural Gas | 100% Conditioned | Central AC | None | Natural Gas Fuel Furnace | None | 10000-14999 | 100% Incandescent | Occupied | 1960s | Natural Gas | Yes | 67.9925 | 0 | 0 | 338.7902 | 1341.9724 | 0 | 0 | 127.1928 | 0 | 0 | 0 | 0 | 0 | 130.7097 | 0 | 1017.8358 | 16.412 | 685.7863 | 0 | 0 | 0 | 277.5383 | 434.0383 | 0 | 0 | 0 | 0 | 0 | 0 | 0 | 0 | 12756.2114 | 0 | 1320.8713 | 0 | 0 | 0 | 0 | 0 | 0 | 0 | 0 | 18515.6441 | 18515.6441 | 4438.5614 | 4438.5614 | 0 | 14077.0827 | 0 | 729.4301 | 0 | 3209.2785 | 0 | 1572.724 | 0 | 3209.2785 | 0 | 1392.0233 | 0 | 3209.2785 | 0 | 1695.0969 | 0 | 3209.2785 | 0 | 3938.7086 | 4782.0026 | 4601.3018 | 4904.3754
184617 | 242.131 | 1138 | 2 | Standard Efficiency | Electric, 120% Usage | EnergyStar, 120% Usage | Electric, 120% Usage | None | 0-100% | 183 | None | 50 or more Unit | Multifamily with 5+ units, 8+ stories | Multi-Family with 5+ Units | 1000-1499 | 0-1499 | 13 | Electricity | 100% Conditioned | Heat Pump | None | Electricity ASHP | None | <10000 | 100% Incandescent | Occupied | 1990s | Electricity | Yes | 67.9925 | 347.5823 | 20.2219 | 922.2947 | 3788.5297 | 0 | 0 | 499.6862 | 1229.7262 | 4549.9284 | 0 | 0 | 2299.7287 | 156.793 | 0 | 1465.0623 | 16.412 | 3162.5299 | 0 | 0 | 0 | 416.454 | 434.0383 | 0 | 0 | 0 | 0 | 0 | 0 | 0 | 0 | 0 | 0 | 0 | 0 | 0 | 0 | 0 | 0 | 0 | 0 | 0 | 19377.273 | 19377.273 | 19377.273 | 19377.273 | 0 | 0 | 0 | 3433.1077 | 0 | 0 | 0 | 7712.7549 | 0 | 0 | 0 | 6758.2814 | 0 | 0 | 0 | 8113.6548 | 0 | 0 | 0 | 3433.1077 | 7712.7549 | 6758.2814 | 8113.6548
184675 | 242.131 | 853 | 2 | Standard Efficiency | None | None | Electric, 100% Usage | 318 Rated kWh, 100% Usage | 400%+ | 8 | None | 5 to 9 Unit | Multifamily with 5+ units, 1-3 stories | Multi-Family with 5+ Units | 750-999 | 0-1499 | 2 | Electricity | 100% Conditioned | Heat Pump | None | Electricity ASHP | None | 140000-159999 | 100% LED | Occupied | 1980s | Electricity | Yes | 67.9925 | 0 | 0 | 445.7611 | 1770.7354 | 88.5075 | 0 | 128.3651 | 129.2443 | 1479.1297 | 0 | 0 | 1850.4507 | 23.7388 | 0 | 298.0533 | 16.412 | 1661.713 | 0 | 0 | 0 | 389.4915 | 434.0383 | 0 | 0 | 0 | 0 | 0 | 0 | 0 | 0 | 0 | 0 | 0 | 0 | 0 | 0 | 0 | 0 | 0 | 0 | 0 | 8783.9261 | 8783.9261 | 8783.9261 | 8783.9261 | 0 | 0 | 0 | 1495.5163 | 0 | 0 | 0 | 3354.0956 | 0 | 0 | 0 | 2947.8079 | 0 | 0 | 0 | 3538.2963 | 0 | 0 | 0 | 1495.5163 | 3354.0956 | 2947.8079 | 3538.2963
184719 | 242.131 | 3301 | 4 | Standard Efficiency | Electric, 100% Usage | EnergyStar, 100% Usage | Gas, 100% Usage | 290 Rated kWh, 100% Usage | 400%+ | None | None | Single-Family Detached | Single-Family Detached | Single-Family Detached | 3000-3999 | 2500-3999 | 1 | Natural Gas | 60% Conditioned | Central AC | None | Natural Gas Fuel Furnace | None | 200000+ | 100% Incandescent | Occupied | 2000s | Electricity | Yes | 67.9925 | 773.1215 | 45.1329 | 405.0242 | 1666.6952 | 195.1853 | 0 | 264.3501 | 0 | 0 | 0 | 0 | 4628.1783 | 264.9362 | 99.9372 | 3321.6675 | 21.9803 | 3839.231 | 0 | 0 | 0 | 41.323 | 914.0887 | 0 | 0 | 0 | 0 | 0 | 0 | 0 | 0 | 12849.408 | 0 | 0 | 0 | 0 | 1214.7796 | 0 | 0 | 0 | 0 | 0 | 30613.3248 | 30613.3248 | 16549.4303 | 16549.4303 | 0 | 14064.1876 | 0 | 2780.729 | 0 | 3206.3302 | 0 | 6252.0823 | 0 | 3206.3302 | 0 | 5495.4013 | 0 | 3206.3302 | 0 | 6641.3607 | 0 | 3206.3302 | 0 | 5987.0591 | 9458.4124 | 8701.7314 | 9847.6908
184735 | 242.131 | 1138 | 3 | None | Electric, 80% Usage | EnergyStar, 80% Usage | Electric, 80% Usage | None | 300-400% | 8 | None | 5 to 9 Unit | Multifamily with 5+ units, 1-3 stories | Multi-Family with 5+ Units | 1000-1499 | 0-1499 | 2 | Electricity | 100% Conditioned | Heat Pump | None | Electricity ASHP | None | 100000-119999 | 100% Incandescent | Occupied | 1980s | Electricity | Yes | 0 | 488.5495 | 28.4279 | 680.511 | 2747.2482 | 0 | 0 | 210.425 | 281.3482 | 2050.9113 | 0 | 0 | 1927.2354 | 156.793 | 0 | 1465.0623 | 21.9803 | 1181.0764 | 0 | 0 | 0 | 413.5233 | 434.0383 | 0 | 0 | 0 | 0 | 0 | 0 | 0 | 0 | 0 | 0 | 0 | 0 | 0 | 0 | 0 | 0 | 0 | 0 | 0 | 12087.1301 | 12087.1301 | 12087.1301 | 12087.1301 | 0 | 0 | 0 | 2075.4418 | 0 | 0 | 0 | 4634.6953 | 0 | 0 | 0 | 4074.4043 | 0 | 0 | 0 | 4881.42 | 0 | 0 | 0 | 2075.4418 | 4634.6953 | 4074.4043 | 4881.42
184782 | 242.131 | 2663 | 5 | Standard Efficiency | Electric, 100% Usage | EnergyStar, 100% Usage | Electric, 100% Usage | 290 Rated kWh, 100% Usage | 400%+ | None | None | Single-Family Detached | Single-Family Detached | Single-Family Detached | 2500-2999 | 2500-3999 | 2 | Natural Gas | 100% Conditioned | Central AC | None | Natural Gas Fuel Furnace | None | 140000-159999 | 100% LED | Occupied | 2010s | Electricity | Yes | 67.9925 | 524.5972 | 30.7725 | 691.6477 | 3220.558 | 125.7275 | 0 | 494.704 | 0 | 0 | 0 | 0 | 2879.7163 | 38.9785 | 16.7051 | 677.8734 | 27.2556 | 3006.9092 | 0 | 0 | 0 | 471.2583 | 1790.0781 | 0 | 0 | 0 | 0 | 0 | 0 | 0 | 0 | 23957.9738 | 0 | 0 | 0 | 0 | 0 | 0 | 0 | 0 | 0 | 0 | 38022.7476 | 38022.7476 | 14065.0668 | 14065.0668 | 0 | 23957.9738 | 0 | 2310.3546 | 0 | 5461.8922 | 0 | 5023.4049 | 0 | 5461.8922 | 0 | 4446.5669 | 0 | 5461.8922 | 0 | 5378.8172 | 0 | 5461.8922 | 0 | 7772.2467 | 10485.297 | 9908.4591 | 10840.7093
184857 | 242.131 | 2176 | 3 | None | Electric, 80% Usage | EnergyStar, 80% Usage | Gas, 80% Usage | None | 400%+ | None | None | Single-Family Detached | Single-Family Detached | Single-Family Detached | 2000-2499 | 1500-2499 | 1 | Natural Gas | 100% Conditioned | Central AC | None | Natural Gas Fuel Furnace | None | 120000-139999 | 100% Incandescent | Occupied | 2000s | Natural Gas | Yes | 0 | 320.0336 | 18.7565 | 754.658 | 2309.6931 | 0 | 319.7405 | 231.2331 | 0 | 0 | 0 | 0 | 0 | 208.6666 | 0 | 2355.9983 | 21.9803 | 1268.7047 | 0 | 0 | 0 | 22.2734 | 434.0383 | 0 | 0 | 0 | 0 | 0 | 0 | 0 | 0 | 18962.5774 | 0 | 2577.8531 | 0 | 0 | 650.9108 | 0 | 0 | 0 | 0 | 0 | 30457.1179 | 30457.1179 | 8265.7765 | 8265.7765 | 0 | 22191.0483 | 0 | 1413.4038 | 0 | 5059.1107 | 0 | 3055.5184 | 0 | 5059.1107 | 0 | 2708.3801 | 0 | 5059.1107 | 0 | 3221.0157 | 0 | 5059.1107 | 0 | 6472.5146 | 8114.6292 | 7767.4908 | 8280.1264
184901 | 242.131 | 853 | 1 | Standard Efficiency | Electric, 120% Usage | EnergyStar, 120% Usage | Electric, 120% Usage | None | 400%+ | 12 | None | 10 to 19 Unit | Multifamily with 5+ units, 4-7 stories | Multi-Family with 5+ Units | 750-999 | 0-1499 | 4 | Electricity | None | None | None | Electricity Baseboard | None | 80000-99999 | 100% Incandescent | Occupied | 1970s | Natural Gas | Yes | 67.9925 | 347.5823 | 20.2219 | 0 | 0 | 0 | 0 | 0 | 0 | 260.8333 | 0 | 0 | 0 | 142.7256 | 0 | 1220.3479 | 16.412 | 2933.0553 | 0 | 0 | 0 | 416.454 | 434.0383 | 258.1956 | 0 | 0 | 0 | 0 | 0 | 0 | 0 | 0 | 0 | 3668.0775 | 0 | 0 | 0 | 0 | 0 | 0 | 0 | 0 | 9785.643 | 9785.643 | 6117.5655 | 6117.5655 | 0 | 3668.0775 | 0 | 1060.9925 | 0 | 836.2252 | 0 | 2370.955 | 0 | 836.2252 | 0 | 2077.4063 | 0 | 836.2252 | 0 | 2526.7127 | 0 | 836.2252 | 0 | 1897.2177 | 3207.1802 | 2913.6315 | 3362.9379
184938 | 242.131 | 1138 | 2 | Standard Efficiency | Electric, 80% Usage | Standard, 80% Usage | Electric, 80% Usage | 318 Rated kWh, 80% Usage | 400%+ | 323 | None | 50 or more Unit | Multifamily with 5+ units, 1-3 stories | Multi-Family with 5+ Units | 1000-1499 | 0-1499 | 1 | Electricity | 100% Conditioned | Central AC | None | Electricity Electric Furnace | None | 200000+ | 100% Incandescent | Occupied | 2010s | Electricity | Yes | 67.9925 | 441.9512 | 16.412 | 135.1058 | 939.5859 | 51.5805 | 0 | 9.9644 | 0 | 1075.8639 | 0 | 0 | 910.2787 | 156.793 | 0 | 1465.0623 | 16.412 | 790.7057 | 0 | 0 | 0 | 277.5383 | 434.0383 | 0 | 0 | 0 | 0 | 0 | 0 | 0 | 0 | 0 | 0 | 0 | 0 | 0 | 0 | 0 | 0 | 0 | 0 | 0 | 6789.5775 | 6789.5775 | 6789.5775 | 6789.5775 | 0 | 0 | 0 | 1129.4754 | 0 | 0 | 0 | 2592.9544 | 0 | 0 | 0 | 2276.4091 | 0 | 0 | 0 | 2717.0165 | 0 | 0 | 0 | 1129.4754 | 2592.9544 | 2276.4091 | 2717.0165
184946 | 242.131 | 617 | 1 | None | Gas, 100% Usage | EnergyStar, 100% Usage | Electric, 100% Usage | 318 Rated kWh, 100% Usage | 0-100% | 16 | None | 10 to 19 Unit | Multifamily with 5+ units, 1-3 stories | Multi-Family with 5+ Units | 500-749 | 0-1499 | 2 | Natural Gas | 100% Conditioned | Central AC | None | Natural Gas Fuel Furnace | None | <10000 | 100% Incandescent | Occupied | 1990s | Natural Gas | Yes | 0 | 33.117 | 21.6873 | 313.293 | 1279.8414 | 88.5075 | 0 | 30.1863 | 0 | 0 | 0 | 0 | 0 | 130.7097 | 0 | 1017.8358 | 16.412 | 1566.4649 | 0 | 0 | 0 | 389.4915 | 434.0383 | 0 | 0 | 0 | 0 | 439.3135 | 1259.6195 | 0 | 0 | 1654.3862 | 0 | 3667.1983 | 0 | 0 | 0 | 0 | 0 | 0 | 0 | 0 | 12342.6881 | 12342.6881 | 5321.8776 | 5321.8776 | 0 | 7020.8106 | 0 | 890.2158 | 0 | 1600.5959 | 0 | 1969.8886 | 0 | 1600.5959 | 0 | 1739.4124 | 0 | 1600.5959 | 0 | 2085.1945 | 0 | 1600.5959 | 0 | 2490.8118 | 3570.4845 | 3340.0084 | 3685.7904
185036 | 242.131 | 1675 | 3 | None | Electric, 80% Usage | EnergyStar, 80% Usage | Electric, 80% Usage | None | 200-300% | None | 8 | Single-Family Attached | Single-Family Attached | Single-Family Attached | 1500-1999 | 1500-2499 | 2 | Natural Gas | 100% Conditioned | Central AC | None | Natural Gas Fuel Furnace | None | 45000-49999 | 100% LED | Occupied | 1990s | Natural Gas | Yes | 0 | 296.0018 | 17.2912 | 627.4652 | 2904.9204 | 0 | 0 | 337.0317 | 0 | 0 | 0 | 0 | 0 | 30.4794 | 0 | 470.6721 | 21.9803 | 929.6214 | 0 | 0 | 0 | 311.5345 | 434.0383 | 0 | 0 | 0 | 0 | 0 | 0 | 0 | 0 | 13512.9209 | 0 | 2589.576 | 0 | 0 | 0 | 0 | 0 | 0 | 0 | 0 | 22483.5333 | 22483.5333 | 6381.0364 | 6381.0364 | 0 | 16102.4969 | 0 | 1078.1201 | 0 | 3671.0428 | 0 | 2317.1657 | 0 | 3671.0428 | 0 | 2061.2054 | 0 | 3671.0428 | 0 | 2417.6432 | 0 | 3671.0428 | 0 | 4749.1629 | 5988.2085 | 5732.2482 | 6088.686
185267 | 242.131 | 853 | 2 | Standard Efficiency | None | None | Gas, 100% Usage | 290 Rated kWh, 100% Usage | 400%+ | 67 | None | 50 or more Unit | Multifamily with 5+ units, 4-7 stories | Multi-Family with 5+ Units | 750-999 | 0-1499 | 4 | Natural Gas | 100% Conditioned | Central AC | Heating Only | Natural Gas Shared Heating | Boiler Baseboards Heating Only, Natural Gas | 80000-99999 | 100% Incandescent | Occupied | 2000s | Natural Gas | Yes | 67.9925 | 0 | 0 | 310.3623 | 1284.8236 | 60.3726 | 0 | 33.9962 | 0 | 0 | 0 | 0 | 0 | 142.7256 | 0 | 1220.3479 | 16.412 | 1466.5276 | 0 | 0 | 0 | 23.7388 | 400.042 | 0 | 0 | 0 | 0 | 0 | 0 | 0 | 0 | 605.7779 | 0 | 2785.6405 | 0 | 0 | 694.8715 | 0 | 0 | 0 | 0 | 0 | 9113.6311 | 9113.6311 | 5027.0481 | 5027.0481 | 0 | 4086.2899 | 0 | 882.1374 | 0 | 931.5962 | 0 | 1928.4979 | 0 | 931.5962 | 0 | 1699.5544 | 0 | 931.5962 | 0 | 2046.7185 | 0 | 931.5962 | 0 | 1813.7335 | 2860.094 | 2631.1505 | 2978.3147
185337 | 242.131 | 2176 | 4 | Standard Efficiency | Electric, 120% Usage | EnergyStar, 120% Usage | Electric, 120% Usage | 290 Rated kWh, 120% Usage | 400%+ | None | None | Single-Family Detached | Single-Family Detached | Single-Family Detached | 2000-2499 | 1500-2499 | 1 | Electricity | 100% Conditioned | Central AC | None | Electricity Baseboard | None | 140000-159999 | 100% Incandescent | Occupied | 1980s | Natural Gas | Yes | 67.9925 | 629.5167 | 36.6339 | 451.9156 | 2161.6922 | 150.9316 | 319.7405 | 0 | 0 | 8685.7473 | 1105.7571 | 1092.5689 | 0 | 208.6666 | 99.9372 | 2355.9983 | 21.9803 | 5704.0422 | 0 | 0 | 0 | 565.6272 | 434.0383 | 0 | 0 | 0 | 0 | 0 | 0 | 0 | 0 | 0 | 0 | 8899.9823 | 0 | 0 | 0 | 0 | 0 | 0 | 0 | 0 | 32993.3549 | 32993.3549 | 24093.3727 | 24093.3727 | 0 | 8899.9823 | 0 | 4233.5459 | 0 | 2029.0411 | 0 | 9612.4606 | 0 | 2029.0411 | 0 | 8395.4541 | 0 | 2029.0411 | 0 | 10174.4415 | 0 | 2029.0411 | 0 | 6262.587 | 11641.5017 | 10424.4952 | 12203.4827
185416 | 242.131 | 1690 | 3 | Standard Efficiency | Propane, 80% Usage | EnergyStar, 80% Usage | Electric, 80% Usage | 290 Rated kWh, 80% Usage | 300-400% | None | None | Single-Family Detached | Single-Family Detached | Single-Family Detached | 1500-1999 | 1500-2499 | 1 | Electricity | 100% Conditioned | Central AC | None | Electricity Electric Furnace | None | 100000-119999 | 100% CFL | Occupied | 1970s | Electricity | Yes | 67.9925 | 55.3904 | 36.0477 | 373.0795 | 4291.1466 | 156.2069 | 319.7405 | 333.5149 | 0 | 14216.5845 | 1328.7842 | 1312.6653 | 2540.047 | 46.0122 | 24.911 | 620.1384 | 21.9803 | 1663.4714 | 0 | 2949.4672 | 0 | 482.6881 | 434.0383 | 0 | 0 | 0 | 0 | 0 | 0 | 0 | 0 | 0 | 0 | 0 | 0 | 0 | 0 | 734.7292 | 0 | 0 | 0 | 0 | 32008.9292 | 32008.9292 | 31274.2 | 31274.2 | 0 | 0 | 734.7292 | 5121.0928 | 0 | 0 | 202.148 | 11831.9647 | 0 | 0 | 202.148 | 10327.3385 | 0 | 0 | 202.148 | 12514.4153 | 0 | 0 | 202.148 | 5323.2408 | 12034.1127 | 10529.4864 | 12716.5632
185542 | 242.131 | 2176 | 3 | Standard Efficiency | Electric, 100% Usage | EnergyStar, 100% Usage | Electric, 100% Usage | None | 150-200% | None | None | Single-Family Detached | Single-Family Detached | Single-Family Detached | 2000-2499 | 1500-2499 | 2 | Electricity | 100% Conditioned | Central AC | None | Electricity Electric Furnace | None | 40000-44999 | 100% Incandescent | Occupied | 1980s | Electricity | Yes | 67.9925 | 524.5972 | 30.7725 | 519.615 | 4689.7233 | 0 | 0 | 421.7293 | 0 | 18038.2313 | 0 | 0 | 2934.8137 | 208.6666 | 99.9372 | 2355.9983 | 21.9803 | 2851.8746 | 0 | 0 | 0 | 471.2583 | 434.0383 | 0 | 0 | 0 | 0 | 0 | 0 | 0 | 0 | 0 | 0 | 0 | 0 | 0 | 0 | 0 | 0 | 0 | 0 | 0 | 33671.5214 | 33671.5214 | 33671.5214 | 33671.5214 | 0 | 0 | 0 | 5711.5426 | 0 | 0 | 0 | 13213.2854 | 0 | 0 | 0 | 11511.3493 | 0 | 0 | 0 | 13946.8314 | 0 | 0 | 0 | 5711.5426 | 13213.2854 | 11511.3493 | 13946.8314
185544 | 242.131 | 1138 | 2 | Standard Efficiency | Electric, 100% Usage | EnergyStar, 100% Usage | Electric, 100% Usage | None | 400%+ | 12 | None | 10 to 19 Unit | Multifamily with 5+ units, 1-3 stories | Multi-Family with 5+ Units | 1000-1499 | 0-1499 | 2 | Electricity | 100% Conditioned | Central AC | None | Electricity Electric Furnace | None | 50000-59999 | 100% Incandescent | Occupied | 1970s | Electricity | No | 67.9925 | 289.8473 | 16.9981 | 405.3173 | 1814.6961 | 0 | 0 | 6.7406 | 0 | 2253.7165 | 0 | 0 | 1306.2178 | 156.793 | 0 | 1465.0623 | 16.412 | 1581.4115 | 0 | 0 | 0 | 346.9961 | 434.0383 | 0 | 0 | 0 | 0 | 0 | 0 | 0 | 0 | 0 | 0 | 0 | 0 | 0 | 0 | 0 | 0 | 0 | 0 | 0 | 10161.9463 | 10161.9463 | 10161.9463 | 10161.9463 | 0 | 0 | 0 | 1731.1471 | 0 | 0 | 0 | 3896.0083 | 0 | 0 | 0 | 3420.2275 | 0 | 0 | 0 | 4122.2715 | 0 | 0 | 0 | 1731.1471 | 3896.0083 | 3420.2275 | 4122.2715
185608 | 242.131 | 8194 | 4 | Standard Efficiency | Electric, 100% Usage | EnergyStar, 100% Usage | Gas, 100% Usage | 318 Rated kWh, 100% Usage | 300-400% | None | None | Single-Family Detached | Single-Family Detached | Single-Family Detached | 4000+ | 4000+ | 2 | Electricity | 100% Conditioned | Central AC | None | Electricity Electric Furnace | None | 80000-99999 | 100% CFL | Occupied | 1980s | Natural Gas | Yes | 67.9925 | 648.8593 | 37.8062 | 1903.7897 | 7433.1615 | 171.7396 | 319.7405 | 298.0533 | 0 | 44140.02 | 0 | 0 | 0 | 127.4859 | 24.911 | 2406.1135 | 21.9803 | 5080.387 | 0 | 0 | 0 | 36.927 | 400.042 | 0 | 0 | 0 | 0 | 0 | 0 | 0 | 0 | 0 | 0 | 5738.6246 | 0 | 0 | 1080.8461 | 0 | 0 | 0 | 0 | 0 | 69938.7732 | 69938.7732 | 63119.3025 | 63119.3025 | 0 | 6819.4707 | 0 | 10916.9088 | 0 | 1554.6874 | 0 | 25514.559 | 0 | 1554.6874 | 0 | 22183.2764 | 0 | 1554.6874 | 0 | 26949.8305 | 0 | 1554.6874 | 0 | 12471.5961 | 27069.2464 | 23737.9638 | 28504.5179
185740 | 242.131 | 1220 | 3 | Standard Efficiency | Electric, 100% Usage | Standard, 100% Usage | Electric, 100% Usage | None | 400%+ | None | None | Single-Family Detached | Single-Family Detached | Single-Family Detached | 1000-1499 | 0-1499 | 1 | Propane | 100% Conditioned | Central AC | None | Propane Fuel Furnace | None | 60000-69999 | 100% Incandescent | Occupied | 2000s | Electricity | Yes | 67.9925 | 525.7695 | 19.6358 | 439.6066 | 2186.8963 | 0 | 319.7405 | 479.1712 | 0 | 0 | 0 | 0 | 1282.1859 | 160.896 | 99.9372 | 1535.3993 | 21.9803 | 1918.4432 | 0 | 0 | 0 | 339.6694 | 434.0383 | 0 | 0 | 0 | 0 | 0 | 0 | 0 | 0 | 0 | 0 | 0 | 0 | 0 | 0 | 0 | 0 | 18897.5157 | 0 | 0 | 28728.5847 | 28728.5847 | 9831.069 | 9831.069 | 0 | 0 | 18897.5157 | 1703.5895 | 0 | 0 | 5200.3077 | 3687.5123 | 0 | 0 | 5200.3077 | 3406.793 | 0 | 0 | 5200.3077 | 4103.1911 | 0 | 0 | 5200.3077 | 6903.8972 | 8887.82 | 8607.1007 | 9303.4988
185906 | 242.131 | 1690 | 3 | Standard Efficiency | Electric, 120% Usage | EnergyStar, 120% Usage | Electric, 120% Usage | None | 400%+ | None | None | Single-Family Detached | Single-Family Detached | Single-Family Detached | 1500-1999 | 1500-2499 | 2 | Natural Gas | 100% Conditioned | Central AC | None | Natural Gas Fuel Furnace | None | 200000+ | 100% CFL | Occupied | 1990s | Electricity | Yes | 67.9925 | 480.0504 | 28.1348 | 1473.8544 | 4648.1072 | 0 | 0 | 59.7865 | 0 | 0 | 0 | 0 | 3692.1093 | 46.0122 | 0 | 620.1384 | 21.9803 | 4765.3356 | 0 | 0 | 0 | 486.498 | 400.042 | 0 | 0 | 0 | 0 | 0 | 0 | 0 | 0 | 8471.8054 | 0 | 0 | 0 | 0 | 0 | 0 | 0 | 0 | 0 | 0 | 25262.4332 | 25262.4332 | 16790.6277 | 16790.6277 | 0 | 8471.8054 | 0 | 2827.3809 | 0 | 1931.4108 | 0 | 6185.2477 | 0 | 1931.4108 | 0 | 5474.5088 | 0 | 1931.4108 | 0 | 6524.0136 | 0 | 1931.4108 | 0 | 4758.7918 | 8116.6585 | 7405.9197 | 8455.4244
185910 | 242.131 | 1675 | 3 | Standard Efficiency | Electric, 100% Usage | Standard, 100% Usage | Gas, 100% Usage | 290 Rated kWh, 100% Usage | 400%+ | None | 8 | Single-Family Attached | Single-Family Attached | Single-Family Attached | 1500-1999 | 1500-2499 | 2 | Natural Gas | 100% Conditioned | Central AC | None | Natural Gas Fuel Furnace | None | 200000+ | 100% Incandescent | Occupied | 2000s | Natural Gas | Yes | 67.9925 | 858.1121 | 32.2378 | 891.8153 | 3404.8997 | 105.2125 | 0 | 36.927 | 0 | 0 | 0 | 0 | 0 | 183.7556 | 0 | 1926.0631 | 21.9803 | 1990.5387 | 0 | 0 | 0 | 29.6002 | 1206.8667 | 0 | 0 | 0 | 0 | 0 | 0 | 0 | 0 | 6737.1178 | 0 | 4402.2205 | 0 | 0 | 867.1973 | 0 | 0 | 0 | 0 | 0 | 22762.2439 | 22762.2439 | 10755.7083 | 10755.7083 | 0 | 12006.5356 | 0 | 1787.9559 | 0 | 2737.2109 | 0 | 3885.3294 | 0 | 2737.2109 | 0 | 3443.8298 | 0 | 2737.2109 | 0 | 4112.282 | 0 | 2737.2109 | 0 | 4525.1668 | 6622.5402 | 6181.0406 | 6849.4929
185942 | 242.131 | 2176 | 3 | None | Electric, 100% Usage | EnergyStar, 100% Usage | Electric, 100% Usage | None | 200-300% | None | None | Single-Family Detached | Single-Family Detached | Single-Family Detached | 2000-2499 | 1500-2499 | 2 | Electricity | 100% Conditioned | Heat Pump | None | Electricity ASHP | None | 50000-59999 | 100% LED | Occupied | 1990s | Electricity | Yes | 0 | 524.5972 | 30.7725 | 1198.3676 | 3785.3059 | 0 | 0 | 581.7461 | 3653.717 | 9285.0776 | 0 | 0 | 2985.2219 | 34.8755 | 16.7051 | 575.5916 | 21.9803 | 2851.8746 | 0 | 0 | 0 | 471.2583 | 480.0504 | 0 | 0 | 0 | 0 | 0 | 0 | 0 | 0 | 0 | 0 | 0 | 0 | 0 | 0 | 0 | 0 | 0 | 0 | 0 | 26496.8485 | 26496.8485 | 26496.8485 | 26496.8485 | 0 | 0 | 0 | 4852.4332 | 0 | 0 | 0 | 10827.7715 | 0 | 0 | 0 | 9772.6372 | 0 | 0 | 0 | 11833.8022 | 0 | 0 | 0 | 4852.4332 | 10827.7715 | 9772.6372 | 11833.8022
186042 | 242.131 | 1690 | 4 | None | Electric, 120% Usage | Standard, 120% Usage | Electric, 120% Usage | 290 Rated kWh, 120% Usage | 400%+ | None | None | Single-Family Detached | Single-Family Detached | Single-Family Detached | 1500-1999 | 1500-2499 | 1 | Electricity | 100% Conditioned | Heat Pump | None | Electricity ASHP | None | 60000-69999 | 100% Incandescent | Occupied | 1980s | Electricity | Yes | 0 | 630.6889 | 23.7388 | 1701.2776 | 4962.2794 | 67.6994 | 319.7405 | 198.9953 | 908.2272 | 3325.1844 | 0 | 0 | 2170.1913 | 184.6348 | 99.9372 | 1938.9582 | 21.9803 | 4135.8189 | 0 | 0 | -6339.1272 | 407.3688 | 727.1093 | 0 | 0 | 0 | 0 | 0 | 0 | 0 | 0 | 0 | 0 | 0 | 0 | 0 | 0 | 0 | 0 | 0 | 0 | 0 | 15484.41 | 21823.5372 | 15484.41 | 21823.5372 | 0 | 0 | 0 | 3167.7059 | 0 | 0 | 0 | 6887.6799 | 0 | 0 | 0 | 6040.1458 | 0 | 0 | 0 | 7120.6169 | 0 | 0 | 0 | 3167.7059 | 6887.6799 | 6040.1458 | 7120.6169
186078 | 242.131 | 1202 | 2 | Standard Efficiency | Electric, 80% Usage | EnergyStar, 80% Usage | Electric, 80% Usage | 318 Rated kWh, 80% Usage | 200-300% | None | 12 | Single-Family Attached | Single-Family Attached | Single-Family Attached | 1000-1499 | 0-1499 | 2 | Electricity | 100% Conditioned | Central AC | None | Electricity Electric Furnace | None | 50000-59999 | 100% Incandescent | Occupied | 1970s | Electricity | Yes | 67.9925 | 296.0018 | 17.2912 | 148.587 | 1740.8422 | 70.9232 | 0 | 378.3548 | 0 | 16205.0717 | 0 | 0 | 1177.8526 | 160.0168 | 0 | 1519.8666 | 16.412 | 893.2806 | 0 | 0 | 0 | 311.5345 | 434.0383 | 312.7068 | 0 | 0 | 0 | 0 | 0 | 0 | 0 | 0 | 0 | 0 | 0 | 0 | 0 | 0 | 0 | 0 | 0 | 0 | 23751.3587 | 23751.3587 | 23751.3587 | 23751.3587 | 0 | 0 | 0 | 4127.5363 | 0 | 0 | 0 | 9612.0755 | 0 | 0 | 0 | 8355.2431 | 0 | 0 | 0 | 10192.0577 | 0 | 0 | 0 | 4127.5363 | 9612.0755 | 8355.2431 | 10192.0577
186098 | 242.131 | 1690 | 3 | Standard Efficiency, No usage | Electric, 120% Usage | EnergyStar, 120% Usage | Propane, 120% Usage | 318 Rated kWh, 120% Usage | 150-200% | None | None | Single-Family Detached | Single-Family Detached | Single-Family Detached | 1500-1999 | 1500-2499 | 1 | Propane | <10% Conditioned | Room AC | None | Propane Fuel Wall/Floor Furnace | None | 25000-29999 | 100% Incandescent | Vacant | 1980s | Electricity | Yes | 0 | 0 | 0 | 0 | 92.9035 | 0 | 0 | 0 | 0 | 0 | 0 | 0 | 346.1169 | 0 | 0 | 0 | 21.9803 | 0 | 0 | 0 | 0 | 0 | 434.0383 | 0 | 0 | 0 | 0 | 0 | 0 | 0 | 0 | 0 | 0 | 0 | 0 | 0 | 0 | 0 | 0 | 6918.2357 | 0 | 0 | 7812.9817 | 7812.9817 | 894.746 | 894.746 | 0 | 0 | 6918.2357 | 155.33 | 0 | 0 | 1903.8147 | 345.0332 | 0 | 0 | 1903.8147 | 315.6132 | 0 | 0 | 1903.8147 | 379.1474 | 0 | 0 | 1903.8147 | 2059.1447 | 2248.8479 | 2219.4279 | 2282.9621
186103 | 242.131 | 1202 | 2 | Standard Efficiency | Electric, 100% Usage | EnergyStar, 100% Usage | Gas, 100% Usage | 290 Rated kWh, 100% Usage | 400%+ | None | 16 | Single-Family Attached | Single-Family Attached | Single-Family Attached | 1000-1499 | 0-1499 | 2 | Natural Gas | 40% Conditioned | Room AC | None | Natural Gas Fuel Furnace | None | 80000-99999 | 100% CFL | Occupied | 1950s | Natural Gas | Yes | 67.9925 | 369.8557 | 21.6873 | 0 | 1322.6297 | 82.646 | 319.7405 | 503.7892 | 0 | 0 | 0 | 0 | 0 | 40.1507 | 0 | 486.2049 | 16.412 | 1786.8543 | 0 | 0 | 0 | 26.6695 | 400.042 | 0 | 0 | 0 | 0 | 0 | 0 | 0 | 0 | 20205.4919 | 0 | 3675.1112 | 0 | 0 | 781.0344 | 0 | 0 | 0 | 0 | 0 | 30106.3118 | 30106.3118 | 5444.6743 | 5444.6743 | 0 | 24661.6375 | 0 | 927.1006 | 0 | 5622.3491 | 0 | 2044.8107 | 0 | 5622.3491 | 0 | 1803.8126 | 0 | 5622.3491 | 0 | 2159.913 | 0 | 5622.3491 | 0 | 6549.4497 | 7667.1598 | 7426.1617 | 7782.2621
186118 | 242.131 | 3301 | 4 | Standard Efficiency | Electric, 100% Usage | EnergyStar, 100% Usage | Electric, 100% Usage | 290 Rated kWh, 100% Usage | 400%+ | None | None | Single-Family Detached | Single-Family Detached | Single-Family Detached | 3000-3999 | 2500-3999 | 1 | Electricity | 100% Conditioned | Heat Pump | None | Electricity ASHP | None | 160000-179999 | 100% CFL | Occupied | 2000s | Natural Gas | Yes | 67.9925 | 400.042 | 23.4457 | 744.4005 | 2059.9966 | 91.1451 | 0 | 811.8069 | 9131.8015 | 11832.1583 | 0 | 0 | 0 | 66.2341 | 24.911 | 1062.6757 | 21.9803 | 2894.956 | 0 | 0 | 0 | 405.6104 | 434.0383 | 0 | 0 | 0 | 0 | 0 | 0 | 0 | 0 | 0 | 0 | 3828.6805 | 0 | 0 | 0 | 0 | 0 | 0 | 0 | 0 | 33902.1683 | 33902.1683 | 30073.1948 | 30073.1948 | 0 | 3828.6805 | 0 | 5669.1666 | 0 | 872.8691 | 0 | 12748.7075 | 0 | 872.8691 | 0 | 11373.8554 | 0 | 872.8691 | 0 | 13910.9477 | 0 | 872.8691 | 0 | 6542.0357 | 13621.5766 | 12246.7246 | 14783.8168
186120 | 242.131 | 2663 | 4 | Standard Efficiency | Electric, 80% Usage | Standard, 80% Usage | Electric, 80% Usage | None | 400%+ | None | None | Single-Family Detached | Single-Family Detached | Single-Family Detached | 2500-2999 | 2500-3999 | 2 | Natural Gas | 100% Conditioned | Central AC | None | Natural Gas Fuel Furnace | None | 160000-179999 | 100% CFL | Occupied | 1990s | Natural Gas | Yes | 67.9925 | 610.174 | 22.8595 | 502.3238 | 2495.7932 | 0 | 319.7405 | 233.8707 | 0 | 0 | 0 | 0 | 0 | 58.3211 | 24.911 | 887.4192 | 21.9803 | 1346.0754 | 0 | 0 | 0 | 324.4297 | 868.0765 | 0 | 0 | 0 | 0 | 0 | 0 | 0 | 0 | 26660.6752 | 0 | 2707.9767 | 0 | 0 | 0 | 0 | 0 | 0 | 0 | 0 | 37152.6195 | 37152.6195 | 7783.9676 | 7783.9676 | 0 | 29368.6519 | 0 | 1237.0231 | 0 | 6695.4693 | 0 | 2721.8087 | 0 | 6695.4693 | 0 | 2417.7163 | 0 | 6695.4693 | 0 | 2857.0468 | 0 | 6695.4693 | 0 | 7932.4923 | 9417.2779 | 9113.1855 | 9552.5161
186132 | 242.131 | 2631 | 2 | Standard Efficiency | Electric, 100% Usage | EnergyStar, 100% Usage | Electric, 100% Usage | None | 400%+ | None | 8 | Single-Family Attached | Single-Family Attached | Single-Family Attached | 2500-2999 | 2500-3999 | 2 | Natural Gas | 40% Conditioned | Room AC | None | Natural Gas Fuel Furnace | None | 140000-159999 | 100% Incandescent | Occupied | 1950s | Natural Gas | Yes | 67.9925 | 369.8557 | 21.6873 | 0 | 1394.4322 | 0 | 0 | 700.4399 | 0 | 0 | 0 | 0 | 0 | 231.5261 | 0 | 2746.6621 | 16.412 | 2006.3645 | 0 | 0 | 0 | 389.4915 | 434.0383 | 0 | 0 | 0 | 0 | 0 | 0 | 0 | 0 | 27984.4773 | 0 | 3484.0289 | 0 | 0 | 0 | 0 | 0 | 0 | 0 | 0 | 39847.408 | 39847.408 | 8378.9019 | 8378.9019 | 0 | 31468.5061 | 0 | 1460.733 | 0 | 7174.1548 | 0 | 3206.7842 | 0 | 7174.1548 | 0 | 2823.0428 | 0 | 7174.1548 | 0 | 3417.7246 | 0 | 7174.1548 | 0 | 8634.8878 | 10380.939 | 9997.1976 | 10591.8794
186152 | 242.131 | 1690 | 3 | None | Gas, 100% Usage | Standard, 100% Usage | Electric, 100% Usage | None | 400%+ | None | None | Single-Family Detached | Single-Family Detached | Single-Family Detached | 1500-1999 | 1500-2499 | 2 | Other Fuel | 20% Conditioned | Room AC | None | None | None | 70000-79999 | 100% LED | Occupied | 1960s | Electricity | Yes | 0 | 68.2856 | 28.721 | 0 | 649.4455 | 0 | 0 | 0 | 0 | 0 | 0 | 0 | 2300.901 | 30.7725 | 0 | 473.6028 | 21.9803 | 2382.6678 | 0 | 0 | 0 | 405.6104 | 434.0383 | 0 | 0 | 0 | 0 | 905.8827 | 0 | 0 | 0 | 0 | 0 | 0 | 0 | 0 | 0 | 0 | 0 | 0 | 0 | 0 | 7701.6146 | 7701.6146 | 6795.732 | 6795.732 | 0 | 905.8827 | 0 | 1200.5742 | 0 | 206.5002 | 0 | 2634.8133 | 0 | 206.5002 | 0 | 2406.7244 | 0 | 206.5002 | 0 | 2913.964 | 0 | 206.5002 | 0 | 1407.0744 | 2841.3135 | 2613.2246 | 3120.4642
186211 | 242.131 | 853 | 2 | Standard Efficiency | Electric, 80% Usage | EnergyStar, 80% Usage | Electric, 80% Usage | 318 Rated kWh, 80% Usage | 200-300% | 20 | None | 20 to 49 Unit | Multifamily with 5+ units, 1-3 stories | Multi-Family with 5+ Units | 750-999 | 0-1499 | 2 | Natural Gas | 100% Conditioned | Central AC | Heating and Cooling | Natural Gas Shared Heating | Fan Coil Heating and Cooling, Natural Gas | 35000-39999 | 100% LED | Occupied | 1970s | Natural Gas | No | 67.9925 | 296.0018 | 17.2912 | 5.5684 | 553.6113 | 70.9232 | 0 | 98.765 | 0 | 0 | 0 | 0 | 0 | 23.7388 | 0 | 298.0533 | 16.412 | 830.8565 | 0 | 0 | 0 | 311.5345 | 434.0383 | 0 | 0 | 0 | 0 | 0 | 0 | 647.1009 | 0 | 1827.5912 | 0 | 2635.8812 | 0 | 0 | 0 | 0 | 0 | 0 | 0 | 0 | 8135.6529 | 8135.6529 | 3025.0796 | 3025.0796 | 0 | 5110.5733 | 0 | 498.4699 | 0 | 1165.0996 | 0 | 1121.6019 | 0 | 1165.0996 | 0 | 989.3807 | 0 | 1165.0996 | 0 | 1171.7525 | 0 | 1165.0996 | 0 | 1663.5695 | 2286.7016 | 2154.4803 | 2336.8521
186316 | 242.131 | 1220 | 3 | Standard Efficiency | None | None | Propane, 120% Usage | 290 Rated kWh, 120% Usage | 400%+ | None | None | Single-Family Detached | Single-Family Detached | Single-Family Detached | 1000-1499 | 0-1499 | 1 | Electricity | 100% Conditioned | Central AC | None | Electricity Electric Furnace | None | 200000+ | 100% LED | Occupied | 1990s | Electricity | Yes | 67.9925 | 0 | 0 | 401.2143 | 1812.6446 | 109.3155 | 319.7405 | 77.9569 | 0 | 5803.3933 | 0 | 0 | 3958.804 | 26.9625 | 0 | 375.131 | 21.9803 | 4466.4031 | 0 | 0 | 0 | 33.4101 | 434.0383 | 0 | 0 | 0 | 0 | 0 | 0 | 0 | 0 | 0 | 0 | 0 | 0 | 0 | 0 | 0 | 0 | 0 | 0 | 976.2197 | 18884.6205 | 18884.6205 | 17908.4008 | 17908.4008 | 0 | 0 | 976.2197 | 3140.3819 | 0 | 0 | 268.6278 | 7152.7203 | 0 | 0 | 268.6278 | 6250.5169 | 0 | 0 | 268.6278 | 7530.7034 | 0 | 0 | 268.6278 | 3409.0097 | 7421.3481 | 6519.1448 | 7799.3312
186325 | 242.131 | 1675 | 3 | None | Electric, 80% Usage | Standard, 80% Usage | Electric, 80% Usage | 318 Rated kWh, 80% Usage | 400%+ | None | 144 | Single-Family Attached | Single-Family Attached | Single-Family Attached | 1500-1999 | 1500-2499 | 2 | Electricity | 100% Conditioned | Central AC | None | Electricity Electric Furnace | None | 100000-119999 | 100% Incandescent | Occupied | 1980s | Electricity | Yes | 0 | 441.9512 | 16.412 | 490.0148 | 5016.7906 | 51.5805 | 0 | 345.2377 | 0 | 15559.7292 | 0 | 0 | 825.8743 | 183.7556 | 0 | 1926.0631 | 21.9803 | 864.2666 | 0 | 0 | 0 | 277.5383 | 434.0383 | 0 | 0 | 0 | 0 | 0 | 0 | 0 | 0 | 0 | 0 | 0 | 0 | 0 | 0 | 0 | 0 | 0 | 0 | 0 | 26455.2324 | 26455.2324 | 26455.2324 | 26455.2324 | 0 | 0 | 0 | 4438.849 | 0 | 0 | 0 | 10285.7404 | 0 | 0 | 0 | 8974.0783 | 0 | 0 | 0 | 10878.5634 | 0 | 0 | 0 | 4438.849 | 10285.7404 | 8974.0783 | 10878.5634
186543 | 242.131 | 2152 | 2 | Standard Efficiency | Gas, 120% Usage | EnergyStar, 120% Usage | Gas, 120% Usage | None | 400%+ | None | 12 | Single-Family Attached | Single-Family Attached | Single-Family Attached | 2000-2499 | 1500-2499 | 2 | Natural Gas | 40% Conditioned | Room AC | None | Natural Gas Fuel Furnace | None | 140000-159999 | 100% CFL | Occupied | <1940 | Natural Gas | Yes | 67.9925 | 39.5646 | 25.7903 | 0 | 822.3574 | 0 | 319.7405 | 1053.5905 | 0 | 0 | 0 | 0 | 0 | 51.8736 | 0 | 747.0382 | 16.412 | 3865.3143 | 0 | 0 | 0 | 31.9447 | 434.0383 | 0 | 0 | 0 | 0 | 527.2349 | 0 | 0 | 0 | 48396.5842 | 0 | 5500.944 | 0 | 0 | 937.2413 | 0 | 0 | 0 | 0 | 0 | 62837.6612 | 62837.6612 | 7475.9499 | 7475.9499 | 0 | 55361.7113 | 0 | 1338.3483 | 0 | 12621.3374 | 0 | 2938.3637 | 0 | 12621.3374 | 0 | 2677.9286 | 0 | 12621.3374 | 0 | 3237.8929 | 0 | 12621.3374 | 0 | 13959.6858 | 15559.7011 | 15299.266 | 15859.2304
186609 | 242.131 | 1623 | 2 | None | Electric, 100% Usage | Standard, 100% Usage | Electric, 100% Usage | 290 Rated kWh, 100% Usage | 200-300% | 116 | None | 50 or more Unit | Multifamily with 5+ units, 4-7 stories | Multi-Family with 5+ Units | 1500-1999 | 1500-2499 | 6 | Electricity | 100% Conditioned | Heat Pump | None | Electricity ASHP | None | 45000-49999 | 100% Incandescent | Occupied | 2000s | Electricity | No | 0 | 705.129 | 26.3764 | 260.8333 | 1118.3592 | 82.646 | 0 | 109.9017 | 185.514 | 1137.1158 | 0 | 0 | 2068.2025 | 181.1179 | 0 | 1881.2232 | 16.412 | 1971.7822 | 0 | 0 | 0 | 389.4915 | 480.0504 | 0 | 0 | 0 | 0 | 0 | 0 | 0 | 0 | 0 | 0 | 0 | 0 | 0 | 0 | 0 | 0 | 0 | 0 | 0 | 10614.7411 | 10614.7411 | 10614.7411 | 10614.7411 | 0 | 0 | 0 | 1815.8092 | 0 | 0 | 0 | 4081.9807 | 0 | 0 | 0 | 3582.3759 | 0 | 0 | 0 | 4324.7261 | 0 | 0 | 0 | 1815.8092 | 4081.9807 | 3582.3759 | 4324.7261
186611 | 242.131 | 2663 | 4 | Standard Efficiency | Electric, 100% Usage | EnergyStar, 100% Usage | Electric, 100% Usage | 290 Rated kWh, 100% Usage | 400%+ | None | None | Single-Family Detached | Single-Family Detached | Single-Family Detached | 2500-2999 | 2500-3999 | 2 | Natural Gas | None | None | None | Natural Gas Fuel Furnace | None | 200000+ | 100% LED | Occupied | 2000s | Natural Gas | Yes | 67.9925 | 524.5972 | 30.7725 | 0 | 0 | 125.7275 | 319.7405 | 564.1618 | 0 | 0 | 0 | 0 | 0 | 38.9785 | 16.7051 | 677.8734 | 21.9803 | 3006.9092 | 0 | 0 | -3688.8856 | 471.2583 | 1206.8667 | 0 | 0 | 0 | 0 | 0 | 0 | 0 | 0 | 22680.477 | 0 | 4519.1559 | 0 | 0 | 0 | 0 | 0 | 0 | 0 | 0 | 30584.3107 | 34273.1963 | 3384.6778 | 7073.5633 | 0 | 27199.6329 | 0 | 844.0606 | 0 | 6200.9756 | 0 | 1802.0055 | 0 | 6200.9756 | 0 | 1569.9249 | 0 | 6200.9756 | 0 | 1864.1181 | 0 | 6200.9756 | 0 | 7045.0361 | 8002.981 | 7770.9005 | 8065.0937
186643 | 242.131 | 1220 | 3 | Standard Efficiency, No usage | Electric, 100% Usage | EnergyStar, 100% Usage | Gas, 100% Usage | 290 Rated kWh, 100% Usage | 300-400% | None | None | Single-Family Detached | Single-Family Detached | Single-Family Detached | 1000-1499 | 0-1499 | 1 | Fuel Oil | 100% Conditioned | Central AC | None | Fuel Oil Fuel Furnace | None | 40000-44999 | 100% Incandescent | Vacant | 1960s | Electricity | Yes | 0 | 0 | 0 | 169.3951 | 2461.797 | 0 | 319.7405 | 121.0384 | 0 | 0 | 0 | 0 | 344.0654 | 0 | 0 | 0 | 21.9803 | 0 | 0 | 0 | 0 | 0 | 400.042 | 0 | 0 | 5591.796 | 0 | 0 | 0 | 0 | 0 | 0 | 0 | 0 | 0 | 0 | 0 | 0 | 0 | 0 | 0 | 0 | 9429.5617 | 9429.5617 | 3837.7657 | 3837.7657 | 5591.796 | 0 | 0 | 657.762 | 1695.424 | 0 | 0 | 1392.7286 | 1695.424 | 0 | 0 | 1246.1071 | 1695.424 | 0 | 0 | 1418.2935 | 1695.424 | 0 | 0 | 2353.186 | 3088.1526 | 2941.5311 | 3113.7175
186701 | 242.131 | 317 | 1 | Standard Efficiency, No usage | Electric, 100% Usage | EnergyStar, 100% Usage | Electric, 100% Usage | None | 0-100% | None | 7 | Single-Family Attached | Single-Family Attached | Single-Family Attached | 0-499 | 0-1499 | 1 | Electricity | 100% Conditioned | Heat Pump | None | Electricity ASHP | None | <10000 | 100% Incandescent | Vacant | 1940s | Electricity | Yes | 0 | 0 | 0 | 241.1975 | 795.688 | 0 | 319.7405 | 49.2359 | 46.5983 | 834.6664 | 0 | 0 | 315.3445 | 0 | 0 | 0 | 16.412 | 0 | 0 | 0 | 0 | 0 | 434.0383 | 0 | 0 | 0 | 0 | 0 | 0 | 0 | 0 | 0 | 0 | 0 | 0 | 0 | 0 | 0 | 0 | 0 | 0 | 0 | 3052.9213 | 3052.9213 | 3052.9213 | 3052.9213 | 0 | 0 | 0 | 544.0936 | 0 | 0 | 0 | 1196.1775 | 0 | 0 | 0 | 1054.0117 | 0 | 0 | 0 | 1248.5398 | 0 | 0 | 0 | 544.0936 | 1196.1775 | 1054.0117 | 1248.5398
186723 | 242.131 | 1675 | 4 | None | Electric, 120% Usage | EnergyStar, 120% Usage | Electric, 120% Usage | None | 400%+ | None | 50 | Single-Family Attached | Single-Family Attached | Single-Family Attached | 1500-1999 | 1500-2499 | 2 | Natural Gas | 100% Conditioned | Central AC | None | Natural Gas Fuel Furnace | None | 200000+ | 100% CFL | Occupied | 1970s | Natural Gas | Yes | 0 | 636.5504 | 37.22 | 414.6956 | 3918.9463 | 0 | 319.7405 | 259.661 | 0 | 0 | 0 | 0 | 0 | 46.0122 | 0 | 616.0354 | 21.9803 | 4243.083 | 0 | 0 | 0 | 569.4371 | 434.0383 | 0 | 0 | 0 | 0 | 0 | 0 | 0 | 0 | 12005.0702 | 0 | 8190.7503 | 0 | 0 | 0 | 0 | 0 | 0 | 0 | 0 | 31712.9274 | 31712.9274 | 11517.4 | 11517.4 | 0 | 20195.5274 | 0 | 1928.1386 | 0 | 4604.1962 | 0 | 4209.7359 | 0 | 4604.1962 | 0 | 3729.837 | 0 | 4604.1962 | 0 | 4436.0345 | 0 | 4604.1962 | 0 | 6532.3348 | 8813.9321 | 8334.0331 | 9040.2307
186764 | 242.131 | 1138 | 1 | None | None | None | Gas, 100% Usage | 290 Rated kWh, 100% Usage | 200-300% | 10 | None | 10 to 19 Unit | Multifamily with 5+ units, 1-3 stories | Multi-Family with 5+ Units | 1000-1499 | 0-1499 | 3 | Natural Gas | 100% Conditioned | Central AC | None | Natural Gas Fuel Furnace | None | 30000-34999 | 100% CFL | Occupied | 1990s | Natural Gas | Yes | 0 | 0 | 0 | 136.278 | 1138.8742 | 60.3726 | 0 | 18.4635 | 0 | 0 | 0 | 0 | 0 | 39.2715 | 0 | 468.6206 | 16.412 | 1581.4115 | 0 | 0 | 0 | 23.7388 | 480.0504 | 0 | 0 | 0 | 0 | 0 | 0 | 0 | 0 | 1990.2456 | 0 | 2644.0872 | 0 | 0 | 694.8715 | 0 | 0 | 0 | 0 | 0 | 9292.1113 | 9292.1113 | 3962.907 | 3962.907 | 0 | 5329.2043 | 0 | 691.8794 | 0 | 1214.9571 | 0 | 1513.8732 | 0 | 1214.9571 | 0 | 1337.1146 | 0 | 1214.9571 | 0 | 1592.9788 | 0 | 1214.9571 | 0 | 1906.8366 | 2728.8303 | 2552.0717 | 2807.9359
186848 | 242.131 | 1138 | 2 | Standard Efficiency | Electric, 100% Usage | Standard, 100% Usage | Gas, 100% Usage | None | 150-200% | 16 | None | 10 to 19 Unit | Multifamily with 5+ units, 1-3 stories | Multi-Family with 5+ Units | 1000-1499 | 0-1499 | 2 | Electricity | 100% Conditioned | Central AC | None | Electricity Electric Furnace | None | 25000-29999 | 100% LED | Occupied | 1990s | Electricity | No | 67.9925 | 705.129 | 26.3764 | 366.0458 | 2209.1697 | 0 | 0 | 53.632 | 0 | 2410.8026 | 0 | 0 | 2096.6304 | 26.0833 | 0 | 357.8398 | 16.412 | 1776.3038 | 0 | 0 | 0 | 26.6695 | 434.0383 | 0 | 0 | 0 | 0 | 0 | 0 | 0 | 0 | 0 | 0 | 0 | 0 | 0 | 781.0344 | 0 | 0 | 0 | 0 | 0 | 11354.7455 | 11354.7455 | 10573.7111 | 10573.7111 | 0 | 781.0344 | 0 | 1760.0464 | 0 | 178.06 | 0 | 4028.4033 | 0 | 178.06 | 0 | 3532.9761 | 0 | 178.06 | 0 | 4222.0568 | 0 | 178.06 | 0 | 1938.1063 | 4206.4632 | 3711.036 | 4400.1168
186857 | 242.131 | 1138 | 2 | Standard Efficiency, No usage | None | None | Gas, 100% Usage | 318 Rated kWh, 100% Usage | 300-400% | 30 | None | 20 to 49 Unit | Multifamily with 5+ units, 1-3 stories | Multi-Family with 5+ Units | 1000-1499 | 0-1499 | 3 | Natural Gas | 100% Conditioned | Central AC | None | Natural Gas Fuel Furnace | None | 50000-59999 | 100% CFL | Vacant | 1970s | Electricity | No | 0 | 0 | 0 | 1165.8367 | 4614.404 | 0 | 319.7405 | 184.6348 | 0 | 0 | 0 | 0 | 380.1132 | 0 | 0 | 0 | 16.412 | 0 | 0 | 0 | 0 | 0 | 434.0383 | 0 | 0 | 0 | 0 | 0 | 0 | 0 | 0 | 7994.3926 | 0 | 0 | 0 | 0 | 0 | 0 | 0 | 0 | 0 | 0 | 15109.279 | 15109.279 | 7114.8864 | 7114.8864 | 0 | 7994.3926 | 0 | 1236.7808 | 0 | 1822.5618 | 0 | 2632.3335 | 0 | 1822.5618 | 0 | 2354.0432 | 0 | 1822.5618 | 0 | 2663.562 | 0 | 1822.5618 | 0 | 3059.3426 | 4454.8953 | 4176.6051 | 4486.1238
186859 | 242.131 | 1220 | 3 | Standard Efficiency | Electric, 100% Usage | Standard, 100% Usage | Electric, 100% Usage | None | 200-300% | None | None | Mobile Home | Mobile Home | Mobile Home | 1000-1499 | 0-1499 | 1 | Propane | 100% Conditioned | Central AC | None | Propane Fuel Boiler | None | 25000-29999 | 100% LED | Occupied | 1980s | Electricity | Yes | 67.9925 | 525.7695 | 19.6358 | 410.0064 | 1434.5829 | 0 | 319.7405 | 108.1432 | 0 | 0 | 0 | 0 | 1258.4472 | 26.9625 | 0 | 375.131 | 21.9803 | 1990.8318 | 0 | 0 | 0 | 339.6694 | 480.0504 | 0 | 0 | 0 | 0 | 0 | 0 | 0 | 0 | 0 | 0 | 0 | 0 | 0 | 0 | 0 | 0 | 12922.0896 | 0 | 0 | 20301.033 | 20301.033 | 7378.6503 | 7378.6503 | 0 | 0 | 12922.0896 | 1222.6641 | 0 | 0 | 3555.9941 | 2697.0734 | 0 | 0 | 3555.9941 | 2386.4987 | 0 | 0 | 3555.9941 | 2856.6866 | 0 | 0 | 3555.9941 | 4778.6582 | 6253.0675 | 5942.4928 | 6412.6807
187054 | 242.131 | 2176 | 3 | Standard Efficiency | Electric, 120% Usage | Standard, 120% Usage | Electric, 120% Usage | None | 400%+ | None | None | Single-Family Detached | Single-Family Detached | Single-Family Detached | 2000-2499 | 1500-2499 | 2 | Propane | 100% Conditioned | Central AC | None | Propane Fuel Furnace | None | 120000-139999 | 100% Incandescent | Occupied | 2000s | Electricity | Yes | 67.9925 | 915.261 | 34.2893 | 892.4014 | 3808.7516 | 0 | 0 | 198.4091 | 0 | 0 | 0 | 0 | 3998.9548 | 208.6666 | 99.9372 | 2355.9983 | 21.9803 | 5074.5256 | 0 | 0 | 0 | 486.498 | 400.042 | 0 | 0 | 0 | 0 | 0 | 0 | 0 | 0 | 0 | 0 | 0 | 0 | 0 | 0 | 0 | 0 | 18006.5796 | 0 | 0 | 36570.5804 | 36570.5804 | 18564.0008 | 18564.0008 | 0 | 0 | 18006.5796 | 3131.824 | 0 | 0 | 4955.1152 | 6862.9015 | 0 | 0 | 4955.1152 | 6064.8171 | 0 | 0 | 4955.1152 | 7294.8621 | 0 | 0 | 4955.1152 | 8086.9392 | 11818.0167 | 11019.9323 | 12249.9773
187126 | 242.131 | 1690 | 4 | None | Electric, 120% Usage | Standard, 120% Usage | Electric, 120% Usage | None | 400%+ | None | None | Single-Family Detached | Single-Family Detached | Single-Family Detached | 1500-1999 | 1500-2499 | 1 | Natural Gas | 100% Conditioned | Central AC | None | Natural Gas Fuel Furnace | None | 180000-199999 | 100% CFL | Occupied | 1950s | Natural Gas | Yes | 0 | 1484.405 | 55.6835 | 971.8237 | 5389.87 | 0 | 0 | 812.6861 | 0 | 0 | 0 | 0 | 0 | 46.0122 | 0 | 620.1384 | 21.9803 | 6024.3689 | 0 | 0 | 0 | 644.7564 | 1356.0398 | 0 | 0 | 0 | 0 | 0 | 0 | 0 | 0 | 32684.7511 | 0 | 9875.0297 | 0 | 0 | 0 | 0 | 0 | 0 | 0 | 0 | 59987.545 | 59987.545 | 17427.4712 | 17427.4712 | 0 | 42559.7808 | 0 | 2959.5637 | 0 | 9702.7681 | 0 | 6468.8019 | 0 | 9702.7681 | 0 | 5733.1808 | 0 | 9702.7681 | 0 | 6753.4964 | 0 | 9702.7681 | 0 | 12662.3317 | 16171.57 | 15435.9488 | 16456.2645
187195 | 242.131 | 1623 | 2 | Standard Efficiency | Gas, 100% Usage | Standard, 100% Usage | Electric, 100% Usage | None | 400%+ | 2 | None | 2 Unit | Multifamily with 2-4 Units | Multi-Family with 2 - 4 Units | 1500-1999 | 1500-2499 | 2 | Natural Gas | 40% Conditioned | Room AC | None | Natural Gas Fuel Wall/Floor Furnace | None | 200000+ | 100% Incandescent | Occupied | <1940 | Natural Gas | No | 67.9925 | 76.7846 | 32.2378 | 0 | 1194.8508 | 0 | 0 | 0 | 0 | 0 | 0 | 0 | 0 | 181.1179 | 0 | 1881.2232 | 16.412 | 1676.3665 | 0 | 0 | 0 | 431.9868 | 480.0504 | 0 | 0 | 0 | 0 | 1019.0081 | 0 | 0 | 0 | 21899.1496 | 0 | 4159.2646 | 0 | 0 | 0 | 0 | 0 | 0 | 0 | 0 | 33116.4448 | 33116.4448 | 6039.0225 | 6039.0225 | 0 | 27077.4223 | 0 | 1065.0258 | 0 | 6173.0828 | 0 | 2298.6519 | 0 | 6173.0828 | 0 | 2030.0477 | 0 | 6173.0828 | 0 | 2445.6263 | 0 | 6173.0828 | 0 | 7238.1086 | 8471.7347 | 8203.1305 | 8618.7091
187312 | 242.131 | 1202 | 2 | Standard Efficiency | Electric, 120% Usage | EnergyStar, 120% Usage | Gas, 120% Usage | None | 150-200% | None | 5 | Single-Family Attached | Single-Family Attached | Single-Family Attached | 1000-1499 | 0-1499 | 1 | Electricity | 100% Conditioned | Central AC | None | Electricity Electric Furnace | None | 30000-34999 | 100% CFL | Occupied | 1940s | Electricity | Yes | 67.9925 | 444.0027 | 25.7903 | 406.1965 | 2420.767 | 0 | 0 | 114.5908 | 0 | 4916.2672 | 0 | 0 | 3257.778 | 40.1507 | 0 | 486.2049 | 16.412 | 3573.4156 | 0 | 0 | 0 | 31.9447 | 434.0383 | 0 | 0 | 0 | 0 | 0 | 0 | 0 | 0 | 0 | 0 | 0 | 0 | 0 | 937.2413 | 0 | 0 | 0 | 0 | 0 | 17172.7924 | 17172.7924 | 16235.5511 | 16235.5511 | 0 | 937.2413 | 0 | 2843.4513 | 0 | 213.6715 | 0 | 6479.0259 | 0 | 213.6715 | 0 | 5665.0208 | 0 | 213.6715 | 0 | 6792.7158 | 0 | 213.6715 | 0 | 3057.1228 | 6692.6974 | 5878.6923 | 7006.3873
187324 | 242.131 | 617 | 1 | Standard Efficiency | Electric, 120% Usage | EnergyStar, 120% Usage | Electric, 120% Usage | None | 200-300% | 12 | None | 10 to 19 Unit | Multifamily with 5+ units, 1-3 stories | Multi-Family with 5+ Units | 500-749 | 0-1499 | 2 | Electricity | 100% Conditioned | Central AC | None | Electricity Electric Furnace | None | 35000-39999 | 100% Incandescent | Occupied | 1990s | Electricity | Yes | 67.9925 | 445.175 | 25.7903 | 340.5486 | 1660.8338 | 0 | 0 | 17.2912 | 0 | 4617.3347 | 0 | 0 | 3271.8454 | 130.7097 | 0 | 1017.8358 | 16.412 | 3133.2228 | 0 | 0 | 0 | 467.4484 | 434.0383 | 0 | 0 | 0 | 0 | 0 | 0 | 0 | 0 | 0 | 0 | 0 | 0 | 0 | 0 | 0 | 0 | 0 | 0 | 0 | 15646.7714 | 15646.7714 | 15646.7714 | 15646.7714 | 0 | 0 | 0 | 2680.4193 | 0 | 0 | 0 | 6097.2571 | 0 | 0 | 0 | 5335.4773 | 0 | 0 | 0 | 6464.2174 | 0 | 0 | 0 | 2680.4193 | 6097.2571 | 5335.4773 | 6464.2174
187348 | 242.131 | 1220 | 2 | Standard Efficiency | Electric, 100% Usage | EnergyStar, 100% Usage | Electric, 100% Usage | None | 400%+ | None | None | Single-Family Detached | Single-Family Detached | Single-Family Detached | 1000-1499 | 0-1499 | 1 | Electricity | 100% Conditioned | Central AC | None | Electricity Electric Furnace | None | 80000-99999 | 100% Incandescent | Occupied | 1990s | Electricity | Yes | 67.9925 | 400.042 | 23.4457 | 262.2986 | 1645.301 | 0 | 0 | 75.3193 | 0 | 4878.7541 | 0 | 0 | 2099.2681 | 160.896 | 0 | 1535.3993 | 16.412 | 2233.2016 | 0 | 0 | 0 | 405.6104 | 434.0383 | 0 | 0 | 0 | 0 | 0 | 0 | 0 | 0 | 0 | 0 | 0 | 0 | 0 | 0 | 0 | 0 | 0 | 0 | 0 | 14238.2718 | 14238.2718 | 14238.2718 | 14238.2718 | 0 | 0 | 0 | 2468.9559 | 0 | 0 | 0 | 5637.0328 | 0 | 0 | 0 | 4928.7302 | 0 | 0 | 0 | 5941.1198 | 0 | 0 | 0 | 2468.9559 | 5637.0328 | 4928.7302 | 5941.1198
187407 | 242.131 | 2663 | 4 | Standard Efficiency | Electric, 100% Usage | EnergyStar, 100% Usage | Electric, 100% Usage | None | 400%+ | None | None | Single-Family Detached | Single-Family Detached | Single-Family Detached | 2500-2999 | 2500-3999 | 1 | Natural Gas | 60% Conditioned | Central AC | None | Natural Gas Fuel Furnace | None | 200000+ | 100% Incandescent | Occupied | 2010s | Natural Gas | Yes | 67.9925 | 648.8593 | 37.8062 | 137.7434 | 2757.7988 | 0 | 0 | 479.7573 | 0 | 0 | 0 | 0 | 0 | 233.2846 | 99.9372 | 2773.9177 | 21.9803 | 3321.6675 | 0 | 2917.2294 | 0 | 537.1993 | 434.0383 | 0 | 0 | 0 | 0 | 0 | 0 | 0 | 0 | 19302.2468 | 0 | 5481.6013 | 0 | 0 | 0 | 0 | 0 | 0 | 0 | 0 | 39253.353 | 39253.353 | 14469.5049 | 14469.5049 | 0 | 24783.8481 | 0 | 2321.8845 | 0 | 5650.1988 | 0 | 5210.0463 | 0 | 5650.1988 | 0 | 4596.5708 | 0 | 5650.1988 | 0 | 5525.4368 | 0 | 5650.1988 | 0 | 7972.0832 | 10860.2451 | 10246.7696 | 11175.6356
187520 | 242.131 | 3301 | 4 | Standard Efficiency | Electric, 100% Usage | Standard, 100% Usage | Gas, 100% Usage | 318 Rated kWh, 100% Usage | 400%+ | None | None | Single-Family Detached | Single-Family Detached | Single-Family Detached | 3000-3999 | 2500-3999 | 1 | Natural Gas | 80% Conditioned | Central AC | None | Natural Gas Fuel Furnace | None | 100000-119999 | 100% LED | Occupied | 1970s | Electricity | Yes | 67.9925 | 1237.053 | 46.3052 | 145.0702 | 1380.6578 | 171.7396 | 0 | 1130.082 | 0 | 0 | 0 | 0 | 4126.7337 | 44.2537 | 16.7051 | 811.5138 | 21.9803 | 3524.4727 | 0 | 3105.3811 | 0 | 36.927 | 434.0383 | 0 | 0 | 0 | 0 | 0 | 0 | 1205.1082 | 0 | 47721.3485 | 0 | 0 | 0 | 0 | 1080.8461 | 0 | 0 | 0 | 0 | 0 | 66308.2088 | 66308.2088 | 16300.906 | 16300.906 | 0 | 50007.3028 | 0 | 2502.9399 | 0 | 11400.6355 | 0 | 5718.1995 | 0 | 11400.6355 | 0 | 5030.2419 | 0 | 11400.6355 | 0 | 6139.8159 | 0 | 11400.6355 | 0 | 13903.5755 | 17118.835 | 16430.8774 | 17540.4514
187751 | 242.131 | 1202 | 5 | Standard Efficiency | Electric, 100% Usage | Standard, 100% Usage | Electric, 100% Usage | 318 Rated kWh, 100% Usage | 200-300% | None | 5 | Single-Family Attached | Single-Family Attached | Single-Family Attached | 1000-1499 | 0-1499 | 1 | Natural Gas | 100% Conditioned | Central AC | None | Natural Gas Fuel Furnace | None | 70000-79999 | 100% Incandescent | Occupied | 1950s | Natural Gas | Yes | 67.9925 | 1164.0783 | 43.6676 | 298.0533 | 1596.6512 | 160.3099 | 0 | 64.4756 | 0 | 0 | 0 | 0 | 0 | 160.0168 | 0 | 1519.8666 | 27.2556 | 2179.8626 | 0 | 0 | 0 | 516.9774 | 480.0504 | 0 | 0 | 0 | 0 | 0 | 0 | 0 | 0 | 4454.9733 | 0 | 6019.0936 | 0 | 0 | 0 | 0 | 0 | 0 | 0 | 0 | 18753.9108 | 18753.9108 | 8279.8439 | 8279.8439 | 0 | 10474.067 | 0 | 1383.4608 | 0 | 2387.898 | 0 | 3046.8117 | 0 | 2387.898 | 0 | 2689.2997 | 0 | 2387.898 | 0 | 3245.3146 | 0 | 2387.898 | 0 | 3771.3588 | 5434.7097 | 5077.1977 | 5633.2126
187755 | 242.131 | 1220 | 3 | None | Electric, 100% Usage | Standard, 100% Usage | Electric, 100% Usage | None | 150-200% | None | None | Single-Family Detached | Single-Family Detached | Single-Family Detached | 1000-1499 | 0-1499 | 1 | Fuel Oil | 100% Conditioned | Central AC | None | Fuel Oil Fuel Boiler | None | 50000-59999 | 100% LED | Occupied | 1950s | Electricity | Yes | 0 | 1237.053 | 46.3052 | 798.6187 | 3058.7828 | 0 | 319.7405 | 170.8604 | 0 | 0 | 0 | 0 | 4224.0333 | 26.9625 | 0 | 375.131 | 21.9803 | 2862.7182 | 0 | 0 | 0 | 537.1993 | 868.0765 | 0 | 0 | 15040.9935 | 0 | 0 | 0 | 0 | 0 | 0 | 0 | 0 | 0 | 0 | 0 | 0 | 0 | 0 | 0 | 0 | 29588.1622 | 29588.1622 | 14547.4618 | 14547.4618 | 15040.9935 | 0 | 0 | 2407.8892 | 4560.371 | 0 | 0 | 5327.6157 | 4560.371 | 0 | 0 | 4706.366 | 4560.371 | 0 | 0 | 5640.5277 | 4560.371 | 0 | 0 | 6968.2602 | 9887.9866 | 9266.737 | 10200.8987
187904 | 242.131 | 1138 | 1 | Standard Efficiency | Electric, 100% Usage | EnergyStar, 100% Usage | Electric, 100% Usage | None | 400%+ | 9 | None | 5 to 9 Unit | Multifamily with 5+ units, 1-3 stories | Multi-Family with 5+ Units | 1000-1499 | 0-1499 | 3 | Electricity | 100% Conditioned | Heat Pump | None | Electricity ASHP | None | 100000-119999 | 100% Incandescent | Occupied | 1970s | Natural Gas | No | 67.9925 | 289.8473 | 16.9981 | 509.0644 | 2222.3579 | 0 | 319.7405 | 310.3623 | 1114.8424 | 3109.191 | 0 | 0 | 0 | 156.793 | 0 | 1465.0623 | 16.412 | 1581.4115 | 0 | 0 | 0 | 346.9961 | 480.0504 | 272.8492 | 0 | 0 | 0 | 0 | 0 | 0 | 0 | 0 | 0 | 2640.8634 | 0 | 0 | 0 | 0 | 0 | 0 | 0 | 0 | 14920.8343 | 14920.8343 | 12279.6778 | 12279.6778 | 0 | 2640.8634 | 0 | 2144.1783 | 0 | 602.0885 | 0 | 4863.094 | 0 | 602.0885 | 0 | 4255.8005 | 0 | 602.0885 | 0 | 5094.0614 | 0 | 602.0885 | 0 | 2746.2668 | 5465.1825 | 4857.889 | 5696.1499
187975 | 242.131 | 1220 | 1 | Standard Efficiency | Electric, 100% Usage | EnergyStar, 100% Usage | Electric, 100% Usage | None | 400%+ | None | None | Single-Family Detached | Single-Family Detached | Single-Family Detached | 1000-1499 | 0-1499 | 1 | Electricity | 100% Conditioned | Heat Pump | None | Electricity ASHP | None | 200000+ | 100% Incandescent | Occupied | 1970s | Natural Gas | Yes | 67.9925 | 275.7799 | 16.1189 | 940.4651 | 2525.3934 | 0 | 319.7405 | 267.2808 | 1751.6858 | 4291.1466 | 0 | 0 | 0 | 160.896 | 0 | 1535.3993 | 16.412 | 1918.4432 | 0 | 0 | 0 | 339.6694 | 434.0383 | 270.7977 | 0 | 0 | 0 | 0 | 0 | 0 | 0 | 0 | 0 | 2483.4842 | 0 | 0 | 0 | 0 | 0 | 0 | 0 | 0 | 17614.4505 | 17614.4505 | 15131.2593 | 15131.2593 | 0 | 2483.4842 | 0 | 2669.9957 | 0 | 566.1754 | 0 | 6054.7514 | 0 | 566.1754 | 0 | 5298.7236 | 0 | 566.1754 | 0 | 6331.4936 | 0 | 566.1754 | 0 | 3236.1711 | 6620.9268 | 5864.899 | 6897.6689
187985 | 242.131 | 1220 | 3 | None | Electric, 80% Usage | EnergyStar, 80% Usage | Electric, 80% Usage | None | 200-300% | None | None | Single-Family Detached | Single-Family Detached | Single-Family Detached | 1000-1499 | 0-1499 | 1 | Natural Gas | 100% Conditioned | Central AC | None | Natural Gas Fuel Furnace | None | 60000-69999 | 100% Incandescent | Occupied | 1990s | Natural Gas | Yes | 0 | 618.673 | 36.0477 | 818.5475 | 3176.8904 | 0 | 0 | 203.3913 | 0 | 0 | 0 | 0 | 0 | 160.896 | 0 | 1535.3993 | 21.9803 | 1588.7383 | 0 | 0 | 0 | 482.6881 | 434.0383 | 0 | 0 | 0 | 0 | 0 | 0 | 0 | 0 | 13193.7665 | 0 | 4128.1991 | 0 | 0 | 0 | 0 | 0 | 0 | 0 | 0 | 26399.2558 | 26399.2558 | 9077.2903 | 9077.2903 | 0 | 17321.9656 | 0 | 1559.0419 | 0 | 3949.0523 | 0 | 3381.478 | 0 | 3949.0523 | 0 | 2998.4052 | 0 | 3949.0523 | 0 | 3537.0639 | 0 | 3949.0523 | 0 | 5508.0942 | 7330.5303 | 6947.4575 | 7486.1161
188269 | 242.131 | 1675 | 3 | Standard Efficiency | Gas, 80% Usage | EnergyStar, 80% Usage | Gas, 80% Usage | None | 200-300% | None | 5 | Single-Family Attached | Single-Family Attached | Single-Family Attached | 1500-1999 | 1500-2499 | 2 | Natural Gas | 60% Conditioned | Room AC | None | Natural Gas Fuel Furnace | None | 50000-59999 | 100% Incandescent | Occupied | 1950s | Natural Gas | No | 67.9925 | 32.2378 | 21.1011 | 0 | 1726.1886 | 0 | 0 | 426.4184 | 0 | 0 | 0 | 0 | 0 | 183.7556 | 0 | 1926.0631 | 21.9803 | 995.2694 | 0 | 0 | 0 | 23.7388 | 434.0383 | 0 | 0 | 0 | 0 | 427.5907 | 0 | 0 | 0 | 19716.6493 | 0 | 2761.3156 | 0 | 0 | 693.6992 | 0 | 0 | 0 | 0 | 0 | 29458.0386 | 29458.0386 | 5858.4907 | 5858.4907 | 0 | 23599.5479 | 0 | 1006.155 | 0 | 5380.1956 | 0 | 2192.7109 | 0 | 5380.1956 | 0 | 1937.1429 | 0 | 5380.1956 | 0 | 2321.7085 | 0 | 5380.1956 | 0 | 6386.3506 | 7572.9065 | 7317.3385 | 7701.9041
188413 | 242.131 | 1138 | 2 | Standard Efficiency | None | None | Electric, 80% Usage | 318 Rated kWh, 80% Usage | 200-300% | 12 | None | 10 to 19 Unit | Multifamily with 5+ units, 1-3 stories | Multi-Family with 5+ Units | 1000-1499 | 0-1499 | 3 | Electricity | 100% Conditioned | Central AC | None | Electricity Electric Furnace | None | 45000-49999 | 100% Incandescent | Occupied | 1990s | Electricity | Yes | 67.9925 | 0 | 0 | 366.0458 | 2016.622 | 89.9728 | 0 | 89.9728 | 0 | 4298.7665 | 0 | 0 | 1454.2186 | 156.793 | 0 | 1465.0623 | 16.412 | 985.8911 | 0 | 0 | 0 | 345.5308 | 434.0383 | 0 | 0 | 0 | 0 | 0 | 0 | 0 | 0 | 0 | 0 | 0 | 0 | 0 | 0 | 0 | 0 | 0 | 0 | 0 | 11787.3184 | 11787.3184 | 11787.3184 | 11787.3184 | 0 | 0 | 0 | 2052.1666 | 0 | 0 | 0 | 4648.8455 | 0 | 0 | 0 | 4065.9789 | 0 | 0 | 0 | 4913.0767 | 0 | 0 | 0 | 2052.1666 | 4648.8455 | 4065.9789 | 4913.0767
188454 | 242.131 | 2152 | 3 | Standard Efficiency | Gas, 100% Usage | EnergyStar, 100% Usage | Electric, 100% Usage | None | 400%+ | None | 6 | Single-Family Attached | Single-Family Attached | Single-Family Attached | 2000-2499 | 1500-2499 | 1 | Natural Gas | 80% Conditioned | Central AC | None | Natural Gas Fuel Wall/Floor Furnace | None | 100000-119999 | 100% CFL | Occupied | 1950s | Natural Gas | Yes | 67.9925 | 40.1507 | 26.3764 | 499.9792 | 2627.3821 | 0 | 0 | 0 | 0 | 0 | 0 | 0 | 0 | 51.8736 | 0 | 747.0382 | 21.9803 | 2063.8065 | 0 | 0 | 0 | 431.9868 | 434.0383 | 0 | 0 | 0 | 0 | 534.5616 | 0 | 0 | 0 | 30862.4352 | 0 | 4195.6054 | 0 | 0 | 0 | 0 | 0 | 0 | 0 | 0 | 42605.2068 | 42605.2068 | 7012.6046 | 7012.6046 | 0 | 35592.6022 | 0 | 1225.5785 | 0 | 8114.3779 | 0 | 2609.7442 | 0 | 8114.3779 | 0 | 2318.0693 | 0 | 8114.3779 | 0 | 2740.0263 | 0 | 8114.3779 | 0 | 9339.9563 | 10724.122 | 10432.4472 | 10854.4042
188465 | 242.131 | 1690 | 3 | Standard Efficiency | Electric, 100% Usage | EnergyStar, 100% Usage | Propane, 100% Usage | None | 200-300% | None | None | Single-Family Detached | Single-Family Detached | Single-Family Detached | 1500-1999 | 1500-2499 | 2 | Fuel Oil | 80% Conditioned | Central AC | None | Fuel Oil Fuel Furnace | None | 40000-44999 | 100% CFL | Occupied | 1940s | Electricity | Yes | 67.9925 | 524.5972 | 30.7725 | 697.8022 | 8340.5096 | 0 | 0 | 887.7123 | 0 | 0 | 1041.2815 | 1028.6795 | 2951.2257 | 46.0122 | 0 | 620.1384 | 21.9803 | 2697.4261 | 0 | 0 | 0 | 32.2378 | 480.0504 | 0 | 0 | 35600.2221 | 0 | 0 | 0 | 0 | 0 | 0 | 0 | 0 | 0 | 0 | 0 | 0 | 0 | 0 | 0 | 947.2057 | 56015.5528 | 56015.5528 | 19468.4181 | 19468.4181 | 35600.2221 | 0 | 947.2057 | 3423.0743 | 10793.904 | 0 | 260.6569 | 7328.1272 | 10793.904 | 0 | 260.6569 | 6497.9184 | 10793.904 | 0 | 260.6569 | 7697.6753 | 10793.904 | 0 | 260.6569 | 14477.6352 | 18382.6881 | 17552.4793 | 18752.2361
188473 | 242.131 | 2115 | 3 | Standard Efficiency | Electric, 80% Usage | EnergyStar, 80% Usage | Electric, 80% Usage | None | 400%+ | 4 | None | 3 or 4 Unit | Multifamily with 2-4 Units | Multi-Family with 2 - 4 Units | 2000-2499 | 1500-2499 | 2 | Electricity | 100% Conditioned | Heat Pump | None | Electricity ASHP | None | 50000-59999 | 100% Incandescent | Occupied | 1980s | Electricity | No | 67.9925 | 231.8192 | 13.4813 | 1420.8085 | 4395.4799 | 0 | 0 | 529.8725 | 2973.206 | 8885.0356 | 0 | 0 | 815.0306 | 205.7359 | 0 | 2303.8317 | 21.9803 | 763.7432 | 0 | 0 | 0 | 277.5383 | 434.0383 | 0 | 0 | 0 | 0 | 0 | 0 | 0 | 0 | 0 | 0 | 0 | 0 | 0 | 0 | 0 | 0 | 0 | 0 | 0 | 23339.5939 | 23339.5939 | 23339.5939 | 23339.5939 | 0 | 0 | 0 | 4162.125 | 0 | 0 | 0 | 9346.5547 | 0 | 0 | 0 | 8175.6224 | 0 | 0 | 0 | 9904.3568 | 0 | 0 | 0 | 4162.125 | 9346.5547 | 8175.6224 | 9904.3568
188489 | 242.131 | 2176 | 3 | Standard Efficiency | Electric, 120% Usage | EnergyStar, 120% Usage | Gas, 120% Usage | 290 Rated kWh, 120% Usage | 300-400% | None | None | Single-Family Detached | Single-Family Detached | Single-Family Detached | 2000-2499 | 1500-2499 | 2 | Natural Gas | 100% Conditioned | Central AC | None | Natural Gas Fuel Furnace | None | 60000-69999 | 100% Incandescent | Occupied | 1990s | Natural Gas | Yes | 67.9925 | 480.0504 | 28.1348 | 641.8256 | 2681.0141 | 109.3155 | 0 | 543.6468 | 0 | 0 | 0 | 0 | 0 | 208.6666 | 99.9372 | 2355.9983 | 21.9803 | 5074.5256 | 0 | 0 | 0 | 33.4101 | 434.0383 | 0 | 0 | 0 | 0 | 0 | 0 | 0 | 0 | 28132.1851 | 0 | 5831.2351 | 0 | 0 | 976.2197 | 0 | 0 | 0 | 0 | 0 | 47720.1762 | 47720.1762 | 12780.8294 | 12780.8294 | 0 | 34939.3468 | 0 | 2169.9972 | 0 | 7965.4458 | 0 | 4750.1894 | 0 | 7965.4458 | 0 | 4200.0549 | 0 | 7965.4458 | 0 | 5024.8314 | 0 | 7965.4458 | 0 | 10135.443 | 12715.6352 | 12165.5007 | 12990.2772
188491 | 242.131 | 1690 | 4 | None | Electric, 120% Usage | Standard, 120% Usage | Electric, 120% Usage | None | 400%+ | None | None | Single-Family Detached | Single-Family Detached | Single-Family Detached | 1500-1999 | 1500-2499 | 1 | Propane | 100% Conditioned | Central AC | None | Propane Fuel Furnace | None | 180000-199999 | 100% Incandescent | Occupied | 1980s | Electricity | Yes | 0 | 915.261 | 34.2893 | 400.6282 | 2456.5217 | 0 | 0 | 600.7957 | 0 | 0 | 0 | 0 | 4058.1551 | 184.6348 | 99.9372 | 1938.9582 | 21.9803 | 4765.3356 | 0 | 0 | 0 | 486.498 | 1756.0819 | 0 | 0 | 0 | 0 | 0 | 0 | 0 | 0 | 0 | 0 | 0 | 0 | 0 | 0 | 0 | 0 | 24108.9054 | 0 | 0 | 41827.9823 | 41827.9823 | 17719.0769 | 17719.0769 | 0 | 0 | 24108.9054 | 2934.3866 | 0 | 0 | 6634.4012 | 6546.5177 | 0 | 0 | 6634.4012 | 5767.7518 | 0 | 0 | 6634.4012 | 6957.7518 | 0 | 0 | 6634.4012 | 9568.7878 | 13180.9189 | 12402.153 | 13592.153
188539 | 242.131 | 1675 | 2 | Standard Efficiency | Electric, 120% Usage | Standard, 120% Usage | Electric, 120% Usage | 318 Rated kWh, 120% Usage | 400%+ | None | 12 | Single-Family Attached | Single-Family Attached | Single-Family Attached | 1500-1999 | 1500-2499 | 1 | Electricity | 100% Conditioned | Central AC | None | Electricity Electric Furnace | None | 80000-99999 | 100% CFL | Occupied | 1980s | Electricity | Yes | 67.9925 | 846.3893 | 31.6517 | 320.9128 | 2002.2616 | 106.3848 | 0 | 75.6123 | 0 | 4034.1233 | 0 | 0 | 3568.1403 | 46.0122 | 0 | 616.0354 | 16.412 | 3718.7788 | 0 | 0 | 0 | 467.4484 | 434.0383 | 0 | 0 | 0 | 0 | 0 | 0 | 0 | 0 | 0 | 0 | 0 | 0 | 0 | 0 | 0 | 0 | 0 | 0 | 0 | 16352.4865 | 16352.4865 | 16352.4865 | 16352.4865 | 0 | 0 | 0 | 2700.5357 | 0 | 0 | 0 | 6126.6635 | 0 | 0 | 0 | 5364.3008 | 0 | 0 | 0 | 6544.5845 | 0 | 0 | 0 | 2700.5357 | 6126.6635 | 5364.3008 | 6544.5845
188605 | 242.131 | 1690 | 2 | None | Electric, 100% Usage | EnergyStar, 100% Usage | Electric, 100% Usage | None | 300-400% | None | None | Single-Family Detached | Single-Family Detached | Single-Family Detached | 1500-1999 | 1500-2499 | 1 | Electricity | 100% Conditioned | Heat Pump | None | Electricity ASHP | None | 50000-59999 | 100% Incandescent | Vacant | 1950s | Electricity | Yes | 0 | 0 | 0 | 1211.2627 | 3994.2656 | 0 | 0 | 116.9354 | 346.9961 | 1560.6034 | 0 | 0 | 324.1366 | 0 | 0 | 0 | 16.412 | 0 | 0 | 0 | 0 | 0 | 1790.0781 | 0 | 0 | 0 | 0 | 0 | 0 | 0 | 0 | 0 | 0 | 0 | 0 | 0 | 0 | 0 | 0 | 0 | 0 | 0 | 9360.69 | 9360.69 | 9360.69 | 9360.69 | 0 | 0 | 0 | 1816.2387 | 0 | 0 | 0 | 3958.6086 | 0 | 0 | 0 | 3496.6783 | 0 | 0 | 0 | 3973.4129 | 0 | 0 | 0 | 1816.2387 | 3958.6086 | 3496.6783 | 3973.4129
188617 | 242.131 | 1690 | 4 | Standard Efficiency, No usage | Gas, 100% Usage | Standard, 100% Usage | Electric, 100% Usage | 290 Rated kWh, 100% Usage | 200-300% | None | None | Single-Family Detached | Single-Family Detached | Single-Family Detached | 1500-1999 | 1500-2499 | 2 | Electricity | 100% Conditioned | Heat Pump | None | Electricity ASHP | None | 45000-49999 | 100% CFL | Vacant | 1980s | Electricity | Yes | 0 | 0 | 0 | 465.983 | 1927.8215 | 0 | 319.7405 | 271.6769 | 563.5757 | 2616.2454 | 0 | 0 | 197.5299 | 0 | 0 | 0 | 21.9803 | 0 | 1824.3674 | 1992.0041 | 0 | 0 | 400.042 | 0 | 0 | 0 | 0 | 0 | 0 | 0 | 0 | 0 | 0 | 0 | 0 | 0 | 0 | 0 | 0 | 0 | 0 | 0 | 10600.6737 | 10600.6737 | 10600.6737 | 10600.6737 | 0 | 0 | 0 | 1673.0859 | 0 | 0 | 0 | 3885.6618 | 0 | 0 | 0 | 3410.7806 | 0 | 0 | 0 | 4061.1826 | 0 | 0 | 0 | 1673.0859 | 3885.6618 | 3410.7806 | 4061.1826
188665 | 242.131 | 853 | 2 | Standard Efficiency | Electric, 120% Usage | Standard, 120% Usage | Electric, 120% Usage | None | 400%+ | 67 | None | 50 or more Unit | Multifamily with 5+ units, 1-3 stories | Multi-Family with 5+ Units | 750-999 | 0-1499 | 3 | Electricity | 100% Conditioned | Heat Pump | None | Electricity ASHP | None | 70000-79999 | 100% CFL | Occupied | 2000s | Electricity | Yes | 67.9925 | 662.9268 | 24.911 | 229.7677 | 1001.4238 | 0 | 0 | 169.9812 | 287.5027 | 1889.1361 | 0 | 0 | 2248.1482 | 35.7547 | 0 | 390.3707 | 16.412 | 2933.0553 | 0 | 0 | 0 | 416.454 | 434.0383 | 0 | 0 | 0 | 0 | 0 | 0 | 0 | 0 | 0 | 0 | 0 | 0 | 0 | 0 | 0 | 0 | 0 | 0 | 0 | 10807.5818 | 10807.5818 | 10807.5818 | 10807.5818 | 0 | 0 | 0 | 1816.6424 | 0 | 0 | 0 | 4143.73 | 0 | 0 | 0 | 3627.4698 | 0 | 0 | 0 | 4379.8671 | 0 | 0 | 0 | 1816.6424 | 4143.73 | 3627.4698 | 4379.8671
188709 | 242.131 | 1220 | 2 | Standard Efficiency | Gas, 120% Usage | EnergyStar, 120% Usage | Gas, 120% Usage | None | 300-400% | None | None | Single-Family Detached | Single-Family Detached | Single-Family Detached | 1000-1499 | 0-1499 | 1 | Natural Gas | 100% Conditioned | Central AC | None | Natural Gas Fuel Furnace | None | 60000-69999 | 100% Incandescent | Occupied | 1990s | Natural Gas | Yes | 67.9925 | 42.7884 | 28.1348 | 630.982 | 2675.7389 | 0 | 0 | 394.4737 | 0 | 0 | 0 | 0 | 0 | 160.896 | 0 | 1535.3993 | 16.412 | 4466.4031 | 0 | 0 | 0 | 33.4101 | 434.0383 | 0 | 0 | 0 | 0 | 570.3163 | 0 | 0 | 0 | 17312.0012 | 0 | 6074.4841 | 0 | 0 | 976.2197 | 0 | 0 | 0 | 0 | 0 | 35419.6903 | 35419.6903 | 10486.9621 | 10486.9621 | 0 | 24933.0213 | 0 | 1782.5962 | 0 | 5684.1851 | 0 | 3905.6802 | 0 | 5684.1851 | 0 | 3616.599 | 0 | 5684.1851 | 0 | 4304.8905 | 0 | 5684.1851 | 0 | 7466.7813 | 9589.8653 | 9300.7841 | 9989.0756
188800 | 242.131 | 1138 | 3 | Standard Efficiency | Electric, 100% Usage | EnergyStar, 100% Usage | Electric, 100% Usage | 318 Rated kWh, 100% Usage | 300-400% | 8 | None | 5 to 9 Unit | Multifamily with 5+ units, 1-3 stories | Multi-Family with 5+ Units | 1000-1499 | 0-1499 | 2 | Electricity | 100% Conditioned | Heat Pump | None | Electricity ASHP | None | 60000-69999 | 100% Incandescent | Occupied | 1960s | Natural Gas | Yes | 67.9925 | 369.8557 | 21.6873 | 716.8518 | 2277.4553 | 88.5075 | 0 | 237.6806 | 989.9941 | 4046.1392 | 0 | 0 | 0 | 156.793 | 0 | 1465.0623 | 21.9803 | 1776.3038 | 0 | 0 | 0 | 389.4915 | 434.0383 | 0 | 0 | 0 | 0 | 0 | 0 | 0 | 0 | 0 | 0 | 3622.0654 | 0 | 0 | 0 | 0 | 0 | 0 | 0 | 0 | 16682.1914 | 16682.1914 | 13060.1261 | 13060.1261 | 0 | 3622.0654 | 0 | 2316.7203 | 0 | 825.7254 | 0 | 5189.4228 | 0 | 825.7254 | 0 | 4545.294 | 0 | 825.7254 | 0 | 5473.7885 | 0 | 825.7254 | 0 | 3142.4458 | 6015.1483 | 5371.0195 | 6299.514
188843 | 242.131 | 2152 | 2 | None | Electric, 100% Usage | EnergyStar, 100% Usage | Electric, 100% Usage | 318 Rated kWh, 100% Usage | 400%+ | None | 6 | Single-Family Attached | Single-Family Attached | Single-Family Attached | 2000-2499 | 1500-2499 | 2 | Electricity | 100% Conditioned | Central AC | Cooling Only | Electricity Baseboard | Fan Coil Cooling Only | 180000-199999 | 100% Incandescent | Occupied | 1970s | Electricity | Yes | 0 | 289.8473 | 16.9981 | 101.9887 | 6929.9585 | 64.7687 | 0 | 0 | 0 | 3006.323 | 0 | 0 | 1230.0193 | 207.4943 | 0 | 2335.4834 | 16.412 | 1801.5079 | 0 | 0 | 0 | 346.9961 | 434.0383 | 325.602 | 0 | 0 | 0 | 0 | 0 | 0 | 0 | 0 | 0 | 0 | 0 | 0 | 0 | 0 | 0 | 0 | 0 | 0 | 17107.1445 | 17107.1445 | 17107.1445 | 17107.1445 | 0 | 0 | 0 | 3033.418 | 0 | 0 | 0 | 6703.8839 | 0 | 0 | 0 | 5912.054 | 0 | 0 | 0 | 6939.0243 | 0 | 0 | 0 | 3033.418 | 6703.8839 | 5912.054 | 6939.0243
188889 | 242.131 | 1623 | 3 | None | Gas, 100% Usage | Standard, 100% Usage | Electric, 100% Usage | None | 300-400% | 12 | None | 10 to 19 Unit | Multifamily with 5+ units, 1-3 stories | Multi-Family with 5+ Units | 1500-1999 | 1500-2499 | 3 | Natural Gas | None | None | None | Natural Gas Fuel Furnace | None | 50000-59999 | 100% Incandescent | Occupied | 1950s | Electricity | Yes | 0 | 63.0103 | 26.3764 | 0 | 0 | 0 | 319.7405 | 182.5833 | 0 | 0 | 0 | 0 | 1916.0987 | 181.1179 | 0 | 1881.2232 | 21.9803 | 1971.7822 | 0 | 0 | 0 | 389.4915 | 400.042 | 0 | 0 | 0 | 0 | 837.5971 | 0 | 0 | 0 | 8458.9103 | 0 | 0 | 0 | 0 | 0 | 0 | 0 | 0 | 0 | 0 | 16649.9536 | 16649.9536 | 7353.4462 | 7353.4462 | 0 | 9296.2143 | 0 | 1210.0806 | 0 | 2119.3582 | 0 | 2718.4435 | 0 | 2119.3582 | 0 | 2384.9061 | 0 | 2119.3582 | 0 | 2936.4599 | 0 | 2119.3582 | 0 | 3329.4388 | 4837.8017 | 4504.2643 | 5055.8181
188929 | 242.131 | 2176 | 3 | Standard Efficiency | Gas, 80% Usage | EnergyStar, 80% Usage | Electric, 80% Usage | None | 300-400% | None | None | Single-Family Detached | Single-Family Detached | Single-Family Detached | 2000-2499 | 1500-2499 | 1 | Natural Gas | 100% Conditioned | Central AC | None | Natural Gas Fuel Furnace | None | 70000-79999 | 100% Incandescent | Occupied | 1970s | Natural Gas | Yes | 67.9925 | 37.5131 | 24.618 | 1285.7028 | 5626.9645 | 0 | 319.7405 | 426.4184 | 0 | 0 | 0 | 0 | 0 | 208.6666 | 99.9372 | 2355.9983 | 21.9803 | 1426.0838 | 0 | 0 | 0 | 377.1825 | 400.042 | 0 | 0 | 0 | 0 | 498.2208 | 0 | 0 | 0 | 17147.0022 | 0 | 3090.7275 | 0 | 0 | 0 | 0 | 0 | 0 | 0 | 0 | 33414.498 | 33414.498 | 12678.5476 | 12678.5476 | 0 | 20735.9505 | 0 | 2238.3019 | 0 | 4727.3515 | 0 | 4769.7859 | 0 | 4727.3515 | 0 | 4241.5123 | 0 | 4727.3515 | 0 | 4956.8102 | 0 | 4727.3515 | 0 | 6965.6534 | 9497.1374 | 8968.8638 | 9684.1617
188962 | 242.131 | 1675 | 2 | None | Electric, 120% Usage | Standard, 120% Usage | Electric, 120% Usage | 318 Rated kWh, 120% Usage | 400%+ | None | 12 | Single-Family Attached | Single-Family Attached | Single-Family Attached | 1500-1999 | 1500-2499 | 1 | Natural Gas | 100% Conditioned | Central AC | None | Natural Gas Fuel Furnace | None | 80000-99999 | 100% CFL | Occupied | 2010s | Natural Gas | Yes | 0 | 846.3893 | 31.6517 | 537.7854 | 2162.5714 | 106.3848 | 0 | 92.0243 | 0 | 0 | 0 | 0 | 0 | 46.0122 | 0 | 616.0354 | 16.412 | 3718.7788 | 0 | 0 | 0 | 467.4484 | 480.0504 | 337.3248 | 0 | 0 | 0 | 0 | 0 | 0 | 0 | 5959.0141 | 0 | 5707.5591 | 0 | 0 | 0 | 0 | 0 | 0 | 0 | 0 | 21125.1489 | 21125.1489 | 9458.5757 | 9458.5757 | 0 | 11666.5732 | 0 | 1641.5218 | 0 | 2659.7219 | 0 | 3581.0963 | 0 | 2659.7219 | 0 | 3165.1998 | 0 | 2659.7219 | 0 | 3774.5975 | 0 | 2659.7219 | 0 | 4301.2436 | 6240.8182 | 5824.9216 | 6434.3194
188971 | 242.131 | 853 | 2 | None | None | None | Electric, 80% Usage | 318 Rated kWh, 80% Usage | 0-100% | 12 | None | 10 to 19 Unit | Multifamily with 5+ units, 1-3 stories | Multi-Family with 5+ Units | 750-999 | 0-1499 | 3 | Electricity | 40% Conditioned | Room AC | None | Electricity Baseboard | None | <10000 | 100% Incandescent | Occupied | 1970s | Natural Gas | No | 0 | 0 | 0 | 0 | 619.2592 | 89.9728 | 0 | 0 | 0 | 9489.3482 | 0 | 0 | 0 | 142.7256 | 0 | 1220.3479 | 16.412 | 928.4491 | 0 | 0 | 0 | 346.41 | 434.0383 | 330.8772 | 0 | 0 | 0 | 0 | 1476.7851 | 0 | 0 | 0 | 0 | 2860.9598 | 444.2957 | 0 | 0 | 0 | 0 | 0 | 0 | 0 | 18399.881 | 18399.881 | 13617.8403 | 13617.8403 | 0 | 4782.0406 | 0 | 2425.9594 | 0 | 1090.1934 | 0 | 5618.9018 | 0 | 1090.1934 | 0 | 4876.2187 | 0 | 1090.1934 | 0 | 5946.948 | 0 | 1090.1934 | 0 | 3516.1528 | 6709.0952 | 5966.4121 | 7037.1413
188990 | 242.131 | 1138 | 2 | Standard Efficiency | None | None | Electric, 120% Usage | 318 Rated kWh, 120% Usage | 200-300% | 16 | None | 10 to 19 Unit | Multifamily with 5+ units, 4-7 stories | Multi-Family with 5+ Units | 1000-1499 | 0-1499 | 5 | Natural Gas | 100% Conditioned | Central AC | None | Natural Gas Fuel Furnace | None | 45000-49999 | 100% Incandescent | Occupied | 1970s | Natural Gas | Yes | 67.9925 | 0 | 0 | 718.3172 | 3188.9063 | 135.1058 | 319.7405 | 20.2219 | 0 | 0 | 0 | 0 | 0 | 156.793 | 0 | 1465.0623 | 16.412 | 3943.2712 | 0 | 0 | 0 | 518.4427 | 400.042 | 0 | 0 | 0 | 0 | 0 | 0 | 0 | 0 | 3985.1804 | 0 | 7031.9473 | 0 | 0 | 0 | 0 | 0 | 0 | 0 | 0 | 21967.4351 | 21967.4351 | 10950.3075 | 10950.3075 | 0 | 11017.4207 | 0 | 1890.2995 | 0 | 2511.7346 | 0 | 4098.6343 | 0 | 2511.7346 | 0 | 3627.9121 | 0 | 2511.7346 | 0 | 4323.8947 | 0 | 2511.7346 | 0 | 4402.0341 | 6610.369 | 6139.6467 | 6835.6293
189029 | 242.131 | 8194 | 4 | Standard Efficiency | Electric, 120% Usage | EnergyStar, 120% Usage | Electric, 120% Usage | None | 150-200% | None | None | Single-Family Detached | Single-Family Detached | Single-Family Detached | 4000+ | 4000+ | 1 | Fuel Oil | 60% Conditioned | Central AC | None | Fuel Oil Fuel Boiler | None | 60000-69999 | 100% LED | Occupied | 1940s | Natural Gas | Yes | 67.9925 | 1226.5024 | 71.5093 | 1260.7917 | 5061.0443 | 0 | 0 | 177.6011 | 0 | 0 | 0 | 0 | 0 | 84.9906 | 16.7051 | 1837.8487 | 21.9803 | 12049.617 | 0 | 5506.2193 | 0 | 882.1439 | 727.1093 | 972.1167 | 0 | 74721.9861 | 0 | 0 | 0 | 0 | 0 | 0 | 0 | 16940.9732 | 0 | 0 | 0 | 0 | 0 | 0 | 0 | 0 | 121626.8386 | 121626.8386 | 29964.1723 | 29964.1723 | 74721.9861 | 16940.9732 | 0 | 4867.6372 | 22655.613 | 3862.1717 | 0 | 10835.0244 | 22655.613 | 3862.1717 | 0 | 9576.2113 | 22655.613 | 3862.1717 | 0 | 11448.6388 | 22655.613 | 3862.1717 | 0 | 31385.4218 | 37352.8091 | 36093.996 | 37966.4234
189141 | 242.131 | 1690 | 3 | None | Electric, 120% Usage | EnergyStar, 120% Usage | Electric, 120% Usage | 318 Rated kWh, 120% Usage | 400%+ | None | None | Single-Family Detached | Single-Family Detached | Single-Family Detached | 1500-1999 | 1500-2499 | 1 | Natural Gas | 100% Conditioned | Central AC | None | Natural Gas Fuel Furnace | None | 60000-69999 | 100% Incandescent | Occupied | 1960s | Natural Gas | Yes | 0 | 330.8772 | 19.3427 | 2251.665 | 7081.4763 | 72.6816 | 319.7405 | 180.2387 | 0 | 0 | 0 | 0 | 0 | 184.6348 | 0 | 1938.9582 | 21.9803 | 4135.8189 | 0 | 0 | 0 | 407.3688 | 434.0383 | 0 | 0 | 0 | 0 | 0 | 0 | 0 | 0 | 22902.3318 | 0 | 3726.3987 | 396.8182 | 0 | 0 | 0 | 0 | 0 | 0 | 0 | 44404.077 | 44404.077 | 17378.8214 | 17378.8214 | 0 | 27025.2556 | 0 | 3078.4117 | 0 | 6161.2078 | 0 | 6524.1352 | 0 | 6161.2078 | 0 | 5800.5011 | 0 | 6161.2078 | 0 | 6818.9362 | 0 | 6161.2078 | 0 | 9239.6194 | 12685.3429 | 11961.7089 | 12980.144
189208 | 242.131 | 1690 | 1 | Standard Efficiency | Electric, 120% Usage | EnergyStar, 120% Usage | Electric, 120% Usage | None | 300-400% | None | None | Mobile Home | Mobile Home | Mobile Home | 1500-1999 | 1500-2499 | 1 | Propane | 100% Conditioned | Central AC | None | Propane Fuel Furnace | None | 60000-69999 | 100% Incandescent | Occupied | 1990s | Electricity | Yes | 81.7668 | 480.0504 | 28.1348 | 703.6636 | 3272.4316 | 0 | 319.7405 | 107.5571 | 0 | 0 | 0 | 0 | 3568.7264 | 184.6348 | 0 | 1938.9582 | 16.412 | 4945.2812 | 0 | 0 | 0 | 486.498 | 434.0383 | 0 | 0 | 0 | 0 | 0 | 0 | 0 | 0 | 0 | 0 | 0 | 0 | 0 | 0 | 0 | 0 | 19486.5885 | 0 | 0 | 36054.1892 | 36054.1892 | 16567.6007 | 16567.6007 | 0 | 0 | 19486.5885 | 2787.834 | 0 | 0 | 5362.4157 | 6115.0847 | 0 | 0 | 5362.4157 | 5397.5718 | 0 | 0 | 5362.4157 | 6517.2787 | 0 | 0 | 5362.4157 | 8150.2498 | 11477.5004 | 10759.9876 | 11879.6944
189253 | 242.131 | 2176 | 4 | Standard Efficiency | Electric, 120% Usage | EnergyStar, 120% Usage | Electric, 120% Usage | None | 400%+ | None | None | Single-Family Detached | Single-Family Detached | Single-Family Detached | 2000-2499 | 1500-2499 | 1 | Fuel Oil | 100% Conditioned | Central AC | None | Fuel Oil Fuel Boiler | None | 100000-119999 | 100% Incandescent | Occupied | 1980s | Electricity | Yes | 67.9925 | 629.5167 | 36.6339 | 992.6317 | 3412.8126 | 0 | 0 | 166.1713 | 0 | 0 | 0 | 0 | 5864.3521 | 208.6666 | 0 | 2355.9983 | 21.9803 | 5704.0422 | 0 | 0 | 0 | 565.6272 | 434.0383 | 0 | 0 | 18200.0065 | 0 | 0 | 0 | 0 | 0 | 0 | 0 | 0 | 0 | 0 | 0 | 0 | 0 | 0 | 0 | 0 | 38660.4702 | 38660.4702 | 20460.4637 | 20460.4637 | 18200.0065 | 0 | 0 | 3386.1405 | 5518.1984 | 0 | 0 | 7501.013 | 5518.1984 | 0 | 0 | 6625.0735 | 5518.1984 | 0 | 0 | 7956.6325 | 5518.1984 | 0 | 0 | 8904.3389 | 13019.2114 | 12143.2719 | 13474.8309
189257 | 242.131 | 1138 | 1 | Standard Efficiency | None | None | Gas, 80% Usage | 318 Rated kWh, 80% Usage | 300-400% | 12 | None | 10 to 19 Unit | Multifamily with 5+ units, 1-3 stories | Multi-Family with 5+ Units | 1000-1499 | 0-1499 | 3 | Natural Gas | 100% Conditioned | Central AC | None | Natural Gas Fuel Furnace | None | 45000-49999 | 100% Incandescent | Occupied | 1990s | Electricity | Yes | 67.9925 | 0 | 0 | 405.6104 | 1461.2524 | 51.5805 | 0 | 77.6638 | 0 | 0 | 0 | 0 | 885.0746 | 156.793 | 0 | 1465.0623 | 16.412 | 790.7057 | 0 | 0 | 0 | 19.0496 | 434.0383 | 0 | 0 | 0 | 0 | 0 | 0 | 0 | 0 | 9040.0702 | 0 | 0 | 0 | 0 | 555.9558 | 0 | 0 | 0 | 0 | 0 | 15427.2611 | 15427.2611 | 5831.2351 | 5831.2351 | 0 | 9596.026 | 0 | 988.7996 | 0 | 2187.6919 | 0 | 2130.3274 | 0 | 2187.6919 | 0 | 1883.1164 | 0 | 2187.6919 | 0 | 2288.6302 | 0 | 2187.6919 | 0 | 3176.4915 | 4318.0193 | 4070.8083 | 4476.3221
189287 | 242.131 | 2176 | 4 | Standard Efficiency | Electric, 100% Usage | EnergyStar, 100% Usage | Electric, 100% Usage | None | 200-300% | None | None | Single-Family Detached | Single-Family Detached | Single-Family Detached | 2000-2499 | 1500-2499 | 1 | Natural Gas | 80% Conditioned | Central AC | None | Natural Gas Fuel Furnace | None | 140000-159999 | 100% Incandescent | Occupied | 1960s | Natural Gas | Yes | 67.9925 | 1519.5735 | 88.8005 | 985.3049 | 3293.8258 | 0 | 319.7405 | 400.9212 | 0 | 0 | 0 | 0 | 0 | 208.6666 | 0 | 2355.9983 | 21.9803 | 5369.9412 | 0 | 0 | 0 | 998.7862 | 434.0383 | 0 | 0 | 0 | 0 | 0 | 0 | 0 | 0 | 19651.0014 | 0 | 12297.5552 | 0 | 0 | 0 | 0 | 0 | 0 | 0 | 0 | 48014.1265 | 48014.1265 | 16065.5699 | 16065.5699 | 0 | 31948.5566 | 0 | 2716.1107 | 0 | 7283.6216 | 0 | 5946.1038 | 0 | 7283.6216 | 0 | 5256.7441 | 0 | 7283.6216 | 0 | 6295.0674 | 0 | 7283.6216 | 0 | 9999.7323 | 13229.7254 | 12540.3657 | 13578.689
189329 | 242.131 | 2176 | 4 | Standard Efficiency | Propane, 100% Usage | Standard, 100% Usage | Propane, 100% Usage | 290 Rated kWh, 100% Usage | 400%+ | None | None | Single-Family Detached | Single-Family Detached | Single-Family Detached | 2000-2499 | 1500-2499 | 1 | Propane | 80% Conditioned | Central AC | None | Propane Fuel Furnace | None | 120000-139999 | 100% CFL | Occupied | 2000s | Electricity | Yes | 67.9925 | 68.2856 | 28.4279 | 385.6815 | 1547.1222 | 91.1451 | 0 | 399.1628 | 0 | 0 | 0 | 0 | 2483.7773 | 52.1667 | 24.911 | 753.7788 | 21.9803 | 2537.4093 | 0 | 0 | 0 | 27.8418 | 960.1008 | 0 | 0 | 0 | 0 | 0 | 0 | 0 | 0 | 0 | 0 | 0 | 0 | 0 | 0 | 905.8827 | 0 | 15428.4334 | 0 | 813.5653 | 26597.3719 | 26597.3719 | 9449.4905 | 9449.4905 | 0 | 0 | 17147.8814 | 1586.2003 | 0 | 0 | 4718.7994 | 3543.3302 | 0 | 0 | 4718.7994 | 3260.2913 | 0 | 0 | 4718.7994 | 3892.918 | 0 | 0 | 4718.7994 | 6304.9997 | 8262.1297 | 7979.0908 | 8611.7174
189344 | 242.131 | 2176 | 3 | None | Electric, 100% Usage | Standard, 100% Usage | Gas, 100% Usage | None | 400%+ | None | None | Single-Family Detached | Single-Family Detached | Single-Family Detached | 2000-2499 | 1500-2499 | 1 | Natural Gas | 80% Conditioned | Room AC | None | Natural Gas Fuel Boiler | None | 100000-119999 | 100% Incandescent | Occupied | 1960s | Natural Gas | Yes | 0 | 1237.053 | 46.3052 | 0 | 2787.9851 | 0 | 319.7405 | 78.25 | 0 | 0 | 0 | 0 | 0 | 208.6666 | 99.9372 | 2355.9983 | 21.9803 | 3166.6329 | 0 | 0 | 0 | 36.927 | 480.0504 | 0 | 0 | 0 | 0 | 0 | 0 | 0 | 0 | 20194.6482 | 0 | 5808.6686 | 0 | 0 | 1080.8461 | 0 | 0 | 0 | 0 | 0 | 37923.6895 | 37923.6895 | 10839.5266 | 10839.5266 | 0 | 27084.1629 | 0 | 1846.6353 | 0 | 6174.6259 | 0 | 4027.3872 | 0 | 6174.6259 | 0 | 3562.6156 | 0 | 6174.6259 | 0 | 4252.7519 | 0 | 6174.6259 | 0 | 8021.2612 | 10202.0132 | 9737.2416 | 10427.3778
189448 | 242.131 | 1220 | 3 | Standard Efficiency | Electric, 100% Usage | EnergyStar, 100% Usage | Electric, 100% Usage | None | 200-300% | None | None | Single-Family Detached | Single-Family Detached | Single-Family Detached | 1000-1499 | 0-1499 | 2 | Fuel Oil | 20% Conditioned | Room AC | None | Fuel Oil Fuel Boiler | None | 30000-34999 | 100% LED | Occupied | <1940 | Electricity | Yes | 67.9925 | 275.7799 | 16.1189 | 0 | 325.3089 | 0 | 0 | 261.4194 | 0 | 0 | 0 | 0 | 1243.2075 | 26.9625 | 0 | 375.131 | 21.9803 | 1918.4432 | 0 | 0 | 0 | 339.6694 | 480.0504 | 0 | 0 | 21642.7124 | 0 | 0 | 0 | 0 | 0 | 0 | 0 | 0 | 0 | 0 | 0 | 0 | 0 | 0 | 0 | 0 | 26994.7763 | 26994.7763 | 5352.0639 | 5352.0639 | 21642.7124 | 0 | 0 | 894.1866 | 6562.0464 | 0 | 0 | 1994.5096 | 6562.0464 | 0 | 0 | 1753.1096 | 6562.0464 | 0 | 0 | 2136.6278 | 6562.0464 | 0 | 0 | 7456.233 | 8556.556 | 8315.156 | 8698.6742
189571 | 242.131 | 1690 | 3 | Standard Efficiency | Electric, 100% Usage | EnergyStar, 100% Usage | Electric, 100% Usage | 318 Rated kWh, 100% Usage | 300-400% | None | None | Single-Family Detached | Single-Family Detached | Single-Family Detached | 1500-1999 | 1500-2499 | 1 | Propane | None | None | None | Propane Fuel Wall/Floor Furnace | None | 60000-69999 | 100% CFL | Occupied | 1990s | Electricity | Yes | 67.9925 | 400.042 | 23.4457 | 0 | 0 | 97.5927 | 319.7405 | 0 | 0 | 0 | 0 | 0 | 2343.9824 | 46.0122 | 24.911 | 620.1384 | 21.9803 | 2382.6678 | 0 | 1992.0041 | 0 | 405.6104 | 434.0383 | 0 | 0 | 0 | 0 | 0 | 0 | 0 | 0 | 0 | 0 | 0 | 0 | 0 | 0 | 0 | 0 | 23227.6407 | 0 | 0 | 32408.092 | 32408.092 | 9180.4513 | 9180.4513 | 0 | 0 | 23227.6407 | 1399.523 | 0 | 0 | 6391.9212 | 3241.3293 | 0 | 0 | 6391.9212 | 2848.0321 | 0 | 0 | 6391.9212 | 3472.075 | 0 | 0 | 6391.9212 | 7791.4441 | 9633.2505 | 9239.9533 | 9863.9961
189618 | 242.131 | 2176 | 3 | Standard Efficiency, No usage | Electric, 120% Usage | EnergyStar, 120% Usage | Electric, 120% Usage | None | 150-200% | None | None | Single-Family Detached | Single-Family Detached | Single-Family Detached | 2000-2499 | 1500-2499 | 1 | Natural Gas | 40% Conditioned | Room AC | None | Natural Gas Fuel Boiler | None | 35000-39999 | 100% CFL | Vacant | 1980s | Natural Gas | Yes | 0 | 0 | 0 | 0 | 1103.4126 | 0 | 0 | 37.22 | 0 | 0 | 0 | 0 | 0 | 0 | 0 | 0 | 21.9803 | 0 | 0 | 0 | 0 | 0 | 434.0383 | 0 | 0 | 0 | 0 | 0 | 0 | 0 | 0 | 7031.6542 | 0 | 1444.8404 | 0 | 0 | 0 | 0 | 0 | 0 | 0 | 0 | 10072.8527 | 10072.8527 | 1596.6512 | 1596.6512 | 0 | 8476.2015 | 0 | 278.0063 | 0 | 1932.4087 | 0 | 580.3057 | 0 | 1932.4087 | 0 | 519.5801 | 0 | 1932.4087 | 0 | 595.4579 | 0 | 1932.4087 | 0 | 2210.415 | 2512.7144 | 2451.9888 | 2527.8666
189764 | 242.131 | 853 | 2 | Standard Efficiency | Electric, 80% Usage | EnergyStar, 80% Usage | Electric, 80% Usage | None | 200-300% | 8 | None | 5 to 9 Unit | Multifamily with 5+ units, 1-3 stories | Multi-Family with 5+ Units | 750-999 | 0-1499 | 2 | Electricity | 100% Conditioned | Heat Pump | None | Electricity ASHP | None | 30000-34999 | 100% LED | Occupied | 1990s | Electricity | Yes | 67.9925 | 231.8192 | 13.4813 | 482.6881 | 1623.6137 | 0 | 0 | 82.9391 | 120.7453 | 1168.1813 | 0 | 0 | 855.4745 | 23.7388 | 0 | 298.0533 | 16.412 | 733.2638 | 0 | 0 | 0 | 277.5383 | 400.042 | 0 | 0 | 0 | 0 | 0 | 0 | 567.3856 | 0 | 0 | 0 | 0 | 0 | 0 | 0 | 0 | 0 | 0 | 0 | 0 | 6963.3686 | 6963.3686 | 6395.983 | 6395.983 | 0 | 567.3856 | 0 | 1121.5638 | 0 | 129.3323 | 0 | 2488.1678 | 0 | 129.3323 | 0 | 2189.6836 | 0 | 129.3323 | 0 | 2603.1435 | 0 | 129.3323 | 0 | 1250.8962 | 2617.5001 | 2319.0159 | 2732.4758
190011 | 242.131 | 8194 | 4 | Standard Efficiency | Electric, 120% Usage | EnergyStar, 120% Usage | Electric, 120% Usage | None | 400%+ | None | None | Single-Family Detached | Single-Family Detached | Single-Family Detached | 4000+ | 4000+ | 1 | Electricity | 20% Conditioned | Room AC | None | Electricity Baseboard | None | 200000+ | 100% Incandescent | Occupied | 1950s | Electricity | Yes | 67.9925 | 927.863 | 54.2181 | 0 | 3482.2705 | 0 | 0 | 0 | 0 | 33057.5375 | 0 | 0 | 8227.0911 | 509.6506 | 99.9372 | 7521.669 | 21.9803 | 10790.5837 | 0 | 4868.2035 | 0 | 723.8855 | 914.0887 | 0 | 0 | 0 | 0 | 0 | 0 | 0 | 0 | 0 | 0 | 0 | 0 | 0 | 0 | 0 | 0 | 0 | 0 | 0 | 71266.9713 | 71266.9713 | 71266.9713 | 71266.9713 | 0 | 0 | 0 | 12229.269 | 0 | 0 | 0 | 28386.5712 | 0 | 0 | 0 | 24724.8896 | 0 | 0 | 0 | 30007.4418 | 0 | 0 | 0 | 12229.269 | 28386.5712 | 24724.8896 | 30007.4418
190102 | 242.131 | 3301 | 4 | Standard Efficiency | Electric, 100% Usage | EnergyStar, 100% Usage | Electric, 100% Usage | None | 400%+ | None | None | Single-Family Detached | Single-Family Detached | Single-Family Detached | 3000-3999 | 2500-3999 | 2 | Natural Gas | 100% Conditioned | Central AC | None | Natural Gas Fuel Furnace | None | 140000-159999 | 100% Incandescent | Occupied | 1980s | Natural Gas | Yes | 67.9925 | 524.5972 | 30.7725 | 1279.8414 | 4540.5501 | 0 | 319.7405 | 520.7873 | 0 | 0 | 0 | 0 | 0 | 264.9362 | 99.9372 | 3321.6675 | 21.9803 | 3209.7144 | 0 | 0 | 0 | 471.2583 | 868.0765 | 492.0663 | 0 | 0 | 0 | 0 | 0 | 0 | 0 | 29152.0724 | 0 | 4096.5474 | 0 | 0 | 0 | 0 | 0 | 0 | 0 | 0 | 49282.5381 | 49282.5381 | 16033.9182 | 16033.9182 | 0 | 33248.6198 | 0 | 2698.8868 | 0 | 7580.0216 | 0 | 5830.157 | 0 | 7580.0216 | 0 | 5166.457 | 0 | 7580.0216 | 0 | 6186.9582 | 0 | 7580.0216 | 0 | 10278.9084 | 13410.1786 | 12746.4786 | 13766.9798
190106 | 242.131 | 1138 | 2 | Standard Efficiency | Electric, 80% Usage | Standard, 80% Usage | Electric, 80% Usage | 318 Rated kWh, 80% Usage | 400%+ | 67 | None | 50 or more Unit | Multifamily with 5+ units, 4-7 stories | Multi-Family with 5+ Units | 1000-1499 | 0-1499 | 4 | Electricity | 100% Conditioned | Central AC | None | Electricity Electric Furnace | None | 70000-79999 | 100% LED | Occupied | 2010s | Electricity | Yes | 67.9925 | 441.9512 | 16.412 | 528.4071 | 2789.4504 | 51.5805 | 319.7405 | 131.2958 | 0 | 6858.1561 | 0 | 0 | 941.0512 | 26.0833 | 0 | 357.8398 | 16.412 | 790.7057 | 0 | 0 | 0 | 277.5383 | 727.1093 | 0 | 0 | 0 | 0 | 0 | 0 | 0 | 0 | 0 | 0 | 0 | 0 | 0 | 0 | 0 | 0 | 0 | 0 | 0 | 14342.019 | 14342.019 | 14342.019 | 14342.019 | 0 | 0 | 0 | 2507.1062 | 0 | 0 | 0 | 5728.2153 | 0 | 0 | 0 | 5004.3136 | 0 | 0 | 0 | 6012.5746 | 0 | 0 | 0 | 2507.1062 | 5728.2153 | 5004.3136 | 6012.5746
190125 | 242.131 | 633 | 2 | Standard Efficiency | Electric, 100% Usage | EnergyStar, 100% Usage | Electric, 100% Usage | None | 200-300% | None | None | Single-Family Detached | Single-Family Detached | Single-Family Detached | 500-749 | 0-1499 | 1 | Natural Gas | 20% Conditioned | Room AC | None | Natural Gas Fuel Boiler | None | 40000-44999 | 100% CFL | Occupied | 1950s | Natural Gas | Yes | 67.9925 | 400.042 | 23.4457 | 0 | 319.1544 | 0 | 319.7405 | 123.676 | 0 | 0 | 0 | 0 | 0 | 32.824 | 0 | 329.998 | 16.412 | 2046.5153 | 0 | 1680.1764 | 0 | 405.6104 | 434.0383 | 0 | 0 | 0 | 0 | 0 | 0 | 0 | 0 | 14934.3156 | 0 | 3704.1253 | 0 | 0 | 0 | 0 | 0 | 0 | 0 | 0 | 24838.3593 | 24838.3593 | 6199.9185 | 6199.9185 | 0 | 18638.4408 | 0 | 993.2475 | 0 | 4249.2111 | 0 | 2231.2916 | 0 | 4249.2111 | 0 | 2063.7732 | 0 | 4249.2111 | 0 | 2475.9734 | 0 | 4249.2111 | 0 | 5242.4587 | 6480.5028 | 6312.9843 | 6725.1846
190143 | 242.131 | 2663 | 5 | Standard Efficiency | Electric, 100% Usage | Standard, 100% Usage | Gas, 100% Usage | None | 400%+ | None | None | Single-Family Detached | Single-Family Detached | Single-Family Detached | 2500-2999 | 2500-3999 | 2 | Natural Gas | 80% Conditioned | Central AC | None | Natural Gas Fuel Furnace | None | 200000+ | 100% CFL | Occupied | 2010s | Natural Gas | Yes | 67.9925 | 762.864 | 28.4279 | 551.8528 | 1983.505 | 0 | 319.7405 | 331.4634 | 0 | 0 | 0 | 0 | 0 | 58.3211 | 24.911 | 887.4192 | 27.2556 | 2692.1508 | 0 | 0 | 0 | 27.8418 | 727.1093 | 0 | 0 | 0 | 0 | 0 | 0 | 0 | 0 | 25915.9816 | 0 | 3954.4079 | 0 | 0 | 813.5653 | 0 | 0 | 0 | 0 | 0 | 39175.103 | 39175.103 | 8491.1481 | 8491.1481 | 0 | 30683.9549 | 0 | 1543.7182 | 0 | 6995.3083 | 0 | 3350.9386 | 0 | 6995.3083 | 0 | 2961.857 | 0 | 6995.3083 | 0 | 3483.6348 | 0 | 6995.3083 | 0 | 8539.0265 | 10346.2469 | 9957.1654 | 10478.9431
190158 | 242.131 | 1690 | 4 | Standard Efficiency | Electric, 80% Usage | EnergyStar, 80% Usage | Electric, 80% Usage | None | 400%+ | None | None | Single-Family Detached | Single-Family Detached | Single-Family Detached | 1500-1999 | 1500-2499 | 1 | Fuel Oil | 100% Conditioned | Central AC | None | Fuel Oil Fuel Furnace | None | 180000-199999 | 100% Incandescent | Occupied | 1960s | Fuel Oil | Yes | 67.9925 | 220.6825 | 12.8951 | 804.187 | 2470.5891 | 0 | 319.7405 | 681.6833 | 0 | 0 | 0 | 0 | 0 | 184.6348 | 99.9372 | 1938.9582 | 21.9803 | 1033.9547 | 0 | 0 | 0 | 271.6769 | 434.0383 | 0 | 0 | 32930.0516 | 1751.6858 | 0 | 0 | 0 | 0 | 0 | 0 | 0 | 0 | 0 | 0 | 0 | 0 | 0 | 0 | 0 | 43244.3948 | 43244.3948 | 8562.6575 | 8562.6575 | 34682.0304 | 0 | 0 | 1541.2933 | 10515.5076 | 0 | 0 | 3300.2542 | 10515.5076 | 0 | 0 | 3051.8597 | 10515.5076 | 0 | 0 | 3623.1625 | 10515.5076 | 0 | 0 | 12056.8009 | 13815.7618 | 13567.3674 | 14138.6701
190207 | 242.131 | 866 | 1 | None | Electric, 100% Usage | Standard, 100% Usage | Propane, 100% Usage | 290 Rated kWh, 100% Usage | 200-300% | None | 8 | Single-Family Attached | Single-Family Attached | Single-Family Attached | 750-999 | 0-1499 | 1 | Fuel Oil | 100% Conditioned | Central AC | None | Fuel Oil Fuel Furnace | None | 30000-34999 | 100% LED | Vacant | 1950s | Natural Gas | Yes | 0 | 0 | 0 | 395.0598 | 1433.4106 | 0 | 0 | 28.4279 | 0 | 0 | 0 | 0 | 0 | 0 | 0 | 0 | 16.412 | 0 | 0 | 0 | 0 | 0 | 434.0383 | 0 | 0 | 2474.106 | 0 | 0 | 0 | 0 | 0 | 0 | 0 | 1588.4452 | 0 | 0 | 0 | 0 | 0 | 0 | 0 | 0 | 6370.1928 | 6370.1928 | 2307.6416 | 2307.6416 | 2474.106 | 1588.4452 | 0 | 399.0406 | 750.1443 | 362.1527 | 0 | 841.2882 | 750.1443 | 362.1527 | 0 | 753.1076 | 750.1443 | 362.1527 | 0 | 861.0984 | 750.1443 | 362.1527 | 0 | 1511.3376 | 1953.5851 | 1865.4045 | 1973.3953
190221 | 242.131 | 1220 | 3 | Standard Efficiency | Electric, 80% Usage | EnergyStar, 80% Usage | Electric, 80% Usage | None | 400%+ | None | None | Single-Family Detached | Single-Family Detached | Single-Family Detached | 1000-1499 | 0-1499 | 1 | Natural Gas | 100% Conditioned | Central AC | None | Natural Gas Fuel Furnace | None | 120000-139999 | 100% LED | Occupied | 2000s | Natural Gas | Yes | 81.7668 | 419.6778 | 24.618 | 372.7864 | 1705.6736 | 0 | 319.7405 | 90.559 | 0 | 0 | 0 | 0 | 0 | 26.9625 | 0 | 375.131 | 21.9803 | 1273.9799 | 0 | 0 | 0 | 377.1825 | 400.042 | 383.63 | 0 | 0 | 0 | 0 | 0 | 0 | 0 | 4950.5565 | 0 | 2938.3305 | 0 | 0 | 0 | 0 | 0 | 0 | 0 | 0 | 13762.0313 | 13762.0313 | 5873.4373 | 5873.4373 | 0 | 7888.8871 | 0 | 1037.422 | 0 | 1798.4856 | 0 | 2255.2458 | 0 | 1798.4856 | 0 | 1995.4281 | 0 | 1798.4856 | 0 | 2353.7833 | 0 | 1798.4856 | 0 | 2835.9076 | 4053.7314 | 3793.9137 | 4152.2689
190227 | 242.131 | 2176 | 4 | Standard Efficiency | Electric, 80% Usage | Standard, 80% Usage | Propane, 80% Usage | 318 Rated kWh, 80% Usage | 400%+ | None | None | Single-Family Detached | Single-Family Detached | Single-Family Detached | 2000-2499 | 1500-2499 | 1 | Propane | 100% Conditioned | Central AC | None | Propane Fuel Furnace | None | 160000-179999 | 100% Incandescent | Occupied | 2000s | Electricity | Yes | 67.9925 | 799.791 | 29.8932 | 571.7817 | 3394.9353 | 107.8502 | 0 | 409.1272 | 0 | 0 | 0 | 0 | 1936.6136 | 208.6666 | 99.9372 | 2355.9983 | 21.9803 | 1426.0838 | 0 | 0 | 0 | 25.7903 | 868.0765 | 0 | 0 | 0 | 0 | 0 | 0 | 0 | 0 | 0 | 0 | 0 | 0 | 0 | 0 | 0 | 0 | 24578.1122 | 0 | 757.8818 | 37660.8048 | 37660.8048 | 12324.8108 | 12324.8108 | 0 | 0 | 25335.994 | 2126.5572 | 0 | 0 | 6972.0635 | 4660.0942 | 0 | 0 | 6972.0635 | 4303.4658 | 0 | 0 | 6972.0635 | 5119.1178 | 0 | 0 | 6972.0635 | 9098.6207 | 11632.1577 | 11275.5293 | 12091.1814
190235 | 242.131 | 1220 | 3 | None | Electric, 100% Usage | EnergyStar, 100% Usage | Electric, 100% Usage | 290 Rated kWh, 100% Usage | 150-200% | None | None | Single-Family Detached | Single-Family Detached | Single-Family Detached | 1000-1499 | 0-1499 | 1 | Electricity | 100% Conditioned | Heat Pump | None | Electricity ASHP | None | 25000-29999 | 100% Incandescent | Occupied | 1940s | Electricity | Yes | 0 | 400.042 | 23.4457 | 1257.568 | 6071.8464 | 91.1451 | 319.7405 | 535.1478 | 1527.7795 | 8355.7493 | 0 | 0 | 2072.5986 | 160.896 | 0 | 1535.3993 | 21.9803 | 2233.2016 | 0 | 0 | 0 | 405.6104 | 834.0803 | 0 | 0 | 0 | 0 | 0 | 0 | 0 | 0 | 0 | 0 | 0 | 0 | 0 | 0 | 0 | 0 | 0 | 0 | 0 | 25845.9377 | 25845.9377 | 25845.9377 | 25845.9377 | 0 | 0 | 0 | 4626.277 | 0 | 0 | 0 | 10358.6264 | 0 | 0 | 0 | 9081.068 | 0 | 0 | 0 | 10835.6731 | 0 | 0 | 0 | 4626.277 | 10358.6264 | 9081.068 | 10835.6731
190246 | 242.131 | 3301 | 4 | Standard Efficiency | Electric, 80% Usage | Standard, 80% Usage | Propane, 80% Usage | 318 Rated kWh, 80% Usage | 400%+ | None | None | Single-Family Detached | Single-Family Detached | Single-Family Detached | 3000-3999 | 2500-3999 | 1 | Fuel Oil | 80% Conditioned | Central AC | None | Fuel Oil Fuel Furnace | None | 200000+ | 100% CFL | Occupied | 1960s | Fuel Oil | Yes | 67.9925 | 610.174 | 22.8595 | 887.7123 | 6214.279 | 77.9569 | 0 | 1531.0033 | 0 | 0 | 0 | 0 | 0 | 66.2341 | 24.911 | 1062.6757 | 21.9803 | 1447.478 | 0 | 0 | 0 | 22.2734 | 400.042 | 0 | 0 | 61560.4575 | 2569.9402 | 0 | 0 | 0 | 0 | 0 | 0 | 0 | 0 | 0 | 0 | 0 | 0 | 0 | 0 | 650.9108 | 77238.5874 | 77238.5874 | 12457.2789 | 12457.2789 | 64130.3977 | 0 | 650.9108 | 2028.2106 | 19444.2571 | 0 | 179.0855 | 4326.526 | 19444.2571 | 0 | 179.0855 | 3851.529 | 19444.2571 | 0 | 179.0855 | 4586.0733 | 19444.2571 | 0 | 179.0855 | 21651.5532 | 23949.8686 | 23474.8716 | 24209.4159
190337 | 242.131 | 1675 | 3 | Standard Efficiency | Electric, 120% Usage | EnergyStar, 120% Usage | Gas, 120% Usage | None | 400%+ | None | 6 | Single-Family Attached | Single-Family Attached | Single-Family Attached | 1500-1999 | 1500-2499 | 3 | Natural Gas | 100% Conditioned | Central AC | None | Natural Gas Fuel Furnace | None | 200000+ | 100% Incandescent | Occupied | 2000s | Natural Gas | Yes | 67.9925 | 732.6777 | 42.7884 | 566.2133 | 3018.3389 | 0 | 0 | 42.2022 | 0 | 0 | 0 | 0 | 0 | 183.7556 | 0 | 1926.0631 | 21.9803 | 4505.3816 | 0 | 0 | 0 | 42.4953 | 434.0383 | 0 | 0 | 0 | 0 | 0 | 0 | 980.9089 | 0 | 4056.6898 | 0 | 9384.1357 | 0 | 0 | 1247.6035 | 0 | 0 | 0 | 0 | 0 | 27253.558 | 27253.558 | 11584.2202 | 11584.2202 | 0 | 15669.3378 | 0 | 1959.7662 | 0 | 3572.2985 | 0 | 4297.3278 | 0 | 3572.2985 | 0 | 3796.511 | 0 | 3572.2985 | 0 | 4557.9143 | 0 | 3572.2985 | 0 | 5532.0647 | 7869.6262 | 7368.8094 | 8130.2128
190448 | 242.131 | 1690 | 3 | Standard Efficiency | Electric, 100% Usage | Standard, 100% Usage | Gas, 100% Usage | None | 0-100% | None | None | Single-Family Detached | Single-Family Detached | Single-Family Detached | 1500-1999 | 1500-2499 | 1 | Natural Gas | 100% Conditioned | Central AC | None | Natural Gas Fuel Furnace | None | 10000-14999 | 100% Incandescent | Occupied | 1990s | Natural Gas | Yes | 67.9925 | 999.9585 | 37.5131 | 1026.0418 | 4035.8817 | 0 | 319.7405 | 242.6628 | 0 | 0 | 0 | 0 | 0 | 184.6348 | 99.9372 | 1938.9582 | 21.9803 | 2697.4261 | 0 | 0 | 0 | 32.2378 | 868.0765 | 0 | 0 | 0 | 0 | 0 | 0 | 0 | 0 | 11437.6846 | 0 | 5458.7417 | 0 | 0 | 947.2057 | 0 | 0 | 0 | 0 | 0 | 30416.381 | 30416.381 | 12572.7489 | 12572.7489 | 0 | 17843.6321 | 0 | 2121.6125 | 0 | 4067.9602 | 0 | 4624.1551 | 0 | 4067.9602 | 0 | 4098.3304 | 0 | 4067.9602 | 0 | 4870.3691 | 0 | 4067.9602 | 0 | 6189.5727 | 8692.1153 | 8166.2906 | 8938.3293
190486 | 242.131 | 1690 | 2 | None | Electric, 100% Usage | Standard, 100% Usage | Gas, 100% Usage | None | 300-400% | None | None | Single-Family Detached | Single-Family Detached | Single-Family Detached | 1500-1999 | 1500-2499 | 2 | Natural Gas | 100% Conditioned | Central AC | None | Natural Gas Fuel Furnace | None | 50000-59999 | 100% Incandescent | Vacant | 1950s | Natural Gas | Yes | 0 | 0 | 0 | 1143.8564 | 3193.3024 | 0 | 0 | 135.1058 | 0 | 0 | 0 | 0 | 0 | 0 | 0 | 0 | 16.412 | 0 | 0 | 0 | 0 | 0 | 914.0887 | 0 | 0 | 0 | 0 | 0 | 0 | 0 | 0 | 8629.4777 | 0 | 1653.2139 | 0 | 0 | 0 | 0 | 0 | 0 | 0 | 0 | 15685.4567 | 15685.4567 | 5402.7652 | 5402.7652 | 0 | 10282.6916 | 0 | 1012.9566 | 0 | 2344.2307 | 0 | 2079.951 | 0 | 2344.2307 | 0 | 1859.9324 | 0 | 2344.2307 | 0 | 2135.2017 | 0 | 2344.2307 | 0 | 3357.1873 | 4424.1817 | 4204.1631 | 4479.4324
190502 | 242.131 | 2663 | 3 | Standard Efficiency | Propane, 100% Usage | EnergyStar, 100% Usage | Propane, 100% Usage | None | 300-400% | None | None | Single-Family Detached | Single-Family Detached | Single-Family Detached | 2500-2999 | 2500-3999 | 2 | Propane | 80% Conditioned | Central AC | None | Propane Fuel Furnace | None | 100000-119999 | 100% LED | Occupied | 1990s | Electricity | Yes | 67.9925 | 69.1648 | 45.1329 | 1036.5924 | 3357.1291 | 0 | 0 | 413.5233 | 0 | 0 | 0 | 0 | 4433.2861 | 38.9785 | 16.7051 | 677.8734 | 21.9803 | 3636.4258 | 0 | 0 | 0 | 41.323 | 868.0765 | 0 | 0 | 0 | 0 | 0 | 0 | 0 | 0 | 0 | 0 | 0 | 0 | 0 | 0 | 918.1917 | 0 | 18006.2865 | 0 | 1214.7796 | 34863.1483 | 34863.1483 | 14724.1836 | 14724.1836 | 0 | 0 | 20138.9647 | 2489.2696 | 0 | 0 | 5541.9639 | 5465.7776 | 0 | 0 | 5541.9639 | 4829.8933 | 0 | 0 | 5541.9639 | 5778.7672 | 0 | 0 | 5541.9639 | 8031.2335 | 11007.7415 | 10371.8572 | 11320.7312
190519 | 242.131 | 866 | 2 | Standard Efficiency, No usage | Electric, 120% Usage | EnergyStar, 120% Usage | Electric, 120% Usage | 318 Rated kWh, 120% Usage | 300-400% | None | 30 | Single-Family Attached | Single-Family Attached | Single-Family Attached | 750-999 | 0-1499 | 1 | Natural Gas | 100% Conditioned | Central AC | None | Natural Gas Fuel Furnace | None | 60000-69999 | 100% CFL | Vacant | 1950s | Natural Gas | Yes | 0 | 0 | 0 | 732.0915 | 2058.8243 | 0 | 0 | 44.5468 | 0 | 0 | 0 | 0 | 0 | 0 | 0 | 0 | 16.412 | 0 | 0 | 0 | 0 | 0 | 434.0383 | 0 | 0 | 0 | 0 | 0 | 0 | 0 | 0 | 4065.775 | 0 | 1723.2579 | 0 | 0 | 0 | 0 | 0 | 0 | 0 | 0 | 9074.9457 | 9074.9457 | 3285.9128 | 3285.9128 | 0 | 5789.0328 | 0 | 555.3499 | 0 | 1319.795 | 0 | 1166.8088 | 0 | 1319.795 | 0 | 1045.7871 | 0 | 1319.795 | 0 | 1209.724 | 0 | 1319.795 | 0 | 1875.145 | 2486.6038 | 2365.5822 | 2529.5191
190651 | 242.131 | 1220 | 3 | None | Electric, 100% Usage | EnergyStar, 100% Usage | Gas, 100% Usage | 290 Rated kWh, 100% Usage | 400%+ | None | None | Single-Family Detached | Single-Family Detached | Single-Family Detached | 1000-1499 | 0-1499 | 1 | Natural Gas | None | None | None | Natural Gas Fuel Wall/Floor Furnace | None | 160000-179999 | 100% LED | Occupied | 1940s | Natural Gas | Yes | 0 | 400.042 | 23.4457 | 0 | 0 | 91.1451 | 319.7405 | 0 | 0 | 0 | 0 | 0 | 0 | 26.9625 | 0 | 375.131 | 21.9803 | 2233.2016 | 0 | 0 | 0 | 27.8418 | 434.0383 | 0 | 0 | 0 | 0 | 0 | 0 | 0 | 0 | 24789.1234 | 0 | 3596.8612 | 0 | 0 | 813.5653 | 0 | 0 | 0 | 0 | 0 | 33152.7856 | 33152.7856 | 3953.2357 | 3953.2357 | 0 | 29199.5499 | 0 | 666.3403 | 0 | 6656.8744 | 0 | 1489.5592 | 0 | 6656.8744 | 0 | 1309.3701 | 0 | 6656.8744 | 0 | 1587.9829 | 0 | 6656.8744 | 0 | 7323.2148 | 8146.4337 | 7966.2446 | 8244.8573
190653 | 242.131 | 1675 | 3 | None | Electric, 100% Usage | Standard, 100% Usage | Gas, 100% Usage | 290 Rated kWh, 100% Usage | 400%+ | None | 24 | Single-Family Attached | Single-Family Attached | Single-Family Attached | 1500-1999 | 1500-2499 | 1 | Natural Gas | 100% Conditioned | Central AC | None | Natural Gas Fuel Furnace | None | 60000-69999 | 100% LED | Occupied | 1990s | Natural Gas | Yes | 0 | 552.439 | 20.808 | 307.7246 | 1950.681 | 60.3726 | 0 | 197.5299 | 0 | 0 | 0 | 0 | 0 | 30.4794 | 0 | 470.6721 | 21.9803 | 1728.2401 | 0 | 0 | 0 | 23.7388 | 434.0383 | 0 | 0 | 0 | 0 | 0 | 0 | 0 | 0 | 10472.3085 | 0 | 2740.8006 | 0 | 0 | 694.8715 | 0 | 0 | 0 | 0 | 0 | 19706.3918 | 19706.3918 | 5798.118 | 5798.118 | 0 | 13907.9807 | 0 | 1002.2064 | 0 | 3170.7613 | 0 | 2138.7524 | 0 | 3170.7613 | 0 | 1896.0891 | 0 | 3170.7613 | 0 | 2271.7004 | 0 | 3170.7613 | 0 | 4172.9677 | 5309.5137 | 5066.8504 | 5442.4616
190690 | 242.131 | 1690 | 2 | Standard Efficiency | Electric, 120% Usage | EnergyStar, 120% Usage | Electric, 120% Usage | None | 400%+ | None | None | Single-Family Detached | Single-Family Detached | Single-Family Detached | 1500-1999 | 1500-2499 | 1 | Electricity | 100% Conditioned | Heat Pump | None | Electricity ASHP | None | 120000-139999 | 100% LED | Occupied | 1980s | Electricity | Yes | 67.9925 | 480.0504 | 28.1348 | 577.0569 | 2517.7736 | 0 | 0 | 1016.6635 | 4080.4285 | 10583.0894 | 0 | 0 | 3863.849 | 30.7725 | 16.7051 | 473.6028 | 16.412 | 4765.3356 | 0 | 0 | 0 | 486.498 | 960.1008 | 0 | 0 | 0 | 0 | 0 | 1570.2748 | 0 | 0 | 0 | 0 | 0 | 0 | 0 | 0 | 0 | 0 | 0 | 0 | 0 | 31534.7402 | 31534.7402 | 29964.4654 | 29964.4654 | 0 | 1570.2748 | 0 | 5291.8027 | 0 | 357.971 | 0 | 12203.4251 | 0 | 357.971 | 0 | 10631.1791 | 0 | 357.971 | 0 | 12808.4044 | 0 | 357.971 | 0 | 5649.7737 | 12561.3961 | 10989.1501 | 13166.3754
190718 | 242.131 | 2176 | 4 | Standard Efficiency | Electric, 80% Usage | Standard, 80% Usage | Electric, 80% Usage | None | 100-150% | None | None | Single-Family Detached | Single-Family Detached | Single-Family Detached | 2000-2499 | 1500-2499 | 2 | Natural Gas | 60% Conditioned | Room AC | None | Natural Gas Fuel Furnace | None | 15000-19999 | 100% Incandescent | Occupied | <1940 | Natural Gas | Yes | 67.9925 | 420.557 | 15.8258 | 0 | 3335.7349 | 0 | 0 | 1040.9884 | 0 | 0 | 0 | 0 | 0 | 208.6666 | 0 | 2355.9983 | 21.9803 | 1111.3255 | 0 | 0 | 0 | 271.6769 | 480.0504 | 0 | 0 | 0 | 0 | 0 | 1431.6522 | 0 | 0 | 41759.6968 | 0 | 1353.6953 | 0 | 0 | 0 | 0 | 0 | 0 | 0 | 0 | 53875.5479 | 53875.5479 | 9330.5037 | 9330.5037 | 0 | 44545.0442 | 0 | 1631.2148 | 0 | 10155.3662 | 0 | 3497.0312 | 0 | 10155.3662 | 0 | 3093.6206 | 0 | 10155.3662 | 0 | 3715.3869 | 0 | 10155.3662 | 0 | 11786.581 | 13652.3973 | 13248.9868 | 13870.7531
190741 | 242.131 | 2663 | 4 | Standard Efficiency | Electric, 100% Usage | EnergyStar, 100% Usage | Propane, 100% Usage | 290 Rated kWh, 100% Usage | 400%+ | None | None | Single-Family Detached | Single-Family Detached | Single-Family Detached | 2500-2999 | 2500-3999 | 2 | Other Fuel | 100% Conditioned | Central AC | None | None | None | 180000-199999 | 100% CFL | Occupied | 2000s | Propane | Yes | 81.7668 | 400.042 | 23.4457 | 607.8294 | 2528.9103 | 91.1451 | 0 | 0 | 0 | 0 | 0 | 0 | 0 | 58.3211 | 24.911 | 887.4192 | 21.9803 | 2692.1508 | 0 | 0 | 0 | 27.8418 | 400.042 | 0 | 0 | 0 | 0 | 0 | 0 | 0 | 0 | 0 | 0 | 0 | 0 | 0 | 0 | 0 | 0 | 0 | 3885.2432 | 813.5653 | 12544.321 | 12544.321 | 7845.8056 | 7845.8056 | 0 | 0 | 4698.5154 | 1378.9489 | 0 | 0 | 1292.985 | 2959.8558 | 0 | 0 | 1292.985 | 2623.2807 | 0 | 0 | 1292.985 | 3101.9817 | 0 | 0 | 1292.985 | 2671.9339 | 4252.8408 | 3916.2657 | 4394.9667
190808 | 242.131 | 853 | 2 | None | Electric, 120% Usage | EnergyStar, 120% Usage | Electric, 120% Usage | 290 Rated kWh, 120% Usage | 400%+ | 323 | None | 50 or more Unit | Multifamily with 5+ units, 8+ stories | Multi-Family with 5+ Units | 750-999 | 0-1499 | 13 | Electricity | 100% Conditioned | Central AC | None | Electricity Electric Furnace | None | 200000+ | 100% CFL | Occupied | 2010s | Natural Gas | Yes | 0 | 444.0027 | 25.7903 | 395.6459 | 2083.4422 | 99.3511 | 0 | 53.9251 | 0 | 4224.6195 | 0 | 0 | 0 | 35.7547 | 0 | 390.3707 | 16.412 | 3323.1329 | 0 | 0 | 0 | 467.4484 | 480.0504 | 0 | 0 | 0 | 0 | 0 | 0 | 0 | 0 | 0 | 0 | 5334.7727 | 0 | 0 | 0 | 0 | 0 | 0 | 0 | 0 | 17374.7184 | 17374.7184 | 12039.9457 | 12039.9457 | 0 | 5334.7727 | 0 | 2093.0693 | 0 | 1216.1859 | 0 | 4753.7465 | 0 | 1216.1859 | 0 | 4160.0403 | 0 | 1216.1859 | 0 | 5003.3207 | 0 | 1216.1859 | 0 | 3309.2553 | 5969.9324 | 5376.2262 | 6219.5066
190823 | 242.131 | 1675 | 2 | Standard Efficiency | Gas, 120% Usage | EnergyStar, 120% Usage | Electric, 120% Usage | None | 300-400% | None | 12 | Single-Family Attached | Single-Family Attached | Single-Family Attached | 1500-1999 | 1500-2499 | 1 | Electricity | 100% Conditioned | Heat Pump | None | Electricity ASHP | None | 60000-69999 | 100% Incandescent | Occupied | 1980s | Electricity | Yes | 67.9925 | 39.5646 | 25.7903 | 502.6169 | 2111.284 | 0 | 0 | 314.7583 | 361.6497 | 3260.4157 | 0 | 0 | 3504.5439 | 183.7556 | 0 | 1926.0631 | 16.412 | 3718.7788 | 0 | 0 | 0 | 467.4484 | 400.042 | 0 | 0 | 0 | 0 | 527.2349 | 0 | 0 | 0 | 0 | 0 | 0 | 0 | 0 | 0 | 0 | 0 | 0 | 0 | 0 | 17428.3504 | 17428.3504 | 16901.4086 | 16901.4086 | 0 | 527.2349 | 0 | 2917.3809 | 0 | 120.187 | 0 | 6426.3579 | 0 | 120.187 | 0 | 5890.4939 | 0 | 120.187 | 0 | 7125.9534 | 0 | 120.187 | 0 | 3037.5679 | 6546.5449 | 6010.6809 | 7246.1404
190863 | 242.131 | 2663 | 4 | Standard Efficiency | Electric, 120% Usage | EnergyStar, 120% Usage | Electric, 120% Usage | None | 200-300% | None | None | Single-Family Detached | Single-Family Detached | Single-Family Detached | 2500-2999 | 2500-3999 | 2 | Electricity | 100% Conditioned | Heat Pump | None | Electricity ASHP | None | 30000-34999 | 100% Incandescent | Occupied | 1980s | Electricity | Yes | 67.9925 | 330.8772 | 19.3427 | 1137.7019 | 4890.1839 | 0 | 0 | 1229.4331 | 4072.2225 | 13493.2851 | 0 | 0 | 1806.197 | 233.2846 | 99.9372 | 2774.2107 | 21.9803 | 4754.785 | 0 | 0 | 0 | 407.3688 | 400.042 | 0 | 0 | 0 | 0 | 0 | 0 | 0 | 0 | 0 | 0 | 0 | 0 | 0 | 0 | 0 | 0 | 0 | 0 | 0 | 35738.5516 | 35738.5516 | 35738.5516 | 35738.5516 | 0 | 0 | 0 | 6381.4414 | 0 | 0 | 0 | 14647.6493 | 0 | 0 | 0 | 12774.941 | 0 | 0 | 0 | 15310.5546 | 0 | 0 | 0 | 6381.4414 | 14647.6493 | 12774.941 | 15310.5546
190864 | 242.131 | 1220 | 3 | Standard Efficiency | Electric, 80% Usage | EnergyStar, 80% Usage | Electric, 80% Usage | None | 400%+ | None | None | Single-Family Detached | Single-Family Detached | Single-Family Detached | 1000-1499 | 0-1499 | 1 | Electricity | 100% Conditioned | Heat Pump | None | Electricity ASHP | None | 50000-59999 | 100% Incandescent | Occupied | 1970s | Electricity | Yes | 67.9925 | 220.6825 | 12.8951 | 1088.1729 | 3451.2049 | 0 | 319.7405 | 434.9175 | 1373.038 | 7524.5997 | 0 | 0 | 744.6936 | 160.896 | 0 | 1535.3993 | 21.9803 | 959.2216 | 0 | 0 | 0 | 271.6769 | 914.0887 | 0 | 0 | 0 | 0 | 0 | 0 | 0 | 0 | 0 | 0 | 0 | 0 | 0 | 0 | 0 | 0 | 0 | 0 | 0 | 19101.2001 | 19101.2001 | 19101.2001 | 19101.2001 | 0 | 0 | 0 | 3375.3223 | 0 | 0 | 0 | 7657.7242 | 0 | 0 | 0 | 6696.3107 | 0 | 0 | 0 | 8024.2409 | 0 | 0 | 0 | 3375.3223 | 7657.7242 | 6696.3107 | 8024.2409
190869 | 242.131 | 2176 | 3 | Standard Efficiency | Electric, 80% Usage | EnergyStar, 80% Usage | Electric, 80% Usage | 318 Rated kWh, 80% Usage | 400%+ | None | None | Single-Family Detached | Single-Family Detached | Single-Family Detached | 2000-2499 | 1500-2499 | 1 | Natural Gas | 100% Conditioned | Central AC | None | Natural Gas Fuel Furnace | None | 120000-139999 | 100% Incandescent | Occupied | 1980s | Natural Gas | Yes | 67.9925 | 320.0336 | 18.7565 | 646.8079 | 3466.4446 | 77.9569 | 319.7405 | 622.776 | 0 | 0 | 0 | 0 | 0 | 208.6666 | 99.9372 | 2355.9983 | 21.9803 | 1268.7047 | 0 | 0 | 0 | 324.4297 | 914.0887 | 0 | 0 | 0 | 0 | 0 | 0 | 0 | 0 | 25055.2319 | 0 | 2648.1902 | 0 | 0 | 0 | 0 | 0 | 0 | 0 | 0 | 38438.0293 | 38438.0293 | 10734.6072 | 10734.6072 | 0 | 27703.4221 | 0 | 1876.5379 | 0 | 6315.7925 | 0 | 4024.281 | 0 | 6315.7925 | 0 | 3566.9805 | 0 | 6315.7925 | 0 | 4238.2201 | 0 | 6315.7925 | 0 | 8192.3304 | 10340.0735 | 9882.773 | 10554.0126
190909 | 242.131 | 1138 | 1 | None | None | None | Gas, 120% Usage | None | 100-150% | 12 | None | 10 to 19 Unit | Multifamily with 5+ units, 1-3 stories | Multi-Family with 5+ Units | 1000-1499 | 0-1499 | 3 | Natural Gas | 80% Conditioned | Room AC | None | Natural Gas Fuel Furnace | None | 15000-19999 | 100% CFL | Occupied | 1960s | Natural Gas | No | 0 | 0 | 0 | 0 | 2004.8992 | 0 | 0 | 242.0767 | 0 | 0 | 0 | 0 | 0 | 39.2715 | 0 | 468.6206 | 16.412 | 3162.5299 | 0 | 0 | 0 | 28.4279 | 434.0383 | 0 | 0 | 0 | 0 | 0 | 0 | 0 | 0 | 9731.4249 | 0 | 3815.1992 | 0 | 0 | 833.7872 | 0 | 0 | 0 | 0 | 0 | 20776.6874 | 20776.6874 | 6396.2761 | 6396.2761 | 0 | 14380.7043 | 0 | 1093.5758 | 0 | 3278.4713 | 0 | 2417.7231 | 0 | 3278.4713 | 0 | 2138.7284 | 0 | 3278.4713 | 0 | 2514.9039 | 0 | 3278.4713 | 0 | 4372.0471 | 5696.1944 | 5417.1997 | 5793.3752
190933 | 242.131 | 1220 | 2 | None | Electric, 120% Usage | EnergyStar, 120% Usage | Gas, 120% Usage | 318 Rated kWh, 120% Usage | 400%+ | None | None | Single-Family Detached | Single-Family Detached | Single-Family Detached | 1000-1499 | 0-1499 | 2 | Natural Gas | 100% Conditioned | Central AC | None | Natural Gas Fuel Furnace | None | 80000-99999 | 100% LED | Occupied | 2000s | Natural Gas | Yes | 0 | 330.8772 | 19.3427 | 242.3698 | 1596.065 | 72.6816 | 319.7405 | 332.3426 | 0 | 0 | 0 | 0 | 0 | 26.9625 | 0 | 375.131 | 16.412 | 3836.8864 | 0 | 0 | 0 | 27.8418 | 817.9614 | 0 | 0 | 0 | 0 | 0 | 0 | 0 | 0 | 13213.6953 | 0 | 3876.158 | 0 | 0 | 815.6168 | 0 | 0 | 0 | 0 | 0 | 25920.3777 | 25920.3777 | 8014.6146 | 8014.6146 | 0 | 17905.7632 | 0 | 1340.277 | 0 | 4082.1367 | 0 | 2965.3864 | 0 | 4082.1367 | 0 | 2618.9952 | 0 | 4082.1367 | 0 | 3130.9662 | 0 | 4082.1367 | 0 | 5422.4137 | 7047.5232 | 6701.1319 | 7213.103
190957 | 242.131 | 866 | 1 | Standard Efficiency | Electric, 120% Usage | Standard, 120% Usage | Electric, 120% Usage | None | 150-200% | None | 5 | Single-Family Attached | Single-Family Attached | Single-Family Attached | 750-999 | 0-1499 | 1 | Electricity | 100% Conditioned | Central AC | None | Electricity Electric Furnace | None | 50000-59999 | 100% LED | Occupied | 1970s | Natural Gas | Yes | 67.9925 | 1213.3142 | 45.426 | 622.1899 | 2757.7988 | 0 | 319.7405 | 66.2341 | 0 | 5869.9205 | 0 | 0 | 0 | 23.7388 | 0 | 300.984 | 16.412 | 3994.5587 | 0 | 0 | 0 | 570.0232 | 434.0383 | 0 | 0 | 0 | 0 | 0 | 0 | 0 | 0 | 0 | 0 | 8588.1546 | 0 | 0 | 0 | 0 | 0 | 0 | 0 | 0 | 24890.819 | 24890.819 | 16302.6644 | 16302.6644 | 0 | 8588.1546 | 0 | 2874.2661 | 0 | 1957.8943 | 0 | 6539.6154 | 0 | 1957.8943 | 0 | 5725.2987 | 0 | 1957.8943 | 0 | 6830.7201 | 0 | 1957.8943 | 0 | 4832.1603 | 8497.5096 | 7683.193 | 8788.6143
190979 | 242.131 | 853 | 1 | Standard Efficiency | Electric, 80% Usage | Standard, 80% Usage | Electric, 80% Usage | None | 200-300% | 8 | None | 5 to 9 Unit | Multifamily with 5+ units, 1-3 stories | Multi-Family with 5+ Units | 750-999 | 0-1499 | 2 | Electricity | 40% Conditioned | Room AC | None | Electricity Baseboard | None | 40000-44999 | 100% LED | Occupied | 1950s | Electricity | No | 67.9925 | 564.1618 | 21.1011 | 0 | 600.5026 | 0 | 0 | 0 | 0 | 3438.6029 | 0 | 0 | 1259.3264 | 23.7388 | 0 | 298.0533 | 16.412 | 830.8565 | 0 | 0 | 0 | 311.5345 | 434.0383 | 0 | 0 | 0 | 0 | 0 | 0 | 0 | 0 | 0 | 0 | 0 | 0 | 0 | 0 | 0 | 0 | 0 | 0 | 0 | 7866.6137 | 7866.6137 | 7866.6137 | 7866.6137 | 0 | 0 | 0 | 1431.6459 | 0 | 0 | 0 | 3280.2081 | 0 | 0 | 0 | 2857.9118 | 0 | 0 | 0 | 3435.71 | 0 | 0 | 0 | 1431.6459 | 3280.2081 | 2857.9118 | 3435.71
191031 | 242.131 | 2176 | 3 | Standard Efficiency | Electric, 80% Usage | Standard, 80% Usage | Electric, 80% Usage | 318 Rated kWh, 80% Usage | 150-200% | None | None | Single-Family Detached | Single-Family Detached | Single-Family Detached | 2000-2499 | 1500-2499 | 2 | Fuel Oil | 100% Conditioned | Central AC | None | Fuel Oil Fuel Furnace | None | 30000-34999 | 100% Incandescent | Occupied | 1950s | Electricity | Yes | 81.7668 | 610.174 | 22.8595 | 1242.3283 | 8685.1612 | 77.9569 | 319.7405 | 653.8416 | 0 | 0 | 0 | 0 | 1397.949 | 208.6666 | 0 | 2355.9983 | 21.9803 | 1268.7047 | 0 | 0 | 0 | 324.4297 | 1356.0398 | 0 | 0 | 26310.7484 | 0 | 0 | 0 | 0 | 0 | 0 | 0 | 0 | 0 | 0 | 0 | 0 | 0 | 0 | 0 | 0 | 44937.7594 | 44937.7594 | 18627.3041 | 18627.3041 | 26310.7484 | 0 | 0 | 3278.3502 | 7977.3535 | 0 | 0 | 7007.3009 | 7977.3535 | 0 | 0 | 6226.0107 | 7977.3535 | 0 | 0 | 7289.7419 | 7977.3535 | 0 | 0 | 11255.7037 | 14984.6544 | 14203.3642 | 15267.0955
191091 | 242.131 | 1690 | 3 | Standard Efficiency | Electric, 120% Usage | EnergyStar, 120% Usage | Electric, 120% Usage | 290 Rated kWh, 120% Usage | 400%+ | None | None | Single-Family Detached | Single-Family Detached | Single-Family Detached | 1500-1999 | 1500-2499 | 2 | Natural Gas | 40% Conditioned | Room AC | None | Natural Gas Fuel Wall/Floor Furnace | None | 120000-139999 | 100% CFL | Occupied | <1940 | Natural Gas | Yes | 67.9925 | 778.6898 | 45.426 | 0 | 1314.4237 | 192.5477 | 319.7405 | 0 | 0 | 0 | 0 | 0 | 0 | 46.0122 | 0 | 620.1384 | 21.9803 | 6024.3689 | 0 | 0 | 0 | 644.7564 | 480.0504 | 0 | 0 | 0 | 0 | 0 | 0 | 0 | 0 | 41955.4682 | 0 | 10349.8048 | 0 | 0 | 0 | 0 | 0 | 0 | 0 | 0 | 62861.693 | 62861.693 | 10556.4199 | 10556.4199 | 0 | 52305.2731 | 0 | 1787.4497 | 0 | 11924.542 | 0 | 3962.7617 | 0 | 11924.542 | 0 | 3495.1977 | 0 | 11924.542 | 0 | 4186.3791 | 0 | 11924.542 | 0 | 13711.9917 | 15887.3036 | 15419.7397 | 16110.921
191205 | 242.131 | 2663 | 3 | Standard Efficiency | Electric, 80% Usage | EnergyStar, 80% Usage | Electric, 80% Usage | 290 Rated kWh, 80% Usage | 400%+ | None | None | Single-Family Detached | Single-Family Detached | Single-Family Detached | 2500-2999 | 2500-3999 | 1 | Electricity | 100% Conditioned | Central AC | None | Electricity Electric Furnace | None | 100000-119999 | 100% CFL | Occupied | 1990s | Electricity | Yes | 67.9925 | 419.6778 | 24.618 | 852.2507 | 3326.9428 | 100.5234 | 319.7405 | 575.5916 | 0 | 31458.5417 | 0 | 0 | 1740.8422 | 58.3211 | 0 | 887.4192 | 21.9803 | 1503.4546 | 0 | 2598.075 | 0 | 377.1825 | 1790.0781 | 0 | 0 | 0 | 0 | 0 | 0 | 0 | 0 | 0 | 0 | 0 | 0 | 0 | 0 | 0 | 0 | 0 | 0 | 0 | 46122.6458 | 46122.6458 | 46122.6458 | 46122.6458 | 0 | 0 | 0 | 8623.9989 | 0 | 0 | 0 | 19376.8165 | 0 | 0 | 0 | 17305.5954 | 0 | 0 | 0 | 21282.4955 | 0 | 0 | 0 | 8623.9989 | 19376.8165 | 17305.5954 | 21282.4955
191246 | 242.131 | 853 | 1 | None | Electric, 100% Usage | EnergyStar, 100% Usage | Electric, 100% Usage | 318 Rated kWh, 100% Usage | 400%+ | 16 | None | 10 to 19 Unit | Multifamily with 5+ units, 1-3 stories | Multi-Family with 5+ Units | 750-999 | 0-1499 | 2 | Electricity | 100% Conditioned | Heat Pump | None | Electricity ASHP | None | 60000-69999 | 100% CFL | Vacant | 1980s | Electricity | Yes | 0 | 0 | 0 | 92.9035 | 401.8004 | 0 | 0 | 4.103 | 0.29307 | 189.0308 | 0 | 0 | 203.9775 | 0 | 0 | 0 | 16.412 | 0 | 0 | 0 | 0 | 0 | 480.0504 | 0 | 0 | 0 | 0 | 0 | 0 | 0 | 0 | 0 | 0 | 0 | 0 | 0 | 0 | 0 | 0 | 0 | 0 | 0 | 1388.5707 | 1388.5707 | 1388.5707 | 1388.5707 | 0 | 0 | 0 | 242.1317 | 0 | 0 | 0 | 524.3183 | 0 | 0 | 0 | 464.2078 | 0 | 0 | 0 | 547.2551 | 0 | 0 | 0 | 242.1317 | 524.3183 | 464.2078 | 547.2551
191253 | 242.131 | 1138 | 3 | Standard Efficiency | Electric, 80% Usage | EnergyStar, 80% Usage | Electric, 80% Usage | 318 Rated kWh, 80% Usage | 200-300% | 67 | None | 50 or more Unit | Multifamily with 5+ units, 1-3 stories | Multi-Family with 5+ Units | 1000-1499 | 0-1499 | 3 | Electricity | 40% Conditioned | Room AC | None | Electricity Baseboard | None | 70000-79999 | 100% CFL | Occupied | 2010s | Electricity | Yes | 67.9925 | 552.732 | 32.2378 | 0 | 675.8219 | 147.4147 | 0 | 0 | 0 | 2206.8252 | 0 | 0 | 2239.9422 | 39.2715 | 0 | 468.6206 | 21.9803 | 1278.6691 | 0 | 0 | 0 | 447.5195 | 434.0383 | 0 | 0 | 0 | 0 | 0 | 0 | 0 | 0 | 0 | 0 | 0 | 0 | 0 | 0 | 0 | 0 | 0 | 0 | 0 | 8613.0657 | 8613.0657 | 8613.0657 | 8613.0657 | 0 | 0 | 0 | 1435.0002 | 0 | 0 | 0 | 3299.2209 | 0 | 0 | 0 | 2885.2317 | 0 | 0 | 0 | 3514.7562 | 0 | 0 | 0 | 1435.0002 | 3299.2209 | 2885.2317 | 3514.7562
191261 | 242.131 | 2152 | 4 | Standard Efficiency | Electric, 120% Usage | Standard, 120% Usage | Electric, 120% Usage | 318 Rated kWh, 120% Usage | 300-400% | None | 8 | Single-Family Attached | Single-Family Attached | Single-Family Attached | 2000-2499 | 1500-2499 | 2 | Natural Gas | 100% Conditioned | Central AC | None | Natural Gas Fuel Boiler | None | 100000-119999 | 100% Incandescent | Occupied | 1950s | Natural Gas | Yes | 67.9925 | 1396.7767 | 52.1667 | 1223.2786 | 6060.4167 | 192.5477 | 0 | 89.9728 | 0 | 0 | 0 | 0 | 0 | 207.4943 | 0 | 2335.4834 | 21.9803 | 4651.9171 | 0 | 0 | 0 | 620.4315 | 434.0383 | 0 | 0 | 0 | 0 | 0 | 0 | 0 | 0 | 23277.1697 | 0 | 10193.0118 | 0 | 0 | 0 | 0 | 0 | 0 | 0 | 0 | 50824.9711 | 50824.9711 | 17354.7896 | 17354.7896 | 0 | 33470.1815 | 0 | 3276.8243 | 0 | 7630.525 | 0 | 7066.4756 | 0 | 7630.525 | 0 | 6254.2563 | 0 | 7630.525 | 0 | 7263.2903 | 0 | 7630.525 | 0 | 10907.3493 | 14697.0006 | 13884.7813 | 14893.8152
191330 | 242.131 | 8194 | 3 | Standard Efficiency | Electric, 120% Usage | EnergyStar, 120% Usage | Electric, 120% Usage | 290 Rated kWh, 120% Usage | 400%+ | None | None | Single-Family Detached | Single-Family Detached | Single-Family Detached | 4000+ | 4000+ | 2 | Electricity | 100% Conditioned | Central AC | None | Electricity Electric Furnace | None | 200000+ | 100% Incandescent | Occupied | 1990s | Electricity | Yes | 67.9925 | 480.0504 | 28.1348 | 941.6373 | 4211.7243 | 109.3155 | 319.7405 | 335.2733 | 0 | 28711.2935 | 0 | 0 | 4304.9209 | 509.6506 | 99.9372 | 7521.9621 | 21.9803 | 8902.0338 | 0 | 0 | 0 | 486.498 | 914.0887 | 690.4754 | 0 | 0 | 0 | 0 | 0 | 0 | 0 | 0 | 0 | 0 | 0 | 0 | 0 | 0 | 0 | 0 | 0 | 0 | 58656.7093 | 58656.7093 | 58656.7093 | 58656.7093 | 0 | 0 | 0 | 10479.6906 | 0 | 0 | 0 | 23936.9847 | 0 | 0 | 0 | 20861.6525 | 0 | 0 | 0 | 25308.7519 | 0 | 0 | 0 | 10479.6906 | 23936.9847 | 20861.6525 | 25308.7519
191340 | 242.131 | 2176 | 2 | None | Electric, 100% Usage | Standard, 100% Usage | Electric, 100% Usage | None | 400%+ | None | None | Single-Family Detached | Single-Family Detached | Single-Family Detached | 2000-2499 | 1500-2499 | 2 | Electricity | 80% Conditioned | Central AC | None | Electricity Baseboard | None | 200000+ | 100% Incandescent | Occupied | 2000s | Electricity | Yes | 0 | 1711.242 | 64.1826 | 1366.2973 | 5912.1227 | 0 | 319.7405 | 0 | 0 | 22385.6475 | 0 | 0 | 5215.7858 | 208.6666 | 99.9372 | 2355.9983 | 16.412 | 3796.1496 | 0 | 0 | 0 | 669.0813 | 868.0765 | 602.261 | 0 | 0 | 0 | 0 | 0 | 0 | 0 | 0 | 0 | 0 | 0 | 0 | 0 | 0 | 0 | 0 | 0 | 0 | 45591.8941 | 45591.8941 | 45591.8941 | 45591.8941 | 0 | 0 | 0 | 7982.2841 | 0 | 0 | 0 | 18307.0266 | 0 | 0 | 0 | 15975.7278 | 0 | 0 | 0 | 19275.4577 | 0 | 0 | 0 | 7982.2841 | 18307.0266 | 15975.7278 | 19275.4577
191438 | 242.131 | 1675 | 2 | None | Electric, 100% Usage | Standard, 100% Usage | Electric, 100% Usage | None | 300-400% | None | 12 | Single-Family Attached | Single-Family Attached | Single-Family Attached | 1500-1999 | 1500-2499 | 2 | Natural Gas | 100% Conditioned | Central AC | None | Natural Gas Fuel Furnace | None | 45000-49999 | 100% Incandescent | Occupied | 1970s | Natural Gas | Yes | 0 | 552.439 | 20.808 | 406.7826 | 3271.5524 | 0 | 0 | 1372.1587 | 0 | 0 | 0 | 0 | 0 | 183.7556 | 0 | 1926.0631 | 16.412 | 1728.2401 | 0 | 0 | 0 | 346.9961 | 1356.0398 | 0 | 0 | 0 | 0 | 0 | 0 | 0 | 0 | 55051.349 | 0 | 2710.9074 | 0 | 0 | 0 | 0 | 0 | 0 | 0 | 0 | 68943.5039 | 68943.5039 | 11180.9544 | 11180.9544 | 0 | 57762.5495 | 0 | 1952.3559 | 0 | 13168.6492 | 0 | 4199.3065 | 0 | 13168.6492 | 0 | 3714.2125 | 0 | 13168.6492 | 0 | 4458.5472 | 0 | 13168.6492 | 0 | 15121.0051 | 17367.9557 | 16882.8618 | 17627.1964
191459 | 242.131 | 1202 | 2 | None | None | None | Gas, 120% Usage | 290 Rated kWh, 120% Usage | 400%+ | None | 30 | Single-Family Attached | Single-Family Attached | Single-Family Attached | 1000-1499 | 0-1499 | 1 | Natural Gas | 100% Conditioned | Central AC | None | Natural Gas Fuel Furnace | None | 140000-159999 | 100% Incandescent | Occupied | 1990s | Natural Gas | Yes | 0 | 0 | 0 | 303.0355 | 1485.8703 | 99.3511 | 0 | 220.9756 | 0 | 0 | 0 | 0 | 0 | 160.0168 | 0 | 1519.8666 | 16.412 | 3573.4156 | 0 | 0 | 0 | 31.9447 | 434.0383 | 312.7068 | 0 | 0 | 0 | 0 | 0 | 687.2517 | 0 | 11439.4431 | 0 | 5503.2886 | 0 | 0 | 937.2413 | 0 | 0 | 0 | 0 | 0 | 26724.8578 | 26724.8578 | 8157.9263 | 8157.9263 | 0 | 18566.9315 | 0 | 1408.4869 | 0 | 4232.9027 | 0 | 3076.1854 | 0 | 4232.9027 | 0 | 2716.132 | 0 | 4232.9027 | 0 | 3262.7434 | 0 | 4232.9027 | 0 | 5641.3895 | 7309.0881 | 6949.0347 | 7495.6461
191555 | 242.131 | 2663 | 4 | Standard Efficiency | Electric, 120% Usage | EnergyStar, 120% Usage | Electric, 120% Usage | None | 400%+ | None | None | Single-Family Detached | Single-Family Detached | Single-Family Detached | 2500-2999 | 2500-3999 | 1 | Electricity | 100% Conditioned | Central AC | None | Electricity Electric Furnace | None | 100000-119999 | 100% CFL | Occupied | 1980s | Electricity | Yes | 67.9925 | 480.0504 | 28.1348 | 513.7536 | 5671.5113 | 0 | 319.7405 | 229.7677 | 0 | 9827.2591 | 0 | 0 | 3909.275 | 58.3211 | 0 | 887.4192 | 21.9803 | 5384.3017 | 0 | 0 | 0 | 486.498 | 434.0383 | 0 | 0 | 0 | 0 | 0 | 0 | 0 | 0 | 0 | 0 | 0 | 0 | 0 | 0 | 0 | 0 | 0 | 0 | 0 | 28320.0436 | 28320.0436 | 28320.0436 | 28320.0436 | 0 | 0 | 0 | 4919.823 | 0 | 0 | 0 | 11233.6283 | 0 | 0 | 0 | 9832.0696 | 0 | 0 | 0 | 11729.9155 | 0 | 0 | 0 | 4919.823 | 11233.6283 | 9832.0696 | 11729.9155
191569 | 242.131 | 1202 | 2 | Standard Efficiency | None | None | Gas, 100% Usage | None | 0-100% | None | 12 | Single-Family Attached | Single-Family Attached | Single-Family Attached | 1000-1499 | 0-1499 | 1 | Natural Gas | 100% Conditioned | Central AC | None | Natural Gas Fuel Boiler | None | <10000 | 100% CFL | Occupied | 1950s | Natural Gas | Yes | 67.9925 | 0 | 0 | 747.0382 | 3820.4745 | 0 | 319.7405 | 87.3352 | 0 | 0 | 0 | 0 | 0 | 40.1507 | 0 | 486.2049 | 16.412 | 2048.8599 | 0 | 0 | 0 | 32.5309 | 434.0383 | 0 | 0 | 0 | 0 | 0 | 0 | 0 | 0 | 12337.4128 | 0 | 4784.6783 | 0 | 0 | 953.6533 | 0 | 0 | 0 | 0 | 0 | 26176.8149 | 26176.8149 | 8100.7774 | 8100.7774 | 0 | 18075.7444 | 0 | 1389.8188 | 0 | 4120.9098 | 0 | 2964.4216 | 0 | 4120.9098 | 0 | 2638.745 | 0 | 4120.9098 | 0 | 3098.8351 | 0 | 4120.9098 | 0 | 5510.7286 | 7085.3315 | 6759.6549 | 7219.7449
191584 | 242.131 | 3301 | 5 | Standard Efficiency | Electric, 80% Usage | Standard, 80% Usage | Propane, 80% Usage | None | 400%+ | None | None | Single-Family Detached | Single-Family Detached | Single-Family Detached | 3000-3999 | 2500-3999 | 1 | Propane | 80% Conditioned | Central AC | None | Propane Fuel Furnace | None | 140000-159999 | 100% LED | Occupied | 2010s | Propane | Yes | 67.9925 | 799.791 | 29.8932 | 312.7068 | 1157.6307 | 0 | 319.7405 | 197.2368 | 0 | 0 | 0 | 0 | 0 | 44.2537 | 0 | 811.5138 | 27.2556 | 1604.8572 | 0 | 0 | 0 | 25.7903 | 868.0765 | 492.0663 | 0 | 0 | 0 | 0 | 0 | 0 | 0 | 0 | 0 | 0 | 0 | 0 | 0 | 0 | 0 | 15753.1562 | 3298.808 | 757.8818 | 26568.6509 | 26568.6509 | 6758.805 | 6758.805 | 0 | 0 | 19809.8459 | 1187.9766 | 0 | 0 | 5451.3674 | 2598.7291 | 0 | 0 | 5451.3674 | 2295.4015 | 0 | 0 | 5451.3674 | 2730.1031 | 0 | 0 | 5451.3674 | 6639.344 | 8050.0966 | 7746.7689 | 8181.4705
191629 | 242.131 | 853 | 2 | Standard Efficiency | Gas, 80% Usage | Standard, 80% Usage | Electric, 80% Usage | None | 400%+ | 2 | None | 2 Unit | Multifamily with 2-4 Units | Multi-Family with 2 - 4 Units | 750-999 | 0-1499 | 1 | Natural Gas | 40% Conditioned | Room AC | Heating Only | Natural Gas Shared Heating | Boiler Baseboards Heating Only, Natural Gas | 60000-69999 | 100% CFL | Occupied | 1990s | Electricity | Yes | 67.9925 | 39.5646 | 16.412 | 0 | 504.9615 | 0 | 0 | 112.5393 | 0 | 0 | 0 | 0 | 892.4014 | 35.7547 | 0 | 390.3707 | 16.412 | 567.0925 | 0 | 0 | 0 | 277.5383 | 434.0383 | 0 | 0 | 0 | 0 | 524.5972 | 0 | 0 | 0 | 11266.8242 | 0 | 0 | 0 | 0 | 0 | 0 | 0 | 0 | 0 | 0 | 15147.0852 | 15147.0852 | 3355.3707 | 3355.3707 | 0 | 11791.7145 | 0 | 579.2742 | 0 | 2688.2424 | 0 | 1265.799 | 0 | 2688.2424 | 0 | 1115.8545 | 0 | 2688.2424 | 0 | 1351.463 | 0 | 2688.2424 | 0 | 3267.5166 | 3954.0413 | 3804.0969 | 4039.7054
191747 | 242.131 | 3301 | 5 | Standard Efficiency | Electric, 120% Usage | EnergyStar, 120% Usage | Gas, 120% Usage | None | 400%+ | None | None | Single-Family Detached | Single-Family Detached | Single-Family Detached | 3000-3999 | 2500-3999 | 2 | Natural Gas | 100% Conditioned | Central AC | None | Natural Gas Fuel Furnace | None | 200000+ | 100% CFL | Occupied | 1990s | Natural Gas | Yes | 67.9925 | 778.6898 | 45.426 | 725.644 | 3269.2078 | 0 | 0 | 153.2762 | 0 | 0 | 1399.1213 | 1382.1232 | 0 | 66.2341 | 24.911 | 1062.6757 | 27.2556 | 7048.9454 | 0 | 0 | 0 | 44.2537 | 1356.0398 | 548.336 | 0 | 0 | 0 | 0 | 0 | 0 | 0 | 16129.7525 | 0 | 10015.9969 | 0 | 0 | 1297.1326 | 0 | 0 | 0 | 0 | 0 | 45443.6001 | 45443.6001 | 18000.4251 | 18000.4251 | 0 | 27443.175 | 0 | 3112.3154 | 0 | 6256.4567 | 0 | 6800.7512 | 0 | 6256.4567 | 0 | 6009.5501 | 0 | 6256.4567 | 0 | 7166.0024 | 0 | 6256.4567 | 0 | 9368.7721 | 13057.2079 | 12266.0068 | 13422.4591
191791 | 242.131 | 1138 | 3 | Standard Efficiency | Electric, 100% Usage | EnergyStar, 100% Usage | Gas, 100% Usage | None | 200-300% | 2 | None | 2 Unit | Multifamily with 2-4 Units | Multi-Family with 2 - 4 Units | 1000-1499 | 0-1499 | 2 | Electricity | 100% Conditioned | Central AC | None | Electricity Electric Furnace | None | 50000-59999 | 100% LED | Occupied | 1950s | Natural Gas | Yes | 67.9925 | 450.1572 | 26.3764 | 554.1974 | 2594.8513 | 0 | 0 | 343.7724 | 0 | 26822.4505 | 0 | 0 | 0 | 26.0833 | 0 | 357.8398 | 21.9803 | 1525.1418 | 0 | 0 | 0 | 29.6002 | 434.0383 | 0 | 0 | 0 | 0 | 0 | 0 | 0 | 0 | 0 | 0 | 4048.4838 | 0 | 0 | 867.1973 | 0 | 0 | 0 | 0 | 0 | 38170.4554 | 38170.4554 | 33254.4812 | 33254.4812 | 0 | 4915.9741 | 0 | 5962.3356 | 0 | 1120.7156 | 0 | 13863.0892 | 0 | 1120.7156 | 0 | 12035.062 | 0 | 1120.7156 | 0 | 14650.1912 | 0 | 1120.7156 | 0 | 7083.0512 | 14983.8048 | 13155.7776 | 15770.9068
191875 | 242.131 | 1690 | 4 | Standard Efficiency | None | None | Electric, 120% Usage | 318 Rated kWh, 120% Usage | 400%+ | None | None | Single-Family Detached | Single-Family Detached | Single-Family Detached | 1500-1999 | 1500-2499 | 1 | Electricity | 100% Conditioned | Heat Pump | None | Electricity ASHP | None | 160000-179999 | 100% Incandescent | Occupied | 2000s | Electricity | Yes | 67.9925 | 0 | 0 | 541.3023 | 2210.0489 | 206.322 | 0 | 191.6685 | 350.513 | 2055.8936 | 0 | 0 | 6928.2001 | 184.6348 | 0 | 1938.9582 | 21.9803 | 6024.3689 | 0 | 0 | 0 | 644.7564 | 868.0765 | 0 | 0 | 0 | 0 | 0 | 0 | 0 | 0 | 0 | 0 | 0 | 0 | 0 | 0 | 0 | 0 | 0 | 0 | 0 | 22234.4229 | 22234.4229 | 22234.4229 | 22234.4229 | 0 | 0 | 0 | 3769.4224 | 0 | 0 | 0 | 8497.3663 | 0 | 0 | 0 | 7454.5139 | 0 | 0 | 0 | 9011.6865 | 0 | 0 | 0 | 3769.4224 | 8497.3663 | 7454.5139 | 9011.6865
191883 | 242.131 | 1220 | 3 | Standard Efficiency | Electric, 80% Usage | EnergyStar, 80% Usage | Electric, 80% Usage | 290 Rated kWh, 80% Usage | 300-400% | None | None | Single-Family Detached | Single-Family Detached | Single-Family Detached | 1000-1499 | 0-1499 | 1 | Electricity | 100% Conditioned | Central AC | None | Electricity Electric Furnace | None | 35000-39999 | 100% CFL | Occupied | 1980s | Electricity | Yes | 67.9925 | 220.6825 | 12.8951 | 389.4915 | 4068.4126 | 45.1329 | 0 | 385.6815 | 0 | 16493.7467 | 0 | 0 | 795.1018 | 40.1507 | 0 | 491.1871 | 21.9803 | 959.2216 | 0 | 0 | 0 | 271.6769 | 727.1093 | 0 | 0 | 0 | 0 | 0 | 0 | 0 | 0 | 0 | 0 | 0 | 0 | 0 | 0 | 0 | 0 | 0 | 0 | 0 | 24990.1701 | 24990.1701 | 24990.1701 | 24990.1701 | 0 | 0 | 0 | 4374.0429 | 0 | 0 | 0 | 10124.667 | 0 | 0 | 0 | 8821.0299 | 0 | 0 | 0 | 10653.1761 | 0 | 0 | 0 | 4374.0429 | 10124.667 | 8821.0299 | 10653.1761
192046 | 242.131 | 1138 | 1 | None | Electric, 120% Usage | EnergyStar, 120% Usage | Electric, 120% Usage | 318 Rated kWh, 120% Usage | 300-400% | 10 | None | 10 to 19 Unit | Multifamily with 5+ units, 1-3 stories | Multi-Family with 5+ Units | 1000-1499 | 0-1499 | 2 | Electricity | 100% Conditioned | Heat Pump | None | Electricity ASHP | None | 45000-49999 | 100% LED | Occupied | 1980s | Natural Gas | Yes | 0 | 347.5823 | 20.2219 | 409.4203 | 1815.2822 | 77.6638 | 0 | 724.1786 | 4415.1157 | 7181.9996 | 0 | 0 | 0 | 26.0833 | 0 | 357.8398 | 16.412 | 3162.5299 | 0 | 0 | 0 | 416.454 | 434.0383 | 0 | 0 | 0 | 0 | 0 | 0 | 0 | 0 | 0 | 0 | 4025.6242 | 0 | 0 | 0 | 0 | 0 | 0 | 0 | 0 | 23430.739 | 23430.739 | 19405.1148 | 19405.1148 | 0 | 4025.6242 | 0 | 3483.5064 | 0 | 917.7457 | 0 | 8092.4553 | 0 | 917.7457 | 0 | 7034.2511 | 0 | 917.7457 | 0 | 8440.2368 | 0 | 917.7457 | 0 | 4401.2521 | 9010.201 | 7951.9968 | 9357.9825
192123 | 242.131 | 1220 | 2 | None | Electric, 100% Usage | Standard, 100% Usage | Electric, 100% Usage | None | 400%+ | None | None | Single-Family Detached | Single-Family Detached | Single-Family Detached | 1000-1499 | 0-1499 | 1 | Electricity | 40% Conditioned | Room AC | None | Electricity Baseboard | None | 120000-139999 | 100% Incandescent | Occupied | 1990s | Electricity | Yes | 0 | 999.9585 | 37.5131 | 0 | 1431.6522 | 0 | 319.7405 | 0 | 0 | 4705.8422 | 0 | 0 | 2912.8334 | 160.896 | 0 | 1535.3993 | 16.412 | 2547.9599 | 0 | 0 | 0 | 471.2583 | 434.0383 | 0 | 0 | 0 | 0 | 0 | 0 | 0 | 0 | 0 | 0 | 0 | 0 | 0 | 0 | 0 | 0 | 0 | 0 | 0 | 15573.7967 | 15573.7967 | 15573.7967 | 15573.7967 | 0 | 0 | 0 | 2613.5267 | 0 | 0 | 0 | 6025.1908 | 0 | 0 | 0 | 5264.4434 | 0 | 0 | 0 | 6369.0315 | 0 | 0 | 0 | 2613.5267 | 6025.1908 | 5264.4434 | 6369.0315
192140 | 242.131 | 8194 | 5 | None | Electric, 80% Usage | EnergyStar, 80% Usage | Electric, 80% Usage | 318 Rated kWh, 80% Usage | 400%+ | None | None | Single-Family Detached | Single-Family Detached | Single-Family Detached | 4000+ | 4000+ | 2 | Electricity | 100% Conditioned | Heat Pump | None | Electricity ASHP | None | 140000-159999 | 100% CFL | Occupied | 1990s | Electricity | Yes | 0 | 419.6778 | 24.618 | 1245.8451 | 3629.6852 | 107.8502 | 0 | 1168.1813 | 5934.6892 | 17508.9449 | 0 | 1882.6886 | 1736.153 | 127.4859 | 24.911 | 2406.1135 | 27.2556 | 2382.9609 | 0 | 0 | 0 | 377.1825 | 434.0383 | 0 | 0 | 0 | 0 | 0 | 0 | 0 | 0 | 0 | 4327.4874 | 0 | 0 | 0 | 0 | 0 | 0 | 0 | 0 | 0 | 43765.4752 | 43765.4752 | 39437.9877 | 39437.9877 | 0 | 4327.4874 | 0 | 7208.3189 | 0 | 986.5475 | 0 | 16516.0525 | 0 | 986.5475 | 0 | 14373.2686 | 0 | 986.5475 | 0 | 17311.3274 | 0 | 986.5475 | 0 | 8194.8665 | 17502.6 | 15359.8161 | 18297.8749
192141 | 242.131 | 885 | 3 | None | Electric, 80% Usage | EnergyStar, 80% Usage | Electric, 80% Usage | 290 Rated kWh, 80% Usage | 200-300% | None | None | Single-Family Detached | Single-Family Detached | Single-Family Detached | 750-999 | 0-1499 | 1 | Fuel Oil | 20% Conditioned | Room AC | None | Fuel Oil Fuel Boiler | None | 45000-49999 | 100% LED | Occupied | <1940 | Electricity | Yes | 0 | 320.0336 | 18.7565 | 0 | 396.2321 | 72.9747 | 0 | 79.4223 | 0 | 0 | 0 | 0 | 1235.2946 | 24.0318 | 0 | 304.7939 | 21.9803 | 1063.2618 | 0 | 0 | 0 | 324.4297 | 434.0383 | 309.7761 | 0 | 6387.484 | 0 | 0 | 0 | 0 | 0 | 0 | 0 | 0 | 416.1609 | 0 | 0 | 0 | 0 | 0 | 0 | 0 | 11408.3775 | 11408.3775 | 4604.7327 | 4604.7327 | 6387.484 | 416.1609 | 0 | 774.9712 | 1936.6775 | 94.858 | 0 | 1717.21 | 1936.6775 | 94.858 | 0 | 1511.8275 | 1936.6775 | 94.858 | 0 | 1834.0055 | 1936.6775 | 94.858 | 0 | 2806.5066 | 3748.7454 | 3543.3629 | 3865.5409
192174 | 242.131 | 2663 | 4 | Standard Efficiency | Electric, 80% Usage | EnergyStar, 80% Usage | Electric, 80% Usage | None | 400%+ | None | None | Single-Family Detached | Single-Family Detached | Single-Family Detached | 2500-2999 | 2500-3999 | 2 | Natural Gas | 100% Conditioned | Central AC | None | Natural Gas Fuel Furnace | None | 200000+ | 100% CFL | Occupied | 2010s | Natural Gas | Yes | 67.9925 | 419.6778 | 24.618 | 817.6683 | 3959.9763 | 0 | 319.7405 | 290.4334 | 0 | 0 | 0 | 0 | 0 | 58.3211 | 24.911 | 887.4192 | 21.9803 | 1503.4546 | 0 | 0 | 0 | 377.1825 | 480.0504 | 0 | 0 | 0 | 0 | 0 | 0 | 0 | 0 | 18334.8192 | 0 | 3210.5936 | 0 | 0 | 0 | 0 | 0 | 0 | 0 | 0 | 30798.8387 | 30798.8387 | 9253.426 | 9253.426 | 0 | 21545.4128 | 0 | 1632.2399 | 0 | 4911.9082 | 0 | 3465.5995 | 0 | 4911.9082 | 0 | 3079.972 | 0 | 4911.9082 | 0 | 3630.679 | 0 | 4911.9082 | 0 | 6544.1481 | 8377.5077 | 7991.8803 | 8542.5872
192199 | 242.131 | 1202 | 2 | Standard Efficiency | Electric, 120% Usage | EnergyStar, 120% Usage | Electric, 120% Usage | None | 400%+ | None | 8 | Single-Family Attached | Single-Family Attached | Single-Family Attached | 1000-1499 | 0-1499 | 2 | Natural Gas | 100% Conditioned | Central AC | None | Natural Gas Fuel Furnace | None | 100000-119999 | 100% LED | Occupied | 1950s | Natural Gas | Yes | 67.9925 | 347.5823 | 20.2219 | 354.0299 | 2816.7061 | 0 | 0 | 616.0354 | 0 | 0 | 0 | 0 | 0 | 26.6695 | 0 | 371.321 | 16.412 | 3311.41 | 0 | 0 | 0 | 416.454 | 434.0383 | 0 | 0 | 0 | 0 | 0 | 0 | 0 | 0 | 26010.0575 | 0 | 3976.9744 | 0 | 0 | 0 | 0 | 0 | 0 | 0 | 0 | 38786.4908 | 38786.4908 | 8799.1658 | 8799.1658 | 0 | 29987.0319 | 0 | 1515.7152 | 0 | 6836.4494 | 0 | 3299.4849 | 0 | 6836.4494 | 0 | 2918.1802 | 0 | 6836.4494 | 0 | 3477.524 | 0 | 6836.4494 | 0 | 8352.1646 | 10135.9343 | 9754.6296 | 10313.9734
192204 | 242.131 | 2663 | 4 | None | Electric, 100% Usage | Standard, 100% Usage | Electric, 100% Usage | 290 Rated kWh, 100% Usage | 400%+ | None | None | Single-Family Detached | Single-Family Detached | Single-Family Detached | 2500-2999 | 2500-3999 | 2 | Electricity | 60% Conditioned | Central AC | None | Electricity Electric Furnace | None | 200000+ | 100% Incandescent | Occupied | 2010s | Electricity | Yes | 0 | 762.864 | 28.4279 | 131.0028 | 1026.3349 | 91.1451 | 319.7405 | 301.8632 | 0 | 12918.8658 | 0 | 0 | 2358.636 | 233.2846 | 99.9372 | 2774.2107 | 21.9803 | 2692.1508 | 0 | 0 | 0 | 405.6104 | 434.0383 | 0 | 0 | 0 | 0 | 0 | 0 | 0 | 0 | 0 | 0 | 0 | 0 | 0 | 0 | 0 | 0 | 0 | 0 | 0 | 24599.7995 | 24599.7995 | 24599.7995 | 24599.7995 | 0 | 0 | 0 | 4323.6538 | 0 | 0 | 0 | 10021.8617 | 0 | 0 | 0 | 8718.1265 | 0 | 0 | 0 | 10569.8993 | 0 | 0 | 0 | 4323.6538 | 10021.8617 | 8718.1265 | 10569.8993
192301 | 242.131 | 1220 | 3 | Standard Efficiency | Electric, 100% Usage | Standard, 100% Usage | Electric, 100% Usage | 290 Rated kWh, 100% Usage | 100-150% | None | None | Single-Family Detached | Single-Family Detached | Single-Family Detached | 1000-1499 | 0-1499 | 1 | Electricity | 100% Conditioned | Heat Pump | None | Electricity ASHP | None | 15000-19999 | 100% CFL | Occupied | 1960s | Natural Gas | Yes | 67.9925 | 525.7695 | 19.6358 | 934.0175 | 3003.9785 | 56.5627 | 0 | 407.3688 | 895.9183 | 6810.6786 | 0 | 0 | 0 | 40.1507 | 0 | 491.1871 | 21.9803 | 1918.4432 | 0 | 0 | -11125.2709 | 339.6694 | 434.0383 | 270.7977 | 0 | 0 | 0 | 0 | 0 | 0 | 0 | 0 | 0 | 2780.6583 | 363.9943 | 0 | 0 | 0 | 0 | 0 | 0 | 0 | 8256.9843 | 19382.5483 | 5112.6248 | 16237.8957 | 0 | 3144.3595 | 0 | 1920.428 | 0 | 716.8819 | 0 | 4040.6666 | 0 | 716.8819 | 0 | 3490.3248 | 0 | 716.8819 | 0 | 3960.3517 | 0 | 716.8819 | 0 | 2637.3099 | 4757.5485 | 4207.2067 | 4677.2336
192347 | 242.131 | 3301 | 4 | Standard Efficiency | Electric, 80% Usage | EnergyStar, 80% Usage | Electric, 80% Usage | 318 Rated kWh, 80% Usage | 400%+ | None | None | Single-Family Detached | Single-Family Detached | Single-Family Detached | 3000-3999 | 2500-3999 | 1 | Natural Gas | 40% Conditioned | Room AC | None | Natural Gas Fuel Wall/Floor Furnace | None | 180000-199999 | 100% Incandescent | Occupied | 1960s | Natural Gas | Yes | 67.9925 | 320.0336 | 18.7565 | 0 | 2008.416 | 77.9569 | 0 | 0 | 0 | 0 | 0 | 0 | 0 | 264.9362 | 99.9372 | 3321.6675 | 21.9803 | 1447.478 | 0 | 0 | 0 | 324.4297 | 880.0924 | 435.5036 | 0 | 0 | 0 | 0 | 0 | 0 | 0 | 43101.6692 | 0 | 2717.355 | 0 | 0 | 0 | 0 | 0 | 0 | 0 | 0 | 55108.4979 | 55108.4979 | 9289.4737 | 9289.4737 | 0 | 45819.0242 | 0 | 1653.5315 | 0 | 10445.7637 | 0 | 3579.5949 | 0 | 10445.7637 | 0 | 3159.9435 | 0 | 10445.7637 | 0 | 3788.6734 | 0 | 10445.7637 | 0 | 12099.2952 | 14025.3587 | 13605.7073 | 14234.4371
192368 | 242.131 | 1220 | 3 | Standard Efficiency, No usage | Electric, 100% Usage | EnergyStar, 100% Usage | Electric, 100% Usage | None | 0-100% | None | None | Mobile Home | Mobile Home | Mobile Home | 1000-1499 | 0-1499 | 1 | Electricity | 100% Conditioned | Central AC | None | Electricity Electric Furnace | None | <10000 | 100% Incandescent | Vacant | 1980s | Electricity | Yes | 0 | 0 | 0 | 441.6581 | 2100.4404 | 0 | 319.7405 | 24.911 | 0 | 4914.8018 | 0 | 0 | 343.1862 | 0 | 0 | 0 | 21.9803 | 0 | 0 | 0 | 0 | 0 | 914.0887 | 0 | 0 | 0 | 0 | 0 | 0 | 0 | 0 | 0 | 0 | 0 | 0 | 0 | 0 | 0 | 0 | 0 | 0 | 0 | 9080.8071 | 9080.8071 | 9080.8071 | 9080.8071 | 0 | 0 | 0 | 1735.9402 | 0 | 0 | 0 | 3969.6608 | 0 | 0 | 0 | 3462.1499 | 0 | 0 | 0 | 4032.4407 | 0 | 0 | 0 | 1735.9402 | 3969.6608 | 3462.1499 | 4032.4407
192371 | 242.131 | 13414 | 3 | None | Electric, 100% Usage | EnergyStar, 100% Usage | Electric, 100% Usage | 290 Rated kWh, 100% Usage | 400%+ | None | 5 | Single-Family Attached | Single-Family Attached | Single-Family Attached | 4000+ | 4000+ | 1 | Natural Gas | 100% Conditioned | Central AC | None | Natural Gas Fuel Furnace | None | 200000+ | 100% LED | Occupied | 2000s | Natural Gas | Yes | 0 | 450.1572 | 26.3764 | 1952.7325 | 5578.0217 | 105.2125 | 0 | 476.8266 | 0 | 0 | 0 | 0 | 0 | 128.3651 | 0 | 2932.4691 | 21.9803 | 3793.5119 | 0 | 0 | 0 | 431.6937 | 480.0504 | 0 | 0 | 0 | 0 | 0 | 0 | 0 | 0 | 22423.1606 | 0 | 4198.2431 | 0 | 0 | 0 | 0 | 0 | 0 | 0 | 0 | 42999.0943 | 42999.0943 | 16377.6906 | 16377.6906 | 0 | 26621.4037 | 0 | 2903.0805 | 0 | 6069.1222 | 0 | 6235.6885 | 0 | 6069.1222 | 0 | 5534.7001 | 0 | 6069.1222 | 0 | 6481.346 | 0 | 6069.1222 | 0 | 8972.2027 | 12304.8107 | 11603.8222 | 12550.4682
192380 | 242.131 | 1202 | 3 | Standard Efficiency | Electric, 80% Usage | EnergyStar, 80% Usage | Electric, 80% Usage | 318 Rated kWh, 80% Usage | 200-300% | None | 7 | Single-Family Attached | Single-Family Attached | Single-Family Attached | 1000-1499 | 0-1499 | 2 | Electricity | 100% Conditioned | Central AC | None | Electricity Electric Furnace | None | 30000-34999 | 100% CFL | Occupied | 1980s | Propane | Yes | 67.9925 | 296.0018 | 17.2912 | 499.3931 | 3810.5101 | 70.9232 | 319.7405 | 306.5523 | 0 | 14438.1463 | 0 | 0 | 0 | 40.1507 | 0 | 486.2049 | 21.9803 | 893.2806 | 0 | 0 | 0 | 311.5345 | 434.0383 | 0 | 0 | 0 | 0 | 0 | 0 | 0 | 0 | 0 | 0 | 0 | 0 | 0 | 0 | 0 | 0 | 0 | 2530.9618 | 0 | 24544.7021 | 24544.7021 | 22013.7404 | 22013.7404 | 0 | 0 | 2530.9618 | 3839.1255 | 0 | 0 | 696.4802 | 9031.4232 | 0 | 0 | 696.4802 | 7863.4161 | 0 | 0 | 696.4802 | 9339.1213 | 0 | 0 | 696.4802 | 4535.6057 | 9727.9034 | 8559.8963 | 10035.6015
192463 | 242.131 | 866 | 2 | Standard Efficiency | Electric, 100% Usage | EnergyStar, 100% Usage | Electric, 100% Usage | 290 Rated kWh, 100% Usage | 0-100% | None | 5 | Single-Family Attached | Single-Family Attached | Single-Family Attached | 750-999 | 0-1499 | 2 | Natural Gas | 100% Conditioned | Central AC | None | Natural Gas Fuel Furnace | None | <10000 | 100% CFL | Occupied | 1960s | Natural Gas | Yes | 67.9925 | 289.8473 | 16.9981 | 461.5869 | 1684.5725 | 60.3726 | 319.7405 | 78.8361 | 0 | 0 | 0 | 0 | 0 | 35.7547 | 0 | 393.8875 | 16.412 | 1603.978 | 0 | 0 | 0 | 346.9961 | 434.0383 | 258.7818 | 0 | 0 | 0 | 0 | 0 | 0 | 0 | 10296.4659 | 0 | 2810.2585 | 0 | 0 | 0 | 0 | 0 | 0 | 0 | 0 | 19176.5193 | 19176.5193 | 6069.7949 | 6069.7949 | 0 | 13106.7244 | 0 | 1041.0857 | 0 | 2988.0393 | 0 | 2293.6402 | 0 | 2988.0393 | 0 | 2118.2469 | 0 | 2988.0393 | 0 | 2507.7743 | 0 | 2988.0393 | 0 | 4029.1249 | 5281.6795 | 5106.2862 | 5495.8136
192476 | 242.131 | 866 | 2 | Standard Efficiency | Electric, 120% Usage | EnergyStar, 120% Usage | Electric, 120% Usage | 318 Rated kWh, 120% Usage | 0-100% | None | 60 | Single-Family Attached | Single-Family Attached | Single-Family Attached | 750-999 | 0-1499 | 1 | Electricity | 60% Conditioned | Room AC | None | Electricity Baseboard | None | <10000 | 100% Incandescent | Occupied | 1950s | Electricity | Yes | 67.9925 | 444.0027 | 25.7903 | 0 | 1477.3713 | 106.3848 | 0 | 0 | 0 | 3132.6367 | 0 | 0 | 3393.763 | 143.3118 | 0 | 1231.4846 | 16.412 | 3470.2545 | 0 | 0 | 0 | 467.4484 | 434.0383 | 0 | 0 | 0 | 0 | 0 | 0 | 0 | 0 | 0 | 0 | 0 | 0 | 0 | 0 | 0 | 0 | 0 | 0 | 0 | 14410.8907 | 14410.8907 | 14410.8907 | 14410.8907 | 0 | 0 | 0 | 2453.473 | 0 | 0 | 0 | 5565.8365 | 0 | 0 | 0 | 4872.5981 | 0 | 0 | 0 | 5911.9783 | 0 | 0 | 0 | 2453.473 | 5565.8365 | 4872.5981 | 5911.9783
192500 | 242.131 | 2176 | 4 | None | Electric, 100% Usage | Standard, 100% Usage | Propane, 100% Usage | 290 Rated kWh, 100% Usage | 400%+ | None | None | Single-Family Detached | Single-Family Detached | Single-Family Detached | 2000-2499 | 1500-2499 | 1 | Fuel Oil | 20% Conditioned | Room AC | None | Fuel Oil Fuel Boiler | None | 180000-199999 | 100% Incandescent | Occupied | 1960s | Propane | Yes | 0 | 1237.053 | 46.3052 | 0 | 752.6065 | 160.6029 | 0 | 196.0645 | 0 | 0 | 0 | 0 | 0 | 208.6666 | 99.9372 | 2355.9983 | 21.9803 | 3166.6329 | 0 | 0 | 0 | 36.927 | 434.0383 | 0 | 0 | 25632.5819 | 0 | 0 | 0 | 0 | 0 | 0 | 0 | 0 | 0 | 0 | 0 | 0 | 0 | 0 | 5657.737 | 1080.8461 | 41087.6848 | 41087.6848 | 8716.5198 | 8716.5198 | 25632.5819 | 0 | 6738.5831 | 1522.2691 | 7771.7306 | 0 | 1854.37 | 3329.2877 | 7771.7306 | 0 | 1854.37 | 3049.4248 | 7771.7306 | 0 | 1854.37 | 3697.8964 | 7771.7306 | 0 | 1854.37 | 11148.3697 | 12955.3882 | 12675.5254 | 13323.9969
192513 | 242.131 | 1220 | 4 | Standard Efficiency | None | EnergyStar, 80% Usage | Electric, 80% Usage | None | 0-100% | None | None | Single-Family Detached | Single-Family Detached | Single-Family Detached | 1000-1499 | 0-1499 | 1 | Natural Gas | 100% Conditioned | Central AC | None | Natural Gas Fuel Furnace | None | <10000 | 100% Incandescent | Occupied | 1970s | Natural Gas | Yes | 67.9925 | 0 | 18.7565 | 351.6853 | 3473.4783 | 0 | 319.7405 | 347.2892 | 0 | 0 | 0 | 0 | 0 | 160.896 | 0 | 1535.3993 | 21.9803 | 1116.6008 | 0 | 0 | 0 | 324.4297 | 434.0383 | 0 | 0 | 0 | 0 | 0 | 0 | 0 | 0 | 13927.3234 | 0 | 2690.3924 | 0 | 0 | 0 | 0 | 0 | 0 | 0 | 0 | 24790.2957 | 24790.2957 | 8172.2868 | 8172.2868 | 0 | 16617.7158 | 0 | 1430.8961 | 0 | 3788.5223 | 0 | 3085.3271 | 0 | 3788.5223 | 0 | 2736.6344 | 0 | 3788.5223 | 0 | 3220.2396 | 0 | 3788.5223 | 0 | 5219.4185 | 6873.8495 | 6525.1567 | 7008.7619
192541 | 242.131 | 1220 | 2 | None | Electric, 100% Usage | EnergyStar, 100% Usage | Electric, 100% Usage | None | 200-300% | None | None | Single-Family Detached | Single-Family Detached | Single-Family Detached | 1000-1499 | 0-1499 | 1 | Natural Gas | 100% Conditioned | Central AC | None | Natural Gas Fuel Boiler | None | 30000-34999 | 100% CFL | Occupied | 1960s | Natural Gas | Yes | 0 | 275.7799 | 16.1189 | 888.8846 | 3484.0289 | 0 | 319.7405 | 86.749 | 0 | 0 | 0 | 0 | 0 | 40.1507 | 24.911 | 491.1871 | 16.412 | 1918.4432 | 0 | 0 | 0 | 339.6694 | 434.0383 | 0 | 0 | 0 | 0 | 0 | 0 | 0 | 0 | 24570.7854 | 0 | 2547.0807 | 0 | 0 | 0 | 0 | 0 | 0 | 0 | 0 | 35453.9796 | 35453.9796 | 8336.1135 | 8336.1135 | 0 | 27117.8661 | 0 | 1477.8947 | 0 | 6182.3075 | 0 | 3052.7066 | 0 | 6182.3075 | 0 | 2721.0367 | 0 | 6182.3075 | 0 | 3250.9006 | 0 | 6182.3075 | 0 | 7660.2022 | 9235.0141 | 8903.3442 | 9433.2081
192558 | 242.131 | 1690 | 3 | Standard Efficiency | Electric, 120% Usage | EnergyStar, 120% Usage | Electric, 120% Usage | 290 Rated kWh, 120% Usage | 300-400% | None | None | Single-Family Detached | Single-Family Detached | Single-Family Detached | 1500-1999 | 1500-2499 | 1 | Natural Gas | 100% Conditioned | Central AC | None | Natural Gas Fuel Wall/Floor Furnace | None | 70000-79999 | 100% CFL | Occupied | 1950s | Natural Gas | Yes | 67.9925 | 629.5167 | 36.6339 | 686.3724 | 3008.3745 | 150.9316 | 319.7405 | 0 | 0 | 0 | 0 | 0 | 0 | 46.0122 | 0 | 620.1384 | 21.9803 | 5394.8523 | 0 | 0 | 0 | 565.6272 | 434.0383 | 0 | 0 | 0 | 0 | 0 | 0 | 0 | 0 | 35520.2137 | 0 | 8259.622 | 0 | 0 | 0 | 0 | 0 | 0 | 0 | 0 | 55762.0463 | 55762.0463 | 11982.5038 | 11982.5038 | 0 | 43779.8356 | 0 | 2051.2926 | 0 | 9980.8833 | 0 | 4413.6992 | 0 | 9980.8833 | 0 | 3912.7486 | 0 | 9980.8833 | 0 | 4669.5969 | 0 | 9980.8833 | 0 | 12032.1758 | 14394.5824 | 13893.6318 | 14650.4802
192615 | 242.131 | 853 | 1 | Standard Efficiency | Electric, 80% Usage | EnergyStar, 80% Usage | Gas, 80% Usage | 290 Rated kWh, 80% Usage | 0-100% | 36 | None | 20 to 49 Unit | Multifamily with 5+ units, 1-3 stories | Multi-Family with 5+ Units | 750-999 | 0-1499 | 3 | Natural Gas | 100% Conditioned | Central AC | Heating and Cooling | Natural Gas Shared Heating | Fan Coil Heating and Cooling, Natural Gas | <10000 | 100% Incandescent | Occupied | 1970s | Electricity | No | 67.9925 | 231.8192 | 13.4813 | 11.1367 | 906.4688 | 48.3567 | 0 | 226.837 | 0 | 0 | 0 | 0 | 903.8312 | 142.7256 | 0 | 1220.3479 | 16.412 | 733.2638 | 0 | 0 | 0 | 19.0496 | 434.0383 | 0 | 0 | 0 | 0 | 0 | 0 | 0 | 0 | 4075.1532 | 0 | 0 | 0 | 0 | 555.9558 | 0 | 0 | 0 | 0 | 0 | 9606.8697 | 9606.8697 | 4975.7606 | 4975.7606 | 0 | 4631.109 | 0 | 798.2364 | 0 | 1055.8002 | 0 | 1794.303 | 0 | 1055.8002 | 0 | 1582.9217 | 0 | 1055.8002 | 0 | 1910.1559 | 0 | 1055.8002 | 0 | 1854.0366 | 2850.1032 | 2638.7219 | 2965.9561
192692 | 242.131 | 2176 | 4 | Standard Efficiency | Electric, 100% Usage | EnergyStar, 100% Usage | Electric, 100% Usage | 318 Rated kWh, 100% Usage | 400%+ | None | None | Single-Family Detached | Single-Family Detached | Single-Family Detached | 2000-2499 | 1500-2499 | 1 | Natural Gas | 100% Conditioned | Central AC | None | Natural Gas Fuel Furnace | None | 200000+ | 100% CFL | Occupied | 1940s | Natural Gas | Yes | 67.9925 | 524.5972 | 30.7725 | 880.9716 | 2932.1761 | 134.8127 | 0 | 445.468 | 0 | 0 | 0 | 0 | 0 | 52.1667 | 0 | 753.7788 | 21.9803 | 2851.8746 | 0 | 0 | 0 | 471.2583 | 868.0765 | 0 | 0 | 0 | 0 | 0 | 0 | 0 | 0 | 25562.2449 | 0 | 4923.594 | 0 | 0 | 0 | 0 | 0 | 0 | 0 | 0 | 40521.7646 | 40521.7646 | 10035.9257 | 10035.9257 | 0 | 30485.8388 | 0 | 1771.2973 | 0 | 6950.1523 | 0 | 3812.0302 | 0 | 6950.1523 | 0 | 3376.7203 | 0 | 6950.1523 | 0 | 3997.2079 | 0 | 6950.1523 | 0 | 8721.4496 | 10762.1825 | 10326.8726 | 10947.3602
192725 | 242.131 | 2176 | 4 | Standard Efficiency | Electric, 120% Usage | EnergyStar, 120% Usage | Electric, 120% Usage | 290 Rated kWh, 120% Usage | 400%+ | None | None | Single-Family Detached | Single-Family Detached | Single-Family Detached | 2000-2499 | 1500-2499 | 1 | Natural Gas | None | None | None | Natural Gas Fuel Boiler | None | 60000-69999 | 100% CFL | Occupied | 1960s | Natural Gas | Yes | 67.9925 | 480.0504 | 28.1348 | 0 | 0 | 109.3155 | 319.7405 | 74.4401 | 0 | 0 | 0 | 0 | 0 | 52.1667 | 0 | 753.7788 | 21.9803 | 5074.5256 | 0 | 0 | 0 | 486.498 | 400.042 | 376.8894 | 0 | 0 | 0 | 0 | 0 | 0 | 0 | 23480.268 | 0 | 5147.5003 | 0 | 0 | 0 | 0 | 0 | 0 | 0 | 0 | 36873.6159 | 36873.6159 | 8245.8476 | 8245.8476 | 0 | 28627.7683 | 0 | 1379.6103 | 0 | 6526.5587 | 0 | 3095.4268 | 0 | 6526.5587 | 0 | 2719.7104 | 0 | 6526.5587 | 0 | 3307.0077 | 0 | 6526.5587 | 0 | 7906.169 | 9621.9855 | 9246.2691 | 9833.5664
192740 | 242.131 | 1138 | 2 | Standard Efficiency | None | None | Electric, 120% Usage | 318 Rated kWh, 120% Usage | 200-300% | 67 | None | 50 or more Unit | Multifamily with 5+ units, 4-7 stories | Multi-Family with 5+ Units | 1000-1499 | 0-1499 | 4 | Electricity | 100% Conditioned | Central AC | None | Electricity Electric Furnace | None | 60000-69999 | 100% Incandescent | Occupied | 2010s | Electricity | Yes | 67.9925 | 0 | 0 | 289.5542 | 1742.6006 | 135.1058 | 319.7405 | 1.1723 | 0 | 128.9513 | 0 | 0 | 4343.3133 | 156.793 | 0 | 1465.0623 | 16.412 | 3943.2712 | 0 | 0 | 0 | 518.4427 | 480.0504 | 0 | 0 | 0 | 0 | 0 | 0 | 0 | 0 | 0 | 0 | 0 | 0 | 0 | 0 | 0 | 0 | 0 | 0 | 0 | 13608.4621 | 13608.4621 | 13608.4621 | 13608.4621 | 0 | 0 | 0 | 2264.8674 | 0 | 0 | 0 | 5058.6603 | 0 | 0 | 0 | 4448.6044 | 0 | 0 | 0 | 5399.7074 | 0 | 0 | 0 | 2264.8674 | 5058.6603 | 4448.6044 | 5399.7074
192825 | 242.131 | 853 | 1 | None | None | None | Electric, 100% Usage | None | 0-100% | 43 | None | 20 to 49 Unit | Multifamily with 5+ units, 1-3 stories | Multi-Family with 5+ Units | 750-999 | 0-1499 | 2 | Electricity | 100% Conditioned | Central AC | Heating and Cooling | Electricity Shared Heating | Fan Coil Heating and Cooling, Electricity | <10000 | 100% CFL | Occupied | 1970s | Electricity | No | 0 | 0 | 0 | 20.2219 | 1837.8487 | 0 | 0 | 198.9953 | 0 | 5965.7547 | 0 | 0 | 1206.5736 | 35.7547 | 0 | 390.3707 | 16.412 | 1466.5276 | 0 | 0 | 0 | 346.9961 | 434.0383 | 258.1956 | 0 | 0 | 0 | 0 | 0 | 0 | 0 | 0 | 0 | 0 | 0 | 0 | 0 | 0 | 0 | 0 | 0 | 0 | 12177.6891 | 12177.6891 | 12177.6891 | 12177.6891 | 0 | 0 | 0 | 2161.3413 | 0 | 0 | 0 | 4927.3766 | 0 | 0 | 0 | 4302.2896 | 0 | 0 | 0 | 5196.0222 | 0 | 0 | 0 | 2161.3413 | 4927.3766 | 4302.2896 | 5196.0222
192941 | 242.131 | 2152 | 4 | None | Electric, 80% Usage | EnergyStar, 80% Usage | Electric, 80% Usage | 290 Rated kWh, 80% Usage | 400%+ | None | 20 | Single-Family Attached | Single-Family Attached | Single-Family Attached | 2000-2499 | 1500-2499 | 1 | Electricity | 100% Conditioned | Central AC | None | Electricity Electric Furnace | None | 160000-179999 | 100% CFL | Occupied | 1990s | Electricity | Yes | 0 | 231.8192 | 13.4813 | 589.9521 | 2576.0947 | 48.3567 | 319.7405 | 111.367 | 0 | 9581.9586 | 0 | 0 | 871.0072 | 51.8736 | 0 | 747.0382 | 21.9803 | 900.9005 | 0 | 0 | 0 | 277.5383 | 480.0504 | 0 | 0 | 0 | 0 | 0 | 0 | 0 | 0 | 0 | 0 | 0 | 0 | 0 | 0 | 0 | 0 | 0 | 0 | 0 | 16822.8656 | 16822.8656 | 16822.8656 | 16822.8656 | 0 | 0 | 0 | 2852.47 | 0 | 0 | 0 | 6611.6685 | 0 | 0 | 0 | 5771.4236 | 0 | 0 | 0 | 6983.2283 | 0 | 0 | 0 | 2852.47 | 6611.6685 | 5771.4236 | 6983.2283
193025 | 242.131 | 2590 | 3 | Standard Efficiency | None | None | Electric, 80% Usage | 290 Rated kWh, 80% Usage | 400%+ | 323 | None | 50 or more Unit | Multifamily with 5+ units, 8+ stories | Multi-Family with 5+ Units | 2500-2999 | 2500-3999 | 12 | Natural Gas | 100% Conditioned | Central AC | None | Natural Gas Fuel Furnace | None | 200000+ | 100% CFL | Occupied | 1990s | Electricity | Yes | 67.9925 | 0 | 0 | 458.6562 | 2696.84 | 48.3567 | 0 | 135.6919 | 0 | 0 | 0 | 0 | 885.3677 | 57.4419 | 0 | 867.4904 | 21.9803 | 1083.1907 | 0 | 0 | 0 | 277.5383 | 434.0383 | 0 | 0 | 0 | 0 | 0 | 0 | 0 | 0 | 5892.78 | 0 | 0 | 0 | 0 | 0 | 0 | 0 | 0 | 0 | 0 | 12927.0718 | 12927.0718 | 7034.2918 | 7034.2918 | 0 | 5892.78 | 0 | 1170.7419 | 0 | 1343.4009 | 0 | 2534.4283 | 0 | 1343.4009 | 0 | 2248.6506 | 0 | 1343.4009 | 0 | 2681.4476 | 0 | 1343.4009 | 0 | 2514.1428 | 3877.8292 | 3592.0515 | 4024.8485
193071 | 242.131 | 1202 | 2 | Standard Efficiency | Electric, 120% Usage | Standard, 120% Usage | Electric, 120% Usage | 318 Rated kWh, 120% Usage | 200-300% | None | 24 | Single-Family Attached | Single-Family Attached | Single-Family Attached | 1000-1499 | 0-1499 | 2 | Natural Gas | 60% Conditioned | Central AC | None | Natural Gas Fuel Furnace | None | 60000-69999 | 100% Incandescent | Occupied | 1990s | Natural Gas | Yes | 67.9925 | 1213.3142 | 45.426 | 264.9362 | 1275.7384 | 163.8267 | 0 | 41.0299 | 0 | 0 | 0 | 0 | 0 | 160.0168 | 0 | 1519.8666 | 16.412 | 4097.7197 | 0 | 0 | 0 | 569.4371 | 434.0383 | 0 | 0 | 0 | 0 | 0 | 1720.0341 | 0 | 0 | 1773.9592 | 0 | 8766.6349 | 0 | 0 | 0 | 0 | 0 | 0 | 0 | 0 | 22130.9688 | 22130.9688 | 9870.0475 | 9870.0475 | 0 | 12260.9213 | 0 | 1628.3036 | 0 | 2795.2498 | 0 | 3614.4617 | 0 | 2795.2498 | 0 | 3186.7091 | 0 | 2795.2498 | 0 | 3849.7264 | 0 | 2795.2498 | 0 | 4423.5534 | 6409.7115 | 5981.9589 | 6644.9763
193110 | 242.131 | 1623 | 3 | Standard Efficiency | None | None | Electric, 80% Usage | 290 Rated kWh, 80% Usage | 300-400% | 7 | None | 5 to 9 Unit | Multifamily with 5+ units, 1-3 stories | Multi-Family with 5+ Units | 1500-1999 | 1500-2499 | 2 | Natural Gas | 100% Conditioned | Central AC | None | Natural Gas Fuel Furnace | None | 40000-44999 | 100% Incandescent | Occupied | 1960s | Natural Gas | No | 67.9925 | 0 | 0 | 582.9184 | 4503.037 | 48.3567 | 0 | 1075.2778 | 0 | 0 | 0 | 0 | 0 | 181.1179 | 0 | 1881.2232 | 21.9803 | 888.2984 | 0 | 0 | 0 | 277.5383 | 400.042 | 0 | 0 | 0 | 0 | 0 | 0 | 0 | 0 | 43135.3724 | 0 | 701.9052 | 0 | 0 | 0 | 0 | 0 | 0 | 0 | 0 | 53765.3531 | 53765.3531 | 9928.0756 | 9928.0756 | 0 | 43837.5707 | 0 | 1784.9449 | 0 | 9994.0388 | 0 | 3772.0429 | 0 | 9994.0388 | 0 | 3346.8404 | 0 | 9994.0388 | 0 | 3974.697 | 0 | 9994.0388 | 0 | 11778.9837 | 13766.0816 | 13340.8792 | 13968.7358
193175 | 242.131 | 1202 | 3 | Standard Efficiency | Electric, 80% Usage | EnergyStar, 80% Usage | Electric, 80% Usage | 290 Rated kWh, 80% Usage | 400%+ | None | 6 | Single-Family Attached | Single-Family Attached | Single-Family Attached | 1000-1499 | 0-1499 | 1 | Electricity | 100% Conditioned | Central AC | None | Electricity Electric Furnace | None | 200000+ | 100% CFL | Occupied | 1970s | Electricity | Yes | 67.9925 | 296.0018 | 17.2912 | 496.4624 | 2402.5966 | 66.2341 | 0 | 65.0618 | 0 | 6377.2265 | 0 | 0 | 1151.4762 | 40.1507 | 0 | 486.2049 | 21.9803 | 893.2806 | 0 | 0 | 0 | 311.5345 | 480.0504 | 0 | 0 | 0 | 0 | 0 | 0 | 0 | 0 | 0 | 0 | 0 | 0 | 0 | 0 | 0 | 0 | 0 | 0 | 0 | 13173.2515 | 13173.2515 | 13173.2515 | 13173.2515 | 0 | 0 | 0 | 2291.5568 | 0 | 0 | 0 | 5271.4523 | 0 | 0 | 0 | 4604.2606 | 0 | 0 | 0 | 5495.7696 | 0 | 0 | 0 | 2291.5568 | 5271.4523 | 4604.2606 | 5495.7696
193179 | 242.131 | 1675 | 3 | None | Electric, 100% Usage | EnergyStar, 100% Usage | Electric, 100% Usage | 318 Rated kWh, 100% Usage | 400%+ | None | 8 | Single-Family Attached | Single-Family Attached | Single-Family Attached | 1500-1999 | 1500-2499 | 2 | Electricity | 100% Conditioned | Heat Pump | None | Electricity ASHP | None | 80000-99999 | 100% LED | Occupied | 1960s | Electricity | Yes | 0 | 289.8473 | 16.9981 | 160.6029 | 727.1093 | 64.7687 | 0 | 989.701 | 7393.3039 | 9709.1515 | 0 | 0 | 1341.0932 | 30.4794 | 0 | 470.6721 | 21.9803 | 1728.2401 | 0 | 0 | 0 | 346.9961 | 434.0383 | 300.984 | 0 | 0 | 0 | 0 | 0 | 0 | 0 | 0 | 0 | 0 | 0 | 0 | 0 | 0 | 0 | 0 | 0 | 0 | 24025.3802 | 24025.3802 | 24025.3802 | 24025.3802 | 0 | 0 | 0 | 4372.4581 | 0 | 0 | 0 | 10258.875 | 0 | 0 | 0 | 8881.5164 | 0 | 0 | 0 | 10719.0096 | 0 | 0 | 0 | 4372.4581 | 10258.875 | 8881.5164 | 10719.0096
193267 | 242.131 | 3301 | 3 | None | Electric, 120% Usage | EnergyStar, 120% Usage | Electric, 120% Usage | 290 Rated kWh, 120% Usage | 400%+ | None | None | Single-Family Detached | Single-Family Detached | Single-Family Detached | 3000-3999 | 2500-3999 | 1 | Natural Gas | 100% Conditioned | Central AC | None | Natural Gas Fuel Furnace | None | 200000+ | 100% Incandescent | Occupied | 1990s | Natural Gas | Yes | 0 | 629.5167 | 36.6339 | 1259.9125 | 6153.9063 | 150.9316 | 319.7405 | 317.396 | 0 | 0 | 0 | 0 | 0 | 264.9362 | 99.9372 | 3321.6675 | 21.9803 | 6419.4287 | 0 | 0 | 0 | 565.6272 | 434.0383 | 0 | 0 | 0 | 0 | 0 | 0 | 0 | 0 | 19275.5773 | 0 | 7930.2101 | 0 | 0 | 0 | 0 | 0 | 0 | 0 | 0 | 47201.7335 | 47201.7335 | 19995.946 | 19995.946 | 0 | 27205.7874 | 0 | 3372.9913 | 0 | 6202.3291 | 0 | 7347.7201 | 0 | 6202.3291 | 0 | 6509.3326 | 0 | 6202.3291 | 0 | 7735.8414 | 0 | 6202.3291 | 0 | 9575.3204 | 13550.0492 | 12711.6617 | 13938.1705
193282 | 242.131 | 1138 | 1 | Standard Efficiency | Electric, 80% Usage | Standard, 80% Usage | Propane, 80% Usage | None | 100-150% | 2 | None | 2 Unit | Multifamily with 2-4 Units | Multi-Family with 2 - 4 Units | 1000-1499 | 0-1499 | 2 | Fuel Oil | 100% Conditioned | Central AC | None | Fuel Oil Fuel Furnace | None | 15000-19999 | 100% Incandescent | Occupied | 1950s | Natural Gas | No | 67.9925 | 441.9512 | 16.412 | 1085.2422 | 4445.302 | 0 | 0 | 228.3024 | 0 | 0 | 0 | 0 | 0 | 156.793 | 0 | 1465.0623 | 16.412 | 611.6393 | 0 | 0 | 0 | 19.0496 | 434.0383 | 0 | 0 | 14425.5442 | 0 | 0 | 0 | 0 | 0 | 0 | 0 | 2435.4206 | 0 | 0 | 0 | 0 | 0 | 0 | 0 | 555.9558 | 26405.1173 | 26405.1173 | 8988.1966 | 8988.1966 | 14425.5442 | 2435.4206 | 555.9558 | 1566.1429 | 4373.8465 | 555.2275 | 152.955 | 3321.6982 | 4373.8465 | 555.2275 | 152.955 | 2958.5834 | 4373.8465 | 555.2275 | 152.955 | 3463.9606 | 4373.8465 | 555.2275 | 152.955 | 6648.1718 | 8403.7272 | 8040.6124 | 8545.9896
193399 | 242.131 | 1690 | 3 | Standard Efficiency, No usage | Electric, 100% Usage | EnergyStar, 100% Usage | Electric, 100% Usage | 290 Rated kWh, 100% Usage | 400%+ | None | None | Single-Family Detached | Single-Family Detached | Single-Family Detached | 1500-1999 | 1500-2499 | 1 | Electricity | 100% Conditioned | Central AC | None | Electricity Electric Furnace | None | 80000-99999 | 100% CFL | Vacant | 1970s | Natural Gas | Yes | 0 | 0 | 0 | 453.9671 | 3905.4651 | 0 | 319.7405 | 206.322 | 0 | 8833.162 | 0 | 0 | 0 | 0 | 0 | 0 | 21.9803 | 0 | 0 | 0 | 0 | 0 | 868.0765 | 0 | 0 | 0 | 0 | 0 | 0 | 0 | 0 | 0 | 0 | 1661.713 | 0 | 0 | 0 | 0 | 0 | 0 | 0 | 0 | 16270.4266 | 16270.4266 | 14608.7136 | 14608.7136 | 0 | 1661.713 | 0 | 2701.3485 | 0 | 378.8676 | 0 | 6201.651 | 0 | 378.8676 | 0 | 5402.6385 | 0 | 378.8676 | 0 | 6364.634 | 0 | 378.8676 | 0 | 3080.2161 | 6580.5185 | 5781.506 | 6743.5015
193442 | 242.131 | 8194 | 3 | Standard Efficiency | Electric, 80% Usage | Standard, 80% Usage | Electric, 80% Usage | 290 Rated kWh, 80% Usage | 400%+ | None | None | Single-Family Detached | Single-Family Detached | Single-Family Detached | 4000+ | 4000+ | 1 | Electricity | 100% Conditioned | Heat Pump | None | Electricity ASHP | None | 200000+ | 100% LED | Occupied | 2000s | Electricity | Yes | 67.9925 | 989.701 | 36.927 | 954.2394 | 3998.0755 | 128.3651 | 319.7405 | 858.1121 | 11160.7325 | 21071.5169 | 0 | 0 | 2352.7745 | 84.9906 | 16.7051 | 1837.8487 | 21.9803 | 2540.34 | 0 | 0 | 0 | 429.9353 | 834.0803 | 0 | 0 | 0 | 0 | 0 | 0 | 0 | 0 | 0 | 0 | 0 | 0 | 0 | 0 | 0 | 0 | 0 | 0 | 0 | 47703.4711 | 47703.4711 | 47703.4711 | 47703.4711 | 0 | 0 | 0 | 8409.7196 | 0 | 0 | 0 | 19528.3635 | 0 | 0 | 0 | 16989.954 | 0 | 0 | 0 | 20588.9636 | 0 | 0 | 0 | 8409.7196 | 19528.3635 | 16989.954 | 20588.9636
193553 | 242.131 | 1690 | 4 | None | Electric, 100% Usage | Standard, 100% Usage | Gas, 100% Usage | 318 Rated kWh, 100% Usage | 400%+ | None | None | Single-Family Detached | Single-Family Detached | Single-Family Detached | 1500-1999 | 1500-2499 | 1 | Natural Gas | 100% Conditioned | Central AC | None | Natural Gas Fuel Furnace | None | 160000-179999 | 100% Incandescent | Occupied | 1980s | Natural Gas | Yes | 0 | 999.9585 | 37.5131 | 473.6028 | 2936.5721 | 134.8127 | 319.7405 | 230.94 | 0 | 0 | 0 | 0 | 0 | 184.6348 | 99.9372 | 1938.9582 | 21.9803 | 2697.4261 | 0 | 0 | 0 | 32.2378 | 434.0383 | 0 | 0 | 0 | 0 | 0 | 0 | 0 | 0 | 9263.0973 | 0 | 4559.0136 | 0 | 0 | 947.2057 | 0 | 0 | 0 | 0 | 0 | 25311.083 | 25311.083 | 10541.7664 | 10541.7664 | 0 | 14769.3166 | 0 | 1833.072 | 0 | 3367.0842 | 0 | 3983.4618 | 0 | 3367.0842 | 0 | 3522.7843 | 0 | 3367.0842 | 0 | 4195.0994 | 0 | 3367.0842 | 0 | 5200.1562 | 7350.546 | 6889.8685 | 7562.1836
193589 | 242.131 | 853 | 2 | Standard Efficiency | Gas, 80% Usage | EnergyStar, 80% Usage | Electric, 80% Usage | None | 150-200% | 16 | None | 10 to 19 Unit | Multifamily with 5+ units, 1-3 stories | Multi-Family with 5+ Units | 750-999 | 0-1499 | 2 | Natural Gas | 100% Conditioned | Central AC | None | Natural Gas Fuel Furnace | None | 20000-24999 | 100% CFL | Occupied | 1980s | Natural Gas | Yes | 67.9925 | 20.808 | 13.4813 | 379.8201 | 2214.7381 | 0 | 0 | 142.4325 | 0 | 0 | 0 | 0 | 0 | 35.7547 | 0 | 390.3707 | 16.412 | 733.2638 | 0 | 0 | 0 | 277.5383 | 434.0383 | 0 | 0 | 0 | 0 | 275.1937 | 0 | 0 | 0 | 7767.8487 | 0 | 2102.7849 | 0 | 0 | 0 | 0 | 0 | 0 | 0 | 0 | 14872.4776 | 14872.4776 | 4726.6502 | 4726.6502 | 0 | 10145.8274 | 0 | 824.8323 | 0 | 2313.0367 | 0 | 1755.0591 | 0 | 2313.0367 | 0 | 1560.0348 | 0 | 2313.0367 | 0 | 1837.0305 | 0 | 2313.0367 | 0 | 3137.869 | 4068.0958 | 3873.0715 | 4150.0672
193628 | 242.131 | 1202 | 2 | Standard Efficiency | Electric, 100% Usage | Standard, 100% Usage | Electric, 100% Usage | 290 Rated kWh, 100% Usage | 400%+ | None | 5 | Single-Family Attached | Single-Family Attached | Single-Family Attached | 1000-1499 | 0-1499 | 2 | Electricity | 40% Conditioned | Room AC | None | Electricity Baseboard | None | 80000-99999 | 100% CFL | Occupied | 1980s | Electricity | Yes | 67.9925 | 858.1121 | 32.2378 | 0 | 556.835 | 105.2125 | 0 | 0 | 0 | 2428.0938 | 0 | 0 | 2578.7323 | 40.1507 | 0 | 486.2049 | 16.412 | 1917.8571 | 0 | 0 | 0 | 431.9868 | 434.0383 | 0 | 0 | 0 | 0 | 0 | 0 | 0 | 0 | 0 | 0 | 0 | 0 | 0 | 0 | 0 | 0 | 0 | 0 | 0 | 9953.8658 | 9953.8658 | 9953.8658 | 9953.8658 | 0 | 0 | 0 | 1665.9985 | 0 | 0 | 0 | 3826.3732 | 0 | 0 | 0 | 3347.294 | 0 | 0 | 0 | 4064.9855 | 0 | 0 | 0 | 1665.9985 | 3826.3732 | 3347.294 | 4064.9855
193647 | 242.131 | 1690 | 3 | Standard Efficiency | Gas, 120% Usage | EnergyStar, 120% Usage | Electric, 120% Usage | None | 400%+ | None | None | Single-Family Detached | Single-Family Detached | Single-Family Detached | 1500-1999 | 1500-2499 | 2 | Natural Gas | 100% Conditioned | Central AC | None | Natural Gas Fuel Furnace | None | 100000-119999 | 100% CFL | Occupied | 2000s | Natural Gas | Yes | 67.9925 | 42.7884 | 28.1348 | 512.5813 | 2755.1611 | 0 | 319.7405 | 424.9531 | 0 | 0 | 0 | 0 | 0 | 46.0122 | 24.911 | 620.1384 | 21.9803 | 4765.3356 | 0 | 0 | 0 | 486.498 | 434.0383 | 0 | 0 | 0 | 0 | 570.3163 | 0 | 0 | 0 | 16972.0387 | 0 | 6102.0327 | 0 | 0 | 0 | 0 | 0 | 0 | 0 | 0 | 34195.2394 | 34195.2394 | 10550.8516 | 10550.8516 | 0 | 23644.3878 | 0 | 1864.9092 | 0 | 5390.4042 | 0 | 4072.4671 | 0 | 5390.4042 | 0 | 3597.1571 | 0 | 5390.4042 | 0 | 4262.2769 | 0 | 5390.4042 | 0 | 7255.3134 | 9462.8712 | 8987.5613 | 9652.681
193669 | 242.131 | 1675 | 2 | Standard Efficiency | Electric, 80% Usage | Standard, 80% Usage | Electric, 80% Usage | None | 400%+ | None | 30 | Single-Family Attached | Single-Family Attached | Single-Family Attached | 1500-1999 | 1500-2499 | 1 | Electricity | 100% Conditioned | Heat Pump | None | Electricity ASHP | None | 140000-159999 | 100% Incandescent | Occupied | 1980s | Electricity | Yes | 67.9925 | 1053.5905 | 39.5646 | 435.5036 | 1881.5163 | 0 | 0 | 497.3416 | 1635.6296 | 5716.9374 | 0 | 0 | 2206.239 | 183.7556 | 0 | 1926.0631 | 16.412 | 1191.92 | 0 | 0 | 0 | 447.5195 | 1206.8667 | 0 | 0 | 0 | 0 | 0 | 0 | 0 | 0 | 0 | 0 | 0 | 0 | 0 | 0 | 0 | 0 | 0 | 0 | 0 | 18506.5589 | 18506.5589 | 18506.5589 | 18506.5589 | 0 | 0 | 0 | 3286.8192 | 0 | 0 | 0 | 7497.1053 | 0 | 0 | 0 | 6544.242 | 0 | 0 | 0 | 7891.1682 | 0 | 0 | 0 | 3286.8192 | 7497.1053 | 6544.242 | 7891.1682
193736 | 242.131 | 1690 | 4 | None | Electric, 100% Usage | EnergyStar, 100% Usage | Electric, 100% Usage | 318 Rated kWh, 100% Usage | 150-200% | None | None | Single-Family Detached | Single-Family Detached | Single-Family Detached | 1500-1999 | 1500-2499 | 1 | Electricity | 100% Conditioned | Central AC | None | Electricity Electric Furnace | None | 30000-34999 | 100% CFL | Vacant | 2000s | Electricity | Yes | 0 | 0 | 0 | 615.4492 | 3832.1973 | 0 | 319.7405 | 7.6198 | 0 | 1659.6615 | 0 | 0 | 341.4278 | 0 | 0 | 0 | 21.9803 | 0 | 0 | 0 | 0 | 0 | 868.0765 | 0 | 0 | 0 | 0 | 0 | 0 | 0 | 0 | 0 | 0 | 0 | 0 | 0 | 0 | 0 | 0 | 0 | 0 | 0 | 7665.86 | 7665.86 | 7665.86 | 7665.86 | 0 | 0 | 0 | 1321.8022 | 0 | 0 | 0 | 2895.8643 | 0 | 0 | 0 | 2562.8667 | 0 | 0 | 0 | 2979.4074 | 0 | 0 | 0 | 1321.8022 | 2895.8643 | 2562.8667 | 2979.4074
193772 | 242.131 | 2176 | 3 | Standard Efficiency | Electric, 80% Usage | EnergyStar, 80% Usage | Electric, 80% Usage | None | 400%+ | None | None | Single-Family Detached | Single-Family Detached | Single-Family Detached | 2000-2499 | 1500-2499 | 1 | Natural Gas | 100% Conditioned | Central AC | None | Natural Gas Fuel Furnace | None | 100000-119999 | 100% LED | Occupied | 1980s | Natural Gas | Yes | 67.9925 | 419.6778 | 24.618 | 512.8744 | 2999.5824 | 0 | 0 | 404.7311 | 0 | 0 | 0 | 0 | 0 | 34.8755 | 16.7051 | 575.5916 | 21.9803 | 1426.0838 | 0 | 0 | 0 | 377.1825 | 727.1093 | 433.4521 | 0 | 0 | 0 | 0 | 0 | 0 | 0 | 18712.5878 | 0 | 3185.3895 | 0 | 0 | 0 | 0 | 0 | 0 | 0 | 0 | 29939.8474 | 29939.8474 | 8041.8702 | 8041.8702 | 0 | 21897.9773 | 0 | 1465.2335 | 0 | 4992.2893 | 0 | 3124.1215 | 0 | 4992.2893 | 0 | 2772.0232 | 0 | 4992.2893 | 0 | 3248.839 | 0 | 4992.2893 | 0 | 6457.5229 | 8116.4109 | 7764.3125 | 8241.1284
193826 | 242.131 | 1138 | 2 | Standard Efficiency | Electric, 100% Usage | EnergyStar, 100% Usage | Electric, 100% Usage | None | 200-300% | 323 | None | 50 or more Unit | Multifamily with 5+ units, 8+ stories | Multi-Family with 5+ Units | 1000-1499 | 0-1499 | 12 | Electricity | 100% Conditioned | Central AC | None | Electricity Electric Furnace | None | 30000-34999 | 100% LED | Occupied | 1970s | Electricity | No | 67.9925 | 369.8557 | 21.6873 | 305.087 | 2656.3962 | 0 | 0 | 273.4353 | 0 | 13401.5539 | 0 | 0 | 1926.0631 | 26.0833 | 0 | 357.8398 | 16.412 | 1776.3038 | 0 | 0 | 0 | 389.4915 | 434.0383 | 0 | 0 | 0 | 0 | 0 | 0 | 0 | 0 | 0 | 0 | 0 | 0 | 0 | 0 | 0 | 0 | 0 | 0 | 0 | 22022.8256 | 22022.8256 | 22022.8256 | 22022.8256 | 0 | 0 | 0 | 3961.8681 | 0 | 0 | 0 | 9108.8274 | 0 | 0 | 0 | 7929.0645 | 0 | 0 | 0 | 9588.4483 | 0 | 0 | 0 | 3961.8681 | 9108.8274 | 7929.0645 | 9588.4483
193832 | 242.131 | 2663 | 5 | Standard Efficiency | Electric, 100% Usage | Standard, 100% Usage | Electric, 100% Usage | None | 400%+ | None | None | Single-Family Detached | Single-Family Detached | Single-Family Detached | 2500-2999 | 2500-3999 | 1 | Fuel Oil | 100% Conditioned | Central AC | None | Fuel Oil Fuel Furnace | None | 200000+ | 100% Incandescent | Occupied | 1970s | Electricity | Yes | 67.9925 | 1474.1475 | 55.0974 | 1509.9022 | 8699.2286 | 0 | 319.7405 | 995.5624 | 0 | 0 | 0 | 0 | 4458.1971 | 233.2846 | 99.9372 | 2773.9177 | 27.2556 | 3636.4258 | 0 | 0 | 0 | 603.1403 | 480.0504 | 0 | 0 | 46270.3536 | 0 | 0 | 0 | 0 | 0 | 0 | 0 | 0 | 0 | 0 | 0 | 0 | 0 | 0 | 0 | 0 | 71704.2333 | 71704.2333 | 25434.1728 | 25434.1728 | 46270.3536 | 0 | 0 | 4386.9508 | 14029.0818 | 0 | 0 | 9365.7272 | 14029.0818 | 0 | 0 | 8304.4961 | 14029.0818 | 0 | 0 | 9934.1628 | 14029.0818 | 0 | 0 | 18416.0326 | 23394.8089 | 22333.5779 | 23963.2445
193861 | 242.131 | 2176 | 2 | Standard Efficiency | Electric, 100% Usage | EnergyStar, 100% Usage | Electric, 100% Usage | None | 400%+ | None | None | Single-Family Detached | Single-Family Detached | Single-Family Detached | 2000-2499 | 1500-2499 | 1 | Electricity | None | None | None | Electricity Baseboard | None | 200000+ | 100% CFL | Occupied | 1980s | Electricity | Yes | 67.9925 | 524.5972 | 30.7725 | 0 | 0 | 0 | 319.7405 | 0 | 0 | 10164.2908 | 0 | 0 | 2853.9261 | 52.1667 | 24.911 | 753.7788 | 16.412 | 2851.8746 | 0 | 0 | 0 | 471.2583 | 400.042 | 0 | 0 | 0 | 0 | 0 | 0 | 0 | 0 | 0 | 0 | 0 | 0 | 0 | 0 | 0 | 0 | 0 | 0 | 0 | 18531.763 | 18531.763 | 18531.763 | 18531.763 | 0 | 0 | 0 | 3196.8528 | 0 | 0 | 0 | 7453.8562 | 0 | 0 | 0 | 6477.2596 | 0 | 0 | 0 | 7924.8561 | 0 | 0 | 0 | 3196.8528 | 7453.8562 | 6477.2596 | 7924.8561
193879 | 242.131 | 1623 | 2 | Standard Efficiency | Electric, 100% Usage | EnergyStar, 100% Usage | Electric, 100% Usage | 318 Rated kWh, 100% Usage | 200-300% | 12 | None | 10 to 19 Unit | Multifamily with 5+ units, 1-3 stories | Multi-Family with 5+ Units | 1500-1999 | 1500-2499 | 2 | Natural Gas | 20% Conditioned | Room AC | None | Natural Gas Fuel Boiler | None | 45000-49999 | 100% Incandescent | Occupied | 1970s | Electricity | Yes | 67.9925 | 369.8557 | 21.6873 | 0 | 520.4942 | 88.5075 | 0 | 103.161 | 0 | 0 | 0 | 0 | 1992.8833 | 181.1179 | 0 | 1881.5163 | 16.412 | 1971.7822 | 0 | 0 | 0 | 389.4915 | 480.0504 | 0 | 0 | 0 | 0 | 0 | 0 | 0 | 0 | 14017.8823 | 0 | 0 | 0 | 0 | 0 | 0 | 0 | 0 | 0 | 0 | 22102.834 | 22102.834 | 8084.9516 | 8084.9516 | 0 | 14017.8823 | 0 | 1364.9488 | 0 | 3195.8154 | 0 | 3053.4074 | 0 | 3195.8154 | 0 | 2683.9895 | 0 | 3195.8154 | 0 | 3266.6312 | 0 | 3195.8154 | 0 | 4560.7642 | 6249.2228 | 5879.8049 | 6462.4466
193881 | 242.131 | 1675 | 3 | Standard Efficiency | Electric, 100% Usage | EnergyStar, 100% Usage | Electric, 100% Usage | 318 Rated kWh, 100% Usage | 300-400% | None | 16 | Single-Family Attached | Single-Family Attached | Single-Family Attached | 1500-1999 | 1500-2499 | 2 | Natural Gas | 20% Conditioned | Room AC | None | Natural Gas Fuel Wall/Floor Furnace | None | 80000-99999 | 100% CFL | Occupied | <1940 | Natural Gas | Yes | 67.9925 | 450.1572 | 26.3764 | 0 | 835.5456 | 112.5393 | 319.7405 | 0 | 0 | 0 | 0 | 0 | 0 | 46.0122 | 0 | 616.0354 | 21.9803 | 1990.5387 | 0 | 0 | 0 | 431.9868 | 480.0504 | 0 | 0 | 0 | 0 | 0 | 0 | 0 | 0 | 8317.9431 | 0 | 4635.212 | 0 | 0 | 0 | 0 | 0 | 0 | 0 | 0 | 18352.1104 | 18352.1104 | 5398.6622 | 5398.6622 | 0 | 12953.4482 | 0 | 915.0305 | 0 | 2953.0941 | 0 | 2019.4935 | 0 | 2953.0941 | 0 | 1780.4693 | 0 | 2953.0941 | 0 | 2149.9076 | 0 | 2953.0941 | 0 | 3868.1246 | 4972.5875 | 4733.5634 | 5103.0017
193968 | 242.131 | 1138 | 2 | Standard Efficiency | None | None | Electric, 80% Usage | 290 Rated kWh, 80% Usage | 400%+ | 20 | None | 20 to 49 Unit | Multifamily with 5+ units, 4-7 stories | Multi-Family with 5+ Units | 1000-1499 | 0-1499 | 5 | Natural Gas | None | None | None | Natural Gas Fuel Furnace | None | 200000+ | 100% LED | Occupied | <1940 | Natural Gas | No | 67.9925 | 0 | 0 | 0 | 0 | 84.1114 | 0 | 359.8913 | 0 | 0 | 0 | 0 | 0 | 26.0833 | 0 | 357.8398 | 16.412 | 985.8911 | 0 | 0 | 0 | 345.5308 | 480.0504 | 0 | 0 | 0 | 0 | 0 | 0 | 0 | 0 | 16374.4668 | 0 | 2672.5151 | 0 | 0 | 0 | 0 | 0 | 0 | 0 | 0 | 21771.0775 | 21771.0775 | 2724.0956 | 2724.0956 | 0 | 19046.9819 | 0 | 478.1344 | 0 | 4342.3414 | 0 | 1065.9584 | 0 | 4342.3414 | 0 | 967.3243 | 0 | 4342.3414 | 0 | 1177.8846 | 0 | 4342.3414 | 0 | 4820.4758 | 5408.2998 | 5309.6656 | 5520.2259
194087 | 242.131 | 3301 | 5 | None | Electric, 120% Usage | EnergyStar, 120% Usage | Electric, 120% Usage | None | 400%+ | None | None | Single-Family Detached | Single-Family Detached | Single-Family Detached | 3000-3999 | 2500-3999 | 1 | Natural Gas | 100% Conditioned | Central AC | None | Natural Gas Fuel Furnace | None | 100000-119999 | 100% LED | Occupied | 1970s | Natural Gas | Yes | 0 | 629.5167 | 36.6339 | 801.8424 | 6077.7078 | 0 | 319.7405 | 389.7845 | 0 | 0 | 0 | 1240.2768 | 0 | 44.2537 | 16.7051 | 811.5138 | 27.2556 | 6419.4287 | 0 | 0 | 0 | 565.6272 | 914.0887 | 0 | 0 | 0 | 0 | 0 | 0 | 0 | 0 | 27814.203 | 2850.7023 | 8015.4938 | 0 | 0 | 0 | 0 | 0 | 0 | 0 | 0 | 56974.7744 | 56974.7744 | 18294.3754 | 18294.3754 | 0 | 38680.399 | 0 | 3166.5592 | 0 | 8818.3333 | 0 | 6807.4494 | 0 | 8818.3333 | 0 | 6041.287 | 0 | 8818.3333 | 0 | 7132.51 | 0 | 8818.3333 | 0 | 11984.8924 | 15625.7827 | 14859.6203 | 15950.8433
194093 | 242.131 | 2663 | 2 | Standard Efficiency | Electric, 80% Usage | EnergyStar, 80% Usage | None | None | 400%+ | None | None | Single-Family Detached | Single-Family Detached | Single-Family Detached | 2500-2999 | 2500-3999 | 2 | Natural Gas | 80% Conditioned | Room AC | None | Natural Gas Fuel Boiler | None | 140000-159999 | 100% Incandescent | Occupied | <1940 | Natural Gas | Yes | 67.9925 | 320.0336 | 18.7565 | 0 | 5014.1529 | 0 | 319.7405 | 109.0224 | 0 | 0 | 0 | 0 | 0 | 233.2846 | 0 | 2774.2107 | 16.412 | 1346.0754 | 0 | 0 | 0 | 0 | 868.0765 | 0 | 0 | 0 | 0 | 0 | 0 | 0 | 0 | 42969.2011 | 0 | 1985.8496 | 0 | 0 | 0 | 0 | 0 | 0 | 0 | 0 | 56042.2223 | 56042.2223 | 11087.1716 | 11087.1716 | 0 | 44954.7576 | 0 | 1926.7338 | 0 | 10248.7726 | 0 | 4124.0396 | 0 | 10248.7726 | 0 | 3661.2271 | 0 | 10248.7726 | 0 | 4326.2334 | 0 | 10248.7726 | 0 | 12175.5065 | 14372.8122 | 13909.9997 | 14575.006
194129 | 242.131 | 1623 | 2 | Standard Efficiency | Gas, 80% Usage | EnergyStar, 80% Usage | Gas, 80% Usage | None | 400%+ | 6 | None | 5 to 9 Unit | Multifamily with 5+ units, 1-3 stories | Multi-Family with 5+ Units | 1500-1999 | 1500-2499 | 3 | Natural Gas | 100% Conditioned | Central AC | Heating and Cooling | Natural Gas Shared Heating | Fan Coil Heating and Cooling, Natural Gas | 120000-139999 | 100% CFL | Occupied | 1960s | Electricity | Yes | 67.9925 | 20.808 | 13.4813 | 41.0299 | 3134.9812 | 0 | 319.7405 | 214.235 | 0 | 0 | 0 | 0 | 822.0644 | 45.426 | 0 | 601.968 | 16.412 | 888.2984 | 0 | 0 | 0 | 19.0496 | 434.0383 | 0 | 0 | 0 | 0 | 275.1937 | 0 | 0 | 0 | 10772.1202 | 0 | 0 | 0 | 0 | 555.9558 | 0 | 0 | 0 | 0 | 0 | 18242.5018 | 18242.5018 | 6639.232 | 6639.232 | 0 | 11603.2698 | 0 | 1143.1371 | 0 | 2645.2967 | 0 | 2440.5587 | 0 | 2645.2967 | 0 | 2167.971 | 0 | 2645.2967 | 0 | 2570.5247 | 0 | 2645.2967 | 0 | 3788.4339 | 5085.8555 | 4813.2678 | 5215.8215
194169 | 242.131 | 1690 | 2 | Standard Efficiency | Electric, 80% Usage | EnergyStar, 80% Usage | Electric, 80% Usage | None | 400%+ | None | None | Single-Family Detached | Single-Family Detached | Single-Family Detached | 1500-1999 | 1500-2499 | 2 | Natural Gas | 80% Conditioned | Central AC | None | Natural Gas Fuel Furnace | None | 70000-79999 | 100% CFL | Occupied | 1990s | Natural Gas | Yes | 67.9925 | 320.0336 | 18.7565 | 212.7696 | 3205.6114 | 0 | 319.7405 | 629.8097 | 0 | 0 | 0 | 0 | 0 | 46.0122 | 0 | 620.1384 | 16.412 | 1191.3339 | 0 | 0 | 0 | 324.4297 | 868.0765 | 0 | 0 | 0 | 0 | 0 | 0 | 0 | 0 | 29019.0181 | 0 | 2564.6649 | 0 | 0 | 0 | 0 | 0 | 0 | 0 | 0 | 39425.0926 | 39425.0926 | 7841.1165 | 7841.1165 | 0 | 31583.6831 | 0 | 1325.0495 | 0 | 7200.4337 | 0 | 2850.6335 | 0 | 7200.4337 | 0 | 2528.889 | 0 | 7200.4337 | 0 | 3016.3344 | 0 | 7200.4337 | 0 | 8525.4831 | 10051.0671 | 9729.3227 | 10216.7681
194179 | 242.131 | 328 | 2 | Standard Efficiency | Electric, 100% Usage | EnergyStar, 100% Usage | Electric, 100% Usage | None | 0-100% | None | None | Mobile Home | Mobile Home | Mobile Home | 0-499 | 0-1499 | 1 | Fuel Oil | 100% Conditioned | Central AC | None | Fuel Oil Fuel Furnace | None | <10000 | 100% LED | Occupied | 1970s | Electricity | Yes | 67.9925 | 275.7799 | 16.1189 | 390.9568 | 1450.1157 | 0 | 319.7405 | 66.2341 | 0 | 0 | 0 | 0 | 1170.2328 | 19.3427 | 0 | 188.1516 | 16.412 | 1696.5884 | 0 | 0 | 0 | 339.6694 | 434.0383 | 0 | 0 | 9937.4538 | 0 | 0 | 0 | 0 | 0 | 0 | 0 | 0 | 0 | 0 | 0 | 0 | 0 | 0 | 0 | 0 | 16388.8273 | 16388.8273 | 6451.3735 | 6451.3735 | 9937.4538 | 0 | 0 | 1069.8303 | 3013.0608 | 0 | 0 | 2355.0638 | 3013.0608 | 0 | 0 | 2084.7831 | 3013.0608 | 0 | 0 | 2489.9949 | 3013.0608 | 0 | 0 | 4082.8911 | 5368.1246 | 5097.8439 | 5503.0557
194193 | 242.131 | 1675 | 1 | Standard Efficiency | Electric, 120% Usage | Standard, 120% Usage | Gas, 120% Usage | 318 Rated kWh, 120% Usage | 400%+ | None | 6 | Single-Family Attached | Single-Family Attached | Single-Family Attached | 1500-1999 | 1500-2499 | 1 | Natural Gas | 100% Conditioned | Central AC | None | Natural Gas Fuel Furnace | None | 120000-139999 | 100% Incandescent | Occupied | 1990s | Natural Gas | Yes | 67.9925 | 1213.3142 | 45.426 | 458.3632 | 2995.7725 | 163.8267 | 0 | 334.9802 | 0 | 0 | 0 | 0 | 0 | 183.7556 | 0 | 1926.0631 | 16.412 | 4243.083 | 0 | 0 | 0 | 38.9785 | 1356.0398 | 0 | 0 | 0 | 0 | 0 | 0 | 0 | 0 | 14096.4254 | 0 | 8682.5235 | 0 | 0 | 1144.1495 | 0 | 0 | 0 | 0 | 0 | 36967.1056 | 36967.1056 | 13044.0072 | 13044.0072 | 0 | 23923.0984 | 0 | 2192.6601 | 0 | 5453.9815 | 0 | 4788.0961 | 0 | 5453.9815 | 0 | 4228.5146 | 0 | 5453.9815 | 0 | 5114.8391 | 0 | 5453.9815 | 0 | 7646.6416 | 10242.0776 | 9682.4961 | 10568.8206
194286 | 242.131 | 2176 | 3 | Standard Efficiency | Electric, 100% Usage | EnergyStar, 100% Usage | Gas, 100% Usage | 290 Rated kWh, 100% Usage | 400%+ | None | None | Single-Family Detached | Single-Family Detached | Single-Family Detached | 2000-2499 | 1500-2499 | 2 | Natural Gas | 100% Conditioned | Central AC | None | Natural Gas Fuel Wall/Floor Furnace | None | 70000-79999 | 100% CFL | Occupied | 1960s | Electricity | Yes | 67.9925 | 400.042 | 23.4457 | 2052.3767 | 8089.3477 | 91.1451 | 0 | 0 | 0 | 0 | 0 | 0 | 2187.7755 | 52.1667 | 0 | 753.7788 | 21.9803 | 2537.1163 | 0 | 0 | 0 | 27.8418 | 434.0383 | 0 | 0 | 0 | 0 | 0 | 0 | 0 | 0 | 51467.0898 | 0 | 0 | 0 | 0 | 813.5653 | 0 | 0 | 0 | 0 | 0 | 69019.7023 | 69019.7023 | 16739.0472 | 16739.0472 | 0 | 52280.6551 | 0 | 2747.2325 | 0 | 11918.9211 | 0 | 5798.6428 | 0 | 11918.9211 | 0 | 5181.1044 | 0 | 11918.9211 | 0 | 6115.5455 | 0 | 11918.9211 | 0 | 14666.1536 | 17717.5638 | 17100.0255 | 18034.4666
194287 | 242.131 | 1220 | 3 | Standard Efficiency | Electric, 100% Usage | EnergyStar, 100% Usage | Electric, 100% Usage | 290 Rated kWh, 100% Usage | 200-300% | None | None | Single-Family Detached | Single-Family Detached | Single-Family Detached | 1000-1499 | 0-1499 | 1 | Electricity | 100% Conditioned | Central AC | None | Electricity Electric Furnace | None | 30000-34999 | 100% LED | Occupied | 1990s | Electricity | Yes | 67.9925 | 275.7799 | 16.1189 | 518.1497 | 2324.0536 | 56.5627 | 0 | 126.6067 | 0 | 11119.9956 | 0 | 0 | 1191.0408 | 26.9625 | 0 | 375.131 | 21.9803 | 1918.4432 | 0 | 0 | 0 | 339.6694 | 434.0383 | 0 | 0 | 0 | 0 | 0 | 0 | 0 | 0 | 0 | 0 | 0 | 0 | 0 | 0 | 0 | 0 | 0 | 0 | 0 | 18812.232 | 18812.232 | 18812.232 | 18812.232 | 0 | 0 | 0 | 3321.2165 | 0 | 0 | 0 | 7641.7069 | 0 | 0 | 0 | 6657.0636 | 0 | 0 | 0 | 8052.2207 | 0 | 0 | 0 | 3321.2165 | 7641.7069 | 6657.0636 | 8052.2207
194339 | 242.131 | 1690 | 3 | None | Electric, 80% Usage | EnergyStar, 80% Usage | Propane, 80% Usage | None | 400%+ | None | None | Single-Family Detached | Single-Family Detached | Single-Family Detached | 1500-1999 | 1500-2499 | 1 | Propane | 60% Conditioned | Central AC | None | Propane Fuel Wall/Floor Furnace | None | 70000-79999 | 100% CFL | Occupied | 2000s | Propane | Yes | 0 | 320.0336 | 18.7565 | 365.4596 | 1574.0847 | 0 | 0 | 0 | 0 | 0 | 0 | 0 | 0 | 46.0122 | 24.911 | 620.1384 | 21.9803 | 1191.3339 | 0 | 0 | 0 | 22.2734 | 834.0803 | 0 | 0 | 0 | 0 | 0 | 0 | 0 | 0 | 0 | 0 | 0 | 0 | 0 | 0 | 0 | 0 | 11225.5012 | 1844.0032 | 650.9108 | 18759.1861 | 18759.1861 | 5039.064 | 5039.064 | 0 | 0 | 13720.1221 | 860.5278 | 0 | 0 | 3775.5877 | 1864.9849 | 0 | 0 | 3775.5877 | 1653.9316 | 0 | 0 | 3775.5877 | 1951.0527 | 0 | 0 | 3775.5877 | 4636.1155 | 5640.5726 | 5429.5193 | 5726.6404
194387 | 242.131 | 853 | 1 | Standard Efficiency | None | None | Gas, 120% Usage | None | 400%+ | 8 | None | 5 to 9 Unit | Multifamily with 5+ units, 1-3 stories | Multi-Family with 5+ Units | 750-999 | 0-1499 | 2 | Electricity | 100% Conditioned | Heat Pump | None | Electricity ASHP | None | 50000-59999 | 100% CFL | Occupied | 1990s | Electricity | Yes | 67.9925 | 0 | 0 | 217.4587 | 941.6373 | 0 | 0 | 208.3735 | 323.2574 | 2219.4272 | 0 | 0 | 2132.092 | 35.7547 | 0 | 390.3707 | 16.412 | 2933.0553 | 0 | 0 | 0 | 28.4279 | 434.0383 | 0 | 0 | 0 | 0 | 0 | 0 | 0 | 0 | 0 | 0 | 0 | 0 | 0 | 833.7872 | 0 | 0 | 0 | 0 | 0 | 10782.0847 | 10782.0847 | 9948.2975 | 9948.2975 | 0 | 833.7872 | 0 | 1739.5458 | 0 | 190.0756 | 0 | 3951.0622 | 0 | 190.0756 | 0 | 3457.7836 | 0 | 190.0756 | 0 | 4159.0492 | 0 | 190.0756 | 0 | 1929.6214 | 4141.1378 | 3647.8592 | 4349.1248
194447 | 242.131 | 2176 | 3 | Standard Efficiency | Electric, 100% Usage | EnergyStar, 100% Usage | Electric, 100% Usage | None | 0-100% | None | None | Single-Family Detached | Single-Family Detached | Single-Family Detached | 2000-2499 | 1500-2499 | 2 | Natural Gas | 60% Conditioned | Central AC | None | Natural Gas Fuel Furnace | None | 10000-14999 | 100% LED | Occupied | 2000s | Natural Gas | Yes | 67.9925 | 275.7799 | 16.1189 | 246.7658 | 1645.8871 | 0 | 319.7405 | 584.9699 | 0 | 0 | 0 | 0 | 0 | 34.8755 | 16.7051 | 575.5916 | 21.9803 | 2222.3579 | 0 | 0 | 0 | 339.6694 | 434.0383 | 0 | 0 | 0 | 0 | 0 | 1431.6522 | 0 | 0 | 23450.9609 | 0 | 2530.0825 | 0 | 0 | 0 | 0 | 0 | 0 | 0 | 0 | 34214.8751 | 34214.8751 | 6802.1795 | 6802.1795 | 0 | 27412.9887 | 0 | 1166.0889 | 0 | 6249.5689 | 0 | 2552.5988 | 0 | 6249.5689 | 0 | 2254.2815 | 0 | 6249.5689 | 0 | 2697.9751 | 0 | 6249.5689 | 0 | 7415.6578 | 8802.1677 | 8503.8504 | 8947.544
194448 | 242.131 | 1138 | 2 | Standard Efficiency | Electric, 80% Usage | EnergyStar, 80% Usage | Gas, 80% Usage | None | 300-400% | 6 | None | 5 to 9 Unit | Multifamily with 5+ units, 1-3 stories | Multi-Family with 5+ Units | 1000-1499 | 0-1499 | 2 | Electricity | 100% Conditioned | Heat Pump | Heating Only | Electricity Shared Heating | Boiler Baseboards Heating Only, Electricity | 60000-69999 | 100% Incandescent | Occupied | 1960s | Electricity | Yes | 67.9925 | 296.0018 | 17.2912 | 0 | 0 | 0 | 0 | 54.8043 | 0 | 6617.8378 | 0 | 0 | 1093.4482 | 156.793 | 0 | 1465.0623 | 16.412 | 888.2984 | 0 | 0 | 0 | 21.3942 | 434.0383 | 0 | 0 | 0 | 0 | 0 | 0 | 0 | 0 | 0 | 0 | 0 | 0 | 0 | 624.8275 | 0 | 0 | 0 | 0 | 0 | 11754.2014 | 11754.2014 | 11129.3739 | 11129.3739 | 0 | 624.8275 | 0 | 1991.1707 | 0 | 142.448 | 0 | 4624.1674 | 0 | 142.448 | 0 | 4010.7966 | 0 | 142.448 | 0 | 4887.4124 | 0 | 142.448 | 0 | 2133.6187 | 4766.6153 | 4153.2446 | 5029.8604
194537 | 242.131 | 853 | 2 | Standard Efficiency | None | None | Gas, 100% Usage | None | 200-300% | 16 | None | 10 to 19 Unit | Multifamily with 5+ units, 1-3 stories | Multi-Family with 5+ Units | 750-999 | 0-1499 | 2 | Natural Gas | 100% Conditioned | Central AC | None | Natural Gas Fuel Wall/Floor Furnace | None | 25000-29999 | 100% CFL | Occupied | 1980s | Natural Gas | Yes | 67.9925 | 0 | 0 | 339.9624 | 1555.3282 | 0 | 0 | 0 | 0 | 0 | 0 | 0 | 0 | 35.7547 | 0 | 390.3707 | 16.412 | 1466.5276 | 0 | 0 | 0 | 23.7388 | 434.0383 | 0 | 0 | 0 | 0 | 0 | 0 | 0 | 0 | 4306.0932 | 0 | 2608.6256 | 0 | 0 | 694.8715 | 0 | 0 | 0 | 0 | 0 | 11939.4223 | 11939.4223 | 4330.1251 | 4330.1251 | 0 | 7609.2973 | 0 | 736.2367 | 0 | 1734.7926 | 0 | 1602.7782 | 0 | 1734.7926 | 0 | 1420.9638 | 0 | 1734.7926 | 0 | 1677.9071 | 0 | 1734.7926 | 0 | 2471.0293 | 3337.5708 | 3155.7564 | 3412.6997
194543 | 242.131 | 1202 | 2 | Standard Efficiency | Electric, 100% Usage | EnergyStar, 100% Usage | Gas, 100% Usage | 290 Rated kWh, 100% Usage | 200-300% | None | 10 | Single-Family Attached | Single-Family Attached | Single-Family Attached | 1000-1499 | 0-1499 | 2 | Electricity | 100% Conditioned | Heat Pump | None | Electricity ASHP | None | 50000-59999 | 100% Incandescent | Occupied | 1980s | Electricity | Yes | 67.9925 | 530.4586 | 31.0655 | 467.4484 | 1963.8692 | 127.4859 | 0 | 198.4091 | 330.5842 | 2047.1014 | 0 | 0 | 3099.8127 | 160.0168 | 0 | 1519.8666 | 16.412 | 2048.8599 | 0 | 0 | 0 | 32.5309 | 434.0383 | 385.3885 | 0 | 0 | 0 | 0 | 0 | 0 | 0 | 0 | 0 | 0 | 0 | 0 | 953.6533 | 0 | 0 | 0 | 0 | 0 | 14415.2867 | 14415.2867 | 13461.6335 | 13461.6335 | 0 | 953.6533 | 0 | 2307.7977 | 0 | 217.3864 | 0 | 5161.2393 | 0 | 217.3864 | 0 | 4528.2752 | 0 | 217.3864 | 0 | 5471.6253 | 0 | 217.3864 | 0 | 2525.1841 | 5378.6257 | 4745.6616 | 5689.0117
194561 | 242.131 | 1202 | 2 | None | Electric, 100% Usage | EnergyStar, 100% Usage | Electric, 100% Usage | 318 Rated kWh, 100% Usage | 0-100% | None | 12 | Single-Family Attached | Single-Family Attached | Single-Family Attached | 1000-1499 | 0-1499 | 2 | Natural Gas | 40% Conditioned | Room AC | None | Natural Gas Fuel Wall/Floor Furnace | None | 10000-14999 | 100% CFL | Occupied | <1940 | Natural Gas | Yes | 0 | 369.8557 | 21.6873 | 0 | 421.7293 | 88.5075 | 0 | 0 | 0 | 0 | 0 | 0 | 0 | 40.1507 | 0 | 486.2049 | 16.412 | 1786.8543 | 0 | 0 | 0 | 389.4915 | 434.0383 | 312.7068 | 0 | 0 | 0 | 0 | 0 | 0 | 0 | 13092.9501 | 0 | 3548.7976 | 0 | 0 | 0 | 0 | 0 | 0 | 0 | 0 | 21009.0927 | 21009.0927 | 4367.3451 | 4367.3451 | 0 | 16641.7476 | 0 | 732.109 | 0 | 3793.965 | 0 | 1621.6186 | 0 | 3793.965 | 0 | 1429.1185 | 0 | 3793.965 | 0 | 1729.1118 | 0 | 3793.965 | 0 | 4526.0739 | 5415.5835 | 5223.0835 | 5523.0768
194593 | 242.131 | 3301 | 4 | Standard Efficiency | Electric, 100% Usage | Standard, 100% Usage | Electric, 100% Usage | None | 400%+ | None | None | Single-Family Detached | Single-Family Detached | Single-Family Detached | 3000-3999 | 2500-3999 | 2 | Natural Gas | 100% Conditioned | Central AC | None | Natural Gas Fuel Furnace | None | 180000-199999 | 100% CFL | Occupied | 1960s | Natural Gas | Yes | 67.9925 | 999.9585 | 37.5131 | 1709.7766 | 5887.7978 | 0 | 319.7405 | 667.6159 | 0 | 0 | 0 | 0 | 0 | 66.2341 | 24.911 | 1062.6757 | 21.9803 | 3209.7144 | 0 | 0 | 0 | 471.2583 | 480.0504 | 0 | 0 | 0 | 0 | 0 | 0 | 0 | 0 | 35392.7278 | 0 | 4903.9582 | 0 | 0 | 0 | 0 | 0 | 0 | 0 | 0 | 55323.9051 | 55323.9051 | 15027.2191 | 15027.2191 | 0 | 40296.686 | 0 | 2609.7505 | 0 | 9186.8163 | 0 | 5574.6135 | 0 | 9186.8163 | 0 | 4960.0865 | 0 | 9186.8163 | 0 | 5799.2873 | 0 | 9186.8163 | 0 | 11796.5668 | 14761.4298 | 14146.9028 | 14986.1036
194595 | 242.131 | 2176 | 3 | None | Electric, 100% Usage | EnergyStar, 100% Usage | Electric, 100% Usage | None | 400%+ | None | None | Single-Family Detached | Single-Family Detached | Single-Family Detached | 2000-2499 | 1500-2499 | 1 | Natural Gas | 100% Conditioned | Central AC | None | Natural Gas Fuel Furnace | None | 120000-139999 | 100% LED | Occupied | 2000s | Electricity | Yes | 0 | 400.042 | 23.4457 | 1015.4913 | 3330.4596 | 0 | 319.7405 | 375.131 | 0 | 0 | 0 | 0 | 2165.2091 | 34.8755 | 16.7051 | 575.5916 | 21.9803 | 2537.1163 | 0 | 0 | 0 | 405.6104 | 434.0383 | 0 | 0 | 0 | 0 | 0 | 0 | 0 | 0 | 20186.4422 | 0 | 0 | 0 | 0 | 0 | 0 | 0 | 0 | 0 | 0 | 31841.8787 | 31841.8787 | 11655.7295 | 11655.7295 | 0 | 20186.4422 | 0 | 2099.5875 | 0 | 4602.0756 | 0 | 4563.269 | 0 | 4602.0756 | 0 | 4192.1959 | 0 | 4602.0756 | 0 | 4988.2401 | 0 | 4602.0756 | 0 | 6701.6631 | 9165.3446 | 8794.2715 | 9590.3157
194657 | 242.131 | 3301 | 5 | Standard Efficiency | Gas, 120% Usage | EnergyStar, 120% Usage | Gas, 120% Usage | None | 400%+ | None | None | Single-Family Detached | Single-Family Detached | Single-Family Detached | 3000-3999 | 2500-3999 | 2 | Natural Gas | 60% Conditioned | Central AC | None | Natural Gas Fuel Furnace | None | 180000-199999 | 100% CFL | Occupied | 2000s | Natural Gas | Yes | 67.9925 | 42.7884 | 28.1348 | 354.0299 | 4088.0484 | 0 | 319.7405 | 825.2881 | 0 | 0 | 0 | 0 | 0 | 66.2341 | 24.911 | 1062.6757 | 27.2556 | 5789.9121 | 0 | 0 | 0 | 33.4101 | 434.0383 | 0 | 0 | 0 | 0 | 570.3163 | 0 | 0 | 0 | 33191.471 | 0 | 5849.9916 | 0 | 0 | 976.2197 | 0 | 0 | 0 | 0 | 0 | 53752.7511 | 53752.7511 | 13164.7525 | 13164.7525 | 0 | 40587.9986 | 0 | 2258.2904 | 0 | 9253.224 | 0 | 4959.4923 | 0 | 9253.224 | 0 | 4386.451 | 0 | 9253.224 | 0 | 5182.7618 | 0 | 9253.224 | 0 | 11511.5144 | 14212.7164 | 13639.675 | 14435.9859
194681 | 242.131 | 3301 | 4 | Standard Efficiency | Electric, 100% Usage | Standard, 100% Usage | Gas, 100% Usage | None | 400%+ | None | None | Single-Family Detached | Single-Family Detached | Single-Family Detached | 3000-3999 | 2500-3999 | 1 | Natural Gas | 100% Conditioned | Central AC | None | Natural Gas Fuel Furnace | None | 180000-199999 | 100% Incandescent | Occupied | 2000s | Electricity | Yes | 67.9925 | 762.864 | 28.4279 | 647.1009 | 3637.305 | 0 | 0 | 132.7612 | 0 | 0 | 0 | 0 | 2210.0489 | 264.9362 | 99.9372 | 3321.6675 | 21.9803 | 2894.956 | 0 | 0 | 0 | 27.8418 | 434.0383 | 0 | 0 | 0 | 0 | 0 | 0 | 957.4632 | 0 | 7309.4856 | 0 | 0 | 0 | 0 | 813.5653 | 0 | 0 | 0 | 0 | 0 | 23632.3719 | 23632.3719 | 14551.8578 | 14551.8578 | 0 | 9080.514 | 0 | 2481.3902 | 0 | 2070.1665 | 0 | 5437.2766 | 0 | 2070.1665 | 0 | 4802.8161 | 0 | 2070.1665 | 0 | 5753.3189 | 0 | 2070.1665 | 0 | 4551.5568 | 7507.4431 | 6872.9826 | 7823.4854
194716 | 242.131 | 1138 | 2 | Standard Efficiency | None | None | Gas, 100% Usage | None | 200-300% | 15 | None | 10 to 19 Unit | Multifamily with 5+ units, 4-7 stories | Multi-Family with 5+ Units | 1000-1499 | 0-1499 | 4 | Natural Gas | 100% Conditioned | Room AC | Heating Only | Natural Gas Shared Heating | Boiler Baseboards Heating Only, Natural Gas | 45000-49999 | 100% Incandescent | Occupied | 1970s | Natural Gas | No | 67.9925 | 0 | 0 | 0 | 2155.2446 | 0 | 0 | 50.4082 | 0 | 0 | 0 | 0 | 0 | 156.793 | 0 | 1465.0623 | 16.412 | 1776.3038 | 0 | 0 | 0 | 26.6695 | 400.042 | 0 | 0 | 0 | 0 | 0 | 0 | 0 | 0 | 2152.3139 | 0 | 3590.9998 | 0 | 0 | 781.0344 | 0 | 0 | 0 | 0 | 0 | 12639.5691 | 12639.5691 | 6115.2209 | 6115.2209 | 0 | 6524.6412 | 0 | 1067.9365 | 0 | 1487.4695 | 0 | 2321.3655 | 0 | 1487.4695 | 0 | 2051.3887 | 0 | 1487.4695 | 0 | 2450.3042 | 0 | 1487.4695 | 0 | 2555.4061 | 3808.8351 | 3538.8583 | 3937.7737
194747 | 242.131 | 3241 | 3 | Standard Efficiency | Electric, 120% Usage | Standard, 120% Usage | Electric, 120% Usage | None | 0-100% | None | 90 | Single-Family Attached | Single-Family Attached | Single-Family Attached | 3000-3999 | 2500-3999 | 1 | Electricity | 60% Conditioned | Central AC | None | Electricity Electric Furnace | None | <10000 | 100% LED | Occupied | 1990s | Electricity | Yes | 67.9925 | 1213.3142 | 45.426 | 158.2584 | 1601.0473 | 0 | 0 | 574.1262 | 0 | 24458.8323 | 0 | 0 | 5718.6958 | 43.6676 | 0 | 798.9117 | 21.9803 | 4724.3056 | 0 | 0 | 0 | 569.4371 | 1790.0781 | 0 | 0 | 0 | 0 | 0 | 0 | 0 | 0 | 0 | 0 | 0 | 0 | 0 | 0 | 0 | 0 | 0 | 0 | 0 | 41785.487 | 41785.487 | 41785.487 | 41785.487 | 0 | 0 | 0 | 7247.7465 | 0 | 0 | 0 | 16829.5307 | 0 | 0 | 0 | 14640.4676 | 0 | 0 | 0 | 17897.6459 | 0 | 0 | 0 | 7247.7465 | 16829.5307 | 14640.4676 | 17897.6459
195218 | 242.131 | 13414 | 3 | None | Electric, 120% Usage | EnergyStar, 120% Usage | Electric, 120% Usage | 318 Rated kWh, 120% Usage | 400%+ | None | 8 | Single-Family Attached | Single-Family Attached | Single-Family Attached | 4000+ | 4000+ | 3 | Electricity | 20% Conditioned | Room AC | None | Electricity Baseboard | None | 60000-69999 | 100% CFL | Occupied | <1940 | Electricity | Yes | 0 | 347.5823 | 20.2219 | 0 | 1815.8683 | 77.6638 | 319.7405 | 0 | 0 | 81422.177 | 0 | 0 | 2349.5508 | 192.5477 | 0 | 3839.5241 | 21.9803 | 7063.0128 | 0 | 0 | 0 | 416.454 | 890.9361 | 0 | 0 | 0 | 0 | 0 | 0 | 0 | 0 | 0 | 0 | 0 | 0 | 0 | 0 | 0 | 0 | 0 | 0 | 0 | 98777.2596 | 98777.2596 | 98777.2596 | 98777.2596 | 0 | 0 | 0 | 17750.7214 | 0 | 0 | 0 | 41829.3277 | 0 | 0 | 0 | 36229.5743 | 0 | 0 | 0 | 44073.1412 | 0 | 0 | 0 | 17750.7214 | 41829.3277 | 36229.5743 | 44073.1412
195246 | 242.131 | 1675 | 3 | Standard Efficiency | Electric, 120% Usage | Standard, 120% Usage | Electric, 120% Usage | None | 400%+ | None | 30 | Single-Family Attached | Single-Family Attached | Single-Family Attached | 1500-1999 | 1500-2499 | 1 | Electricity | 100% Conditioned | Heat Pump | None | Electricity ASHP | None | 200000+ | 100% LED | Occupied | 1980s | Electricity | Yes | 67.9925 | 1213.3142 | 45.426 | 813.2722 | 3186.2687 | 0 | 0 | 271.97 | 517.5635 | 2780.9514 | 0 | 0 | 5840.3203 | 30.4794 | 0 | 470.6721 | 21.9803 | 4243.083 | 0 | 0 | 0 | 569.4371 | 727.1093 | 0 | 0 | 0 | 0 | 0 | 1830.2288 | 0 | 0 | 0 | 0 | 0 | 0 | 0 | 0 | 0 | 0 | 0 | 0 | 0 | 22630.0688 | 22630.0688 | 20799.84 | 20799.84 | 0 | 1830.2288 | 0 | 3517.9663 | 0 | 417.2301 | 0 | 7915.1202 | 0 | 417.2301 | 0 | 6949.8997 | 0 | 417.2301 | 0 | 8376.5003 | 0 | 417.2301 | 0 | 3935.1964 | 8332.3503 | 7367.1298 | 8793.7304
195248 | 242.131 | 1138 | 4 | Standard Efficiency, No usage | Electric, 100% Usage | EnergyStar, 100% Usage | Electric, 100% Usage | None | 150-200% | 10 | None | 10 to 19 Unit | Multifamily with 5+ units, 1-3 stories | Multi-Family with 5+ Units | 1000-1499 | 0-1499 | 3 | Electricity | 100% Conditioned | Heat Pump | None | Electricity ASHP | None | 25000-29999 | 100% CFL | Vacant | 2000s | Electricity | Yes | 0 | 0 | 0 | 66.5271 | 247.6451 | 0 | 0 | 1.1723 | 0 | 173.205 | 0 | 0 | 309.483 | 0 | 0 | 0 | 21.9803 | 0 | 0 | 0 | 0 | 0 | 480.0504 | 0 | 0 | 0 | 0 | 0 | 0 | 0 | 0 | 0 | 0 | 0 | 0 | 0 | 0 | 0 | 0 | 0 | 0 | 0 | 1300.0633 | 1300.0633 | 1300.0633 | 1300.0633 | 0 | 0 | 0 | 225.5125 | 0 | 0 | 0 | 492.9025 | 0 | 0 | 0 | 435.3448 | 0 | 0 | 0 | 517.4945 | 0 | 0 | 0 | 225.5125 | 492.9025 | 435.3448 | 517.4945
195375 | 242.131 | 1202 | 2 | Standard Efficiency | Electric, 80% Usage | Standard, 80% Usage | Gas, 80% Usage | 318 Rated kWh, 80% Usage | 300-400% | None | 36 | Single-Family Attached | Single-Family Attached | Single-Family Attached | 1000-1499 | 0-1499 | 1 | Natural Gas | 100% Conditioned | Central AC | None | Natural Gas Fuel Furnace | None | 50000-59999 | 100% LED | Occupied | 1950s | Natural Gas | Yes | 67.9925 | 564.1618 | 21.1011 | 325.602 | 2305.004 | 70.9232 | 319.7405 | 315.9306 | 0 | 0 | 0 | 0 | 0 | 26.6695 | 0 | 371.321 | 16.412 | 893.2806 | 0 | 0 | 0 | 21.3942 | 868.0765 | 0 | 0 | 0 | 0 | 0 | 0 | 0 | 0 | 12671.2208 | 0 | 2841.031 | 0 | 0 | 624.8275 | 0 | 0 | 0 | 0 | 0 | 22324.6888 | 22324.6888 | 6187.6095 | 6187.6095 | 0 | 16137.0793 | 0 | 1057.0104 | 0 | 3678.9085 | 0 | 2290.5399 | 0 | 3678.9085 | 0 | 2030.5189 | 0 | 3678.9085 | 0 | 2403.9053 | 0 | 3678.9085 | 0 | 4735.9189 | 5969.4484 | 5709.4275 | 6082.8138
195435 | 242.131 | 853 | 2 | Standard Efficiency, No usage | Electric, 100% Usage | Standard, 100% Usage | Electric, 100% Usage | None | 200-300% | 8 | None | 5 to 9 Unit | Multifamily with 5+ units, 1-3 stories | Multi-Family with 5+ Units | 750-999 | 0-1499 | 2 | Electricity | 100% Conditioned | Heat Pump | None | Electricity ASHP | None | 35000-39999 | 100% Incandescent | Vacant | 1960s | Electricity | No | 0 | 0 | 0 | 201.0468 | 1223.5717 | 0 | 0 | 128.3651 | 29.3071 | 1639.7326 | 0 | 0 | 337.0317 | 0 | 0 | 0 | 16.412 | 0 | 0 | 0 | 0 | 0 | 480.0504 | 0 | 0 | 0 | 0 | 0 | 0 | 0 | 0 | 0 | 0 | 0 | 0 | 0 | 0 | 0 | 0 | 0 | 0 | 0 | 4055.5175 | 4055.5175 | 4055.5175 | 4055.5175 | 0 | 0 | 0 | 732.0736 | 0 | 0 | 0 | 1652.3894 | 0 | 0 | 0 | 1448.3504 | 0 | 0 | 0 | 1684.4543 | 0 | 0 | 0 | 732.0736 | 1652.3894 | 1448.3504 | 1684.4543
195450 | 242.131 | 1690 | 3 | Standard Efficiency | Electric, 100% Usage | EnergyStar, 100% Usage | Electric, 100% Usage | None | 400%+ | None | None | Single-Family Detached | Single-Family Detached | Single-Family Detached | 1500-1999 | 1500-2499 | 1 | Electricity | 100% Conditioned | Heat Pump | None | Electricity ASHP | None | 140000-159999 | 100% LED | Occupied | 1970s | Natural Gas | Yes | 67.9925 | 400.042 | 23.4457 | 628.9305 | 2214.445 | 0 | 319.7405 | 555.0766 | 5954.3249 | 6374.0027 | 897.3836 | 886.54 | 0 | 30.7725 | 0 | 473.6028 | 21.9803 | 2382.6678 | 0 | 0 | 0 | 405.3173 | 914.0887 | 0 | 0 | 0 | 0 | 0 | 0 | 0 | 0 | 0 | 0 | 3888.1739 | 0 | 0 | 0 | 0 | 0 | 0 | 0 | 0 | 26438.5274 | 26438.5274 | 22550.3535 | 22550.3535 | 0 | 3888.1739 | 0 | 4161.8588 | 0 | 886.4111 | 0 | 9593.0659 | 0 | 886.4111 | 0 | 8357.8599 | 0 | 886.4111 | 0 | 9923.541 | 0 | 886.4111 | 0 | 5048.2699 | 10479.477 | 9244.271 | 10809.9521
195689 | 242.131 | 3301 | 4 | Standard Efficiency | Electric, 80% Usage | EnergyStar, 80% Usage | Electric, 80% Usage | 290 Rated kWh, 80% Usage | 400%+ | None | None | Single-Family Detached | Single-Family Detached | Single-Family Detached | 3000-3999 | 2500-3999 | 1 | Natural Gas | 100% Conditioned | Central AC | None | Natural Gas Fuel Furnace | None | 80000-99999 | 100% Incandescent | Occupied | 2000s | Natural Gas | Yes | 67.9925 | 322.6712 | 18.7565 | 131.5889 | 1293.9088 | 72.9747 | 319.7405 | 279.8829 | 0 | 0 | 0 | 0 | 0 | 264.9362 | 99.9372 | 3321.6675 | 21.9803 | 1447.478 | 0 | 0 | 0 | 324.4297 | 434.0383 | 0 | 0 | 0 | 0 | 0 | 0 | 0 | 0 | 12886.628 | 0 | 2593.972 | 0 | 0 | 0 | 0 | 0 | 0 | 0 | 0 | 23902.5834 | 23902.5834 | 8422.2764 | 8422.2764 | 0 | 15480.6001 | 0 | 1470.4353 | 0 | 3529.2398 | 0 | 3224.771 | 0 | 3529.2398 | 0 | 2838.5792 | 0 | 3529.2398 | 0 | 3433.8485 | 0 | 3529.2398 | 0 | 4999.6752 | 6754.0108 | 6367.8191 | 6963.0883
195885 | 242.131 | 866 | 2 | Standard Efficiency | None | None | Electric, 80% Usage | None | 0-100% | None | 8 | Single-Family Attached | Single-Family Attached | Single-Family Attached | 750-999 | 0-1499 | 1 | Natural Gas | 100% Conditioned | Central AC | None | Natural Gas Fuel Wall/Floor Furnace | None | 15000-19999 | 100% LED | Occupied | <1940 | Natural Gas | Yes | 67.9925 | 0 | 0 | 305.9662 | 1454.8048 | 0 | 0 | 0 | 0 | 0 | 0 | 0 | 0 | 23.7388 | 0 | 300.984 | 16.412 | 867.4904 | 0 | 0 | 0 | 311.5345 | 434.0383 | 0 | 0 | 0 | 0 | 0 | 0 | 0 | 0 | 17008.0865 | 0 | 2463.2623 | 0 | 0 | 0 | 0 | 0 | 0 | 0 | 0 | 23254.6033 | 23254.6033 | 3783.2544 | 3783.2544 | 0 | 19471.6419 | 0 | 647.4269 | 0 | 4439.1058 | 0 | 1380.8554 | 0 | 4439.1058 | 0 | 1227.2631 | 0 | 4439.1058 | 0 | 1460.9181 | 0 | 4439.1058 | 0 | 5086.5327 | 5819.9611 | 5666.3689 | 5900.0238
195926 | 242.131 | 2663 | 5 | Standard Efficiency | Electric, 100% Usage | EnergyStar, 100% Usage | Electric, 100% Usage | None | 400%+ | None | None | Single-Family Detached | Single-Family Detached | Single-Family Detached | 2500-2999 | 2500-3999 | 1 | Natural Gas | 100% Conditioned | Central AC | None | Natural Gas Fuel Boiler | None | 200000+ | 100% Incandescent | Occupied | 1960s | Electricity | Yes | 67.9925 | 648.2732 | 37.8062 | 1102.2403 | 4405.1513 | 0 | 319.7405 | 80.8876 | 0 | 0 | 0 | 0 | 3475.8229 | 233.2846 | 99.9372 | 2773.9177 | 27.2556 | 3321.6675 | 0 | 0 | 0 | 537.1993 | 480.0504 | 0 | 0 | 0 | 0 | 0 | 2299.4356 | 0 | 0 | 29099.3196 | 0 | 0 | 0 | 0 | 0 | 0 | 0 | 0 | 0 | 0 | 49010.275 | 49010.275 | 17611.5198 | 17611.5198 | 0 | 31398.7552 | 0 | 2999.365 | 0 | 7158.2573 | 0 | 6489.7991 | 0 | 7158.2573 | 0 | 5743.915 | 0 | 7158.2573 | 0 | 6887.977 | 0 | 7158.2573 | 0 | 10157.6223 | 13648.0565 | 12902.1723 | 14046.2344
195939 | 242.131 | 853 | 2 | Standard Efficiency, No usage | None | None | Electric, 80% Usage | None | 0-100% | 4 | None | 3 or 4 Unit | Multifamily with 2-4 Units | Multi-Family with 2 - 4 Units | 750-999 | 0-1499 | 2 | Electricity | 40% Conditioned | Room AC | Heating Only | Electricity Shared Heating | Boiler Baseboards Heating Only, Electricity | <10000 | 100% Incandescent | Vacant | 1940s | Natural Gas | Yes | 0 | 0 | 0 | 0 | 1055.0559 | 0 | 0 | 23.1526 | 0 | 2127.989 | 0 | 0 | 0 | 0 | 0 | 0 | 16.412 | 0 | 0 | 0 | 0 | 0 | 434.0383 | 0 | 0 | 0 | 0 | 0 | 0 | 0 | 0 | 0 | 0 | 1683.1072 | 0 | 0 | 0 | 0 | 0 | 0 | 0 | 0 | 5339.7549 | 5339.7549 | 3656.6477 | 3656.6477 | 0 | 1683.1072 | 0 | 674.4932 | 0 | 383.6988 | 0 | 1554.2819 | 0 | 383.6988 | 0 | 1354.5525 | 0 | 383.6988 | 0 | 1578.8203 | 0 | 383.6988 | 0 | 1058.192 | 1937.9807 | 1738.2512 | 1962.5191
195976 | 242.131 | 1202 | 3 | Standard Efficiency | Gas, 100% Usage | EnergyStar, 100% Usage | Gas, 100% Usage | None | 400%+ | None | 12 | Single-Family Attached | Single-Family Attached | Single-Family Attached | 1000-1499 | 0-1499 | 1 | Natural Gas | 80% Conditioned | Central AC | None | Natural Gas Fuel Wall/Floor Furnace | None | 100000-119999 | 100% LED | Occupied | 1950s | Natural Gas | Yes | 67.9925 | 33.117 | 21.6873 | 407.3688 | 1790.3712 | 0 | 0 | 0 | 0 | 0 | 0 | 0 | 0 | 26.6695 | 0 | 371.321 | 21.9803 | 1786.8543 | 0 | 0 | 0 | 26.6695 | 434.0383 | 0 | 0 | 0 | 0 | 439.3135 | 0 | 0 | 0 | 13971.8702 | 0 | 3552.3144 | 0 | 0 | 781.0344 | 0 | 0 | 0 | 0 | 0 | 23732.016 | 23732.016 | 4987.7765 | 4987.7765 | 0 | 18744.2395 | 0 | 852.7201 | 0 | 4273.32 | 0 | 1844.9847 | 0 | 4273.32 | 0 | 1636.2696 | 0 | 4273.32 | 0 | 1937.5352 | 0 | 4273.32 | 0 | 5126.0401 | 6118.3047 | 5909.5896 | 6210.8553
195979 | 242.131 | 1675 | 3 | Standard Efficiency | Gas, 120% Usage | EnergyStar, 120% Usage | Gas, 120% Usage | 290 Rated kWh, 120% Usage | 400%+ | None | 12 | Single-Family Attached | Single-Family Attached | Single-Family Attached | 1500-1999 | 1500-2499 | 2 | Natural Gas | 100% Conditioned | Central AC | None | Natural Gas Fuel Furnace | None | 160000-179999 | 100% CFL | Occupied | 1990s | Natural Gas | Yes | 67.9925 | 48.3567 | 31.6517 | 234.7499 | 1807.3693 | 126.0206 | 0 | 372.2003 | 0 | 0 | 0 | 0 | 0 | 46.0122 | 0 | 616.0354 | 21.9803 | 3981.0774 | 0 | 0 | 0 | 35.4616 | 434.0383 | 0 | 0 | 0 | 0 | 641.5326 | 0 | 0 | 0 | 17225.2521 | 0 | 7005.5709 | 0 | 0 | 1040.6954 | 0 | 0 | 0 | 0 | 0 | 33735.997 | 33735.997 | 7822.653 | 7822.653 | 0 | 25913.0509 | 0 | 1353.5214 | 0 | 5907.6587 | 0 | 2971.1847 | 0 | 5907.6587 | 0 | 2623.6345 | 0 | 5907.6587 | 0 | 3121.2553 | 0 | 5907.6587 | 0 | 7261.1801 | 8878.8434 | 8531.2932 | 9028.914
196077 | 242.131 | 1202 | 2 | None | Electric, 80% Usage | EnergyStar, 80% Usage | Gas, 80% Usage | None | 400%+ | None | 5 | Single-Family Attached | Single-Family Attached | Single-Family Attached | 1000-1499 | 0-1499 | 1 | Natural Gas | 100% Conditioned | Central AC | None | Natural Gas Fuel Furnace | None | 100000-119999 | 100% CFL | Occupied | 2000s | Natural Gas | Yes | 0 | 296.0018 | 17.2912 | 211.5973 | 1080.8461 | 0 | 0 | 80.8876 | 0 | 0 | 0 | 0 | 0 | 40.1507 | 0 | 486.2049 | 16.412 | 893.2806 | 0 | 0 | 0 | 21.3942 | 434.0383 | 0 | 0 | 0 | 0 | 0 | 0 | 0 | 0 | 5179.1519 | 0 | 2484.0704 | 0 | 0 | 624.8275 | 0 | 0 | 0 | 0 | 0 | 11866.1546 | 11866.1546 | 3578.1047 | 3578.1047 | 0 | 8288.0499 | 0 | 628.982 | 0 | 1889.5066 | 0 | 1359.9298 | 0 | 1889.5066 | 0 | 1258.79 | 0 | 1889.5066 | 0 | 1489.9815 | 0 | 1889.5066 | 0 | 2518.4886 | 3249.4364 | 3148.2966 | 3379.4881
196094 | 242.131 | 1690 | 4 | None | Electric, 120% Usage | EnergyStar, 120% Usage | Electric, 120% Usage | 318 Rated kWh, 120% Usage | 400%+ | None | None | Single-Family Detached | Single-Family Detached | Single-Family Detached | 1500-1999 | 1500-2499 | 1 | Electricity | 60% Conditioned | Central AC | None | Electricity Electric Furnace | None | 80000-99999 | 100% LED | Vacant | 2000s | Electricity | Yes | 0 | 0 | 0 | 151.2247 | 1302.1148 | 0 | 0 | 70.044 | 0 | 3011.5983 | 0 | 0 | 344.9446 | 0 | 0 | 0 | 21.9803 | 0 | 0 | 0 | 0 | 0 | 434.0383 | 0 | 0 | 0 | 0 | 0 | 0 | 0 | 0 | 0 | 0 | 0 | 0 | 0 | 0 | 0 | 0 | 0 | 0 | 0 | 5335.945 | 5335.945 | 5335.945 | 5335.945 | 0 | 0 | 0 | 961.9751 | 0 | 0 | 0 | 2232.3127 | 0 | 0 | 0 | 1945.0327 | 0 | 0 | 0 | 2298.7603 | 0 | 0 | 0 | 961.9751 | 2232.3127 | 1945.0327 | 2298.7603
196138 | 242.131 | 1220 | 3 | Standard Efficiency | Electric, 100% Usage | EnergyStar, 100% Usage | Electric, 100% Usage | 318 Rated kWh, 100% Usage | 0-100% | None | None | Single-Family Detached | Single-Family Detached | Single-Family Detached | 1000-1499 | 0-1499 | 1 | Fuel Oil | 100% Conditioned | Central AC | None | Fuel Oil Fuel Furnace | None | <10000 | 100% CFL | Occupied | 1970s | Electricity | Yes | 67.9925 | 400.042 | 23.4457 | 331.7565 | 1174.9219 | 97.5927 | 0 | 477.1197 | 0 | 0 | 0 | 0 | 2164.916 | 40.1507 | 0 | 491.1871 | 21.9803 | 2233.2016 | 0 | 0 | 0 | 405.6104 | 480.0504 | 0 | 0 | 21880.0999 | 0 | 0 | 0 | 0 | 0 | 0 | 0 | 0 | 0 | 0 | 0 | 0 | 0 | 0 | 0 | 0 | 30290.0674 | 30290.0674 | 8409.9674 | 8409.9674 | 21880.0999 | 0 | 0 | 1439.6577 | 6634.0238 | 0 | 0 | 3178.6538 | 6634.0238 | 0 | 0 | 2799.8461 | 6634.0238 | 0 | 0 | 3382.8252 | 6634.0238 | 0 | 0 | 8073.6816 | 9812.6776 | 9433.8699 | 10016.849
196161 | 242.131 | 1623 | 3 | Standard Efficiency, No usage | None | None | Propane, 100% Usage | None | 300-400% | 6 | None | 5 to 9 Unit | Multifamily with 5+ units, 1-3 stories | Multi-Family with 5+ Units | 1500-1999 | 1500-2499 | 3 | Electricity | 20% Conditioned | Room AC | Heating Only | Electricity Shared Heating | Boiler Baseboards Heating Only, Electricity | 100000-119999 | 100% Incandescent | Vacant | 1940s | Electricity | No | 0 | 0 | 0 | 0 | 340.2555 | 0 | 0 | 35.4616 | 0 | 3179.8211 | 0 | 0 | 343.7724 | 0 | 0 | 0 | 21.9803 | 0 | 0 | 0 | 0 | 0 | 727.1093 | 0 | 0 | 0 | 0 | 0 | 0 | 0 | 0 | 0 | 0 | 0 | 0 | 0 | 0 | 0 | 0 | 0 | 0 | 0 | 4648.1072 | 4648.1072 | 4648.1072 | 4648.1072 | 0 | 0 | 0 | 887.9647 | 0 | 0 | 0 | 2062.3008 | 0 | 0 | 0 | 1784.3625 | 0 | 0 | 0 | 2161.8934 | 0 | 0 | 0 | 887.9647 | 2062.3008 | 1784.3625 | 2161.8934
196402 | 242.131 | 1690 | 3 | None | Electric, 80% Usage | EnergyStar, 80% Usage | Electric, 80% Usage | None | 300-400% | None | None | Single-Family Detached | Single-Family Detached | Single-Family Detached | 1500-1999 | 1500-2499 | 1 | Natural Gas | 100% Conditioned | Central AC | None | Natural Gas Fuel Wall/Floor Furnace | None | 60000-69999 | 100% Incandescent | Occupied | 1970s | Natural Gas | Yes | 0 | 320.0336 | 18.7565 | 894.746 | 3771.5316 | 0 | 0 | 0 | 0 | 0 | 0 | 0 | 0 | 184.6348 | 0 | 1938.9582 | 21.9803 | 1191.3339 | 0 | 0 | 0 | 324.4297 | 434.0383 | 0 | 0 | 0 | 0 | 0 | 0 | 0 | 0 | 30823.4567 | 0 | 2754.2819 | 0 | 0 | 0 | 0 | 0 | 0 | 0 | 0 | 42677.8884 | 42677.8884 | 9100.1498 | 9100.1498 | 0 | 33577.7386 | 0 | 1473.3429 | 0 | 7655.0217 | 0 | 3094.9506 | 0 | 7655.0217 | 0 | 2760.1186 | 0 | 7655.0217 | 0 | 3332.9419 | 0 | 7655.0217 | 0 | 9128.3646 | 10749.9722 | 10415.1403 | 10987.9635
196414 | 242.131 | 2176 | 5 | Standard Efficiency | Electric, 100% Usage | EnergyStar, 100% Usage | Gas, 100% Usage | None | 400%+ | None | None | Single-Family Detached | Single-Family Detached | Single-Family Detached | 2000-2499 | 1500-2499 | 2 | Fuel Oil | 100% Conditioned | Central AC | None | Fuel Oil Fuel Furnace | None | 200000+ | 100% LED | Occupied | 1960s | Electricity | Yes | 67.9925 | 524.5972 | 30.7725 | 1118.0661 | 6086.2069 | 0 | 0 | 1242.3283 | 0 | 0 | 0 | 0 | 2955.3287 | 34.8755 | 0 | 575.5916 | 27.2556 | 2851.8746 | 0 | 0 | 0 | 32.2378 | 434.0383 | 433.4521 | 0 | 49939.6034 | 0 | 0 | 0 | 0 | 0 | 0 | 0 | 0 | 0 | 0 | 947.2057 | 0 | 0 | 0 | 0 | 0 | 67301.4267 | 67301.4267 | 16414.6176 | 16414.6176 | 49939.6034 | 947.2057 | 0 | 2796.5349 | 15141.6087 | 215.9435 | 0 | 6037.2133 | 15141.6087 | 215.9435 | 0 | 5356.949 | 15141.6087 | 215.9435 | 0 | 6334.2328 | 15141.6087 | 215.9435 | 0 | 18154.0871 | 21394.7655 | 20714.5012 | 21691.785
196482 | 242.131 | 1138 | 2 | Standard Efficiency | None | None | Electric, 100% Usage | None | 400%+ | 16 | None | 10 to 19 Unit | Multifamily with 5+ units, 1-3 stories | Multi-Family with 5+ Units | 1000-1499 | 0-1499 | 2 | Electricity | 100% Conditioned | Heat Pump | Heating and Cooling | Electricity Shared Heating | Fan Coil Heating and Cooling, Electricity | 120000-139999 | 100% Incandescent | Occupied | 1990s | Electricity | Yes | 67.9925 | 0 | 0 | 16.7051 | 1270.4631 | 0 | 0 | 90.852 | 0 | 904.1243 | 0 | 0 | 1211.5558 | 156.793 | 0 | 1465.0623 | 16.412 | 1581.4115 | 0 | 0 | 0 | 346.9961 | 400.042 | 0 | 0 | 0 | 0 | 0 | 0 | 0 | 0 | 0 | 0 | 0 | 0 | 0 | 0 | 0 | 0 | 0 | 0 | 0 | 7528.1166 | 7528.1166 | 7528.1166 | 7528.1166 | 0 | 0 | 0 | 1258.7492 | 0 | 0 | 0 | 2803.9896 | 0 | 0 | 0 | 2465.1707 | 0 | 0 | 0 | 2997.518 | 0 | 0 | 0 | 1258.7492 | 2803.9896 | 2465.1707 | 2997.518
196589 | 242.131 | 1220 | 2 | Standard Efficiency | Electric, 120% Usage | EnergyStar, 120% Usage | Gas, 120% Usage | 318 Rated kWh, 120% Usage | 400%+ | None | None | Single-Family Detached | Single-Family Detached | Single-Family Detached | 1000-1499 | 0-1499 | 2 | Natural Gas | 100% Conditioned | Central AC | None | Natural Gas Fuel Furnace | None | 200000+ | 100% CFL | Occupied | 1960s | Natural Gas | Yes | 67.9925 | 629.5167 | 36.6339 | 1178.7318 | 3966.1308 | 161.7752 | 319.7405 | 217.7518 | 0 | 0 | 0 | 0 | 0 | 40.1507 | 0 | 491.1871 | 16.412 | 5095.9198 | 0 | 0 | 0 | 38.6854 | 434.0383 | 0 | 0 | 0 | 0 | 0 | 0 | 0 | 0 | 21769.026 | 0 | 8349.0086 | 0 | 0 | 1136.5296 | 0 | 0 | 0 | 0 | 0 | 43949.8169 | 43949.8169 | 12694.9595 | 12694.9595 | 0 | 31254.8573 | 0 | 2156.4616 | 0 | 7125.4308 | 0 | 4652.8775 | 0 | 7125.4308 | 0 | 4127.6829 | 0 | 7125.4308 | 0 | 4902.9779 | 0 | 7125.4308 | 0 | 9281.8924 | 11778.3083 | 11253.1137 | 12028.4087
196667 | 242.131 | 617 | 2 | Standard Efficiency | Electric, 100% Usage | EnergyStar, 100% Usage | Electric, 100% Usage | 318 Rated kWh, 100% Usage | 0-100% | None | 5 | Single-Family Attached | Single-Family Attached | Single-Family Attached | 500-749 | 0-1499 | 2 | Fuel Oil | 60% Conditioned | Room AC | Heating Only | Fuel Oil Shared Heating | Boiler Baseboards Heating Only, Fuel Oil | <10000 | 100% Incandescent | Occupied | 1950s | Electricity | Yes | 67.9925 | 289.8473 | 16.9981 | 0 | 1701.5706 | 64.7687 | 0 | 141.2603 | 0 | 0 | 0 | 0 | 1368.6419 | 130.7097 | 0 | 1017.8358 | 16.412 | 1565.8787 | 0 | 0 | 0 | 346.9961 | 1206.8667 | 0 | 0 | 15991.716 | 0 | 0 | 0 | 0 | 0 | 0 | 0 | 0 | 0 | 0 | 0 | 0 | 0 | 0 | 0 | 0 | 23927.4944 | 23927.4944 | 7935.7784 | 7935.7784 | 15991.716 | 0 | 0 | 1384.0754 | 4848.6897 | 0 | 0 | 3006.9164 | 4848.6897 | 0 | 0 | 2654.9138 | 4848.6897 | 0 | 0 | 3191.1911 | 4848.6897 | 0 | 0 | 6232.7651 | 7855.6061 | 7503.6035 | 8039.8808
196741 | 242.131 | 2176 | 3 | None | Electric, 80% Usage | EnergyStar, 80% Usage | Electric, 80% Usage | 318 Rated kWh, 80% Usage | 0-100% | None | None | Single-Family Detached | Single-Family Detached | Single-Family Detached | 2000-2499 | 1500-2499 | 1 | Electricity | 100% Conditioned | Central AC | None | Electricity Electric Furnace | None | 20000-24999 | 100% CFL | Occupied | 1960s | Electricity | Yes | 0 | 519.0289 | 30.1863 | 931.6729 | 6529.0373 | 136.8642 | 0 | 437.8482 | 0 | 20035.5106 | 0 | 0 | 2031.8617 | 52.1667 | 24.911 | 753.7788 | 21.9803 | 1583.463 | 0 | 0 | 0 | 429.9353 | 727.1093 | 0 | 0 | 0 | 0 | 0 | 0 | 0 | 0 | 0 | 0 | 0 | 0 | 0 | 0 | 0 | 0 | 0 | 0 | 0 | 34245.3545 | 34245.3545 | 34245.3545 | 34245.3545 | 0 | 0 | 0 | 5997.4337 | 0 | 0 | 0 | 13814.4936 | 0 | 0 | 0 | 12044.025 | 0 | 0 | 0 | 14477.7331 | 0 | 0 | 0 | 5997.4337 | 13814.4936 | 12044.025 | 14477.7331
196803 | 242.131 | 1623 | 2 | Standard Efficiency | Electric, 100% Usage | EnergyStar, 100% Usage | Electric, 100% Usage | None | 200-300% | 8 | None | 5 to 9 Unit | Multifamily with 5+ units, 1-3 stories | Multi-Family with 5+ Units | 1500-1999 | 1500-2499 | 2 | Electricity | 100% Conditioned | Heat Pump | None | Electricity ASHP | None | 50000-59999 | 100% CFL | Occupied | 1980s | Electricity | Yes | 67.9925 | 369.8557 | 21.6873 | 603.1403 | 2587.8175 | 0 | 0 | 132.7612 | 114.5908 | 1271.0492 | 0 | 0 | 1701.5706 | 45.426 | 0 | 601.968 | 16.412 | 1971.7822 | 0 | 0 | 0 | 389.4915 | 434.0383 | 334.3941 | 0 | 0 | 0 | 0 | 0 | 0 | 0 | 0 | 0 | 0 | 0 | 0 | 0 | 0 | 0 | 0 | 0 | 0 | 10664.2701 | 10664.2701 | 10664.2701 | 10664.2701 | 0 | 0 | 0 | 1836.5266 | 0 | 0 | 0 | 4072.0996 | 0 | 0 | 0 | 3587.7909 | 0 | 0 | 0 | 4278.4955 | 0 | 0 | 0 | 1836.5266 | 4072.0996 | 3587.7909 | 4278.4955
196878 | 242.131 | 2663 | 3 | Standard Efficiency | Electric, 100% Usage | EnergyStar, 100% Usage | Electric, 100% Usage | None | 400%+ | None | None | Single-Family Detached | Single-Family Detached | Single-Family Detached | 2500-2999 | 2500-3999 | 2 | Natural Gas | 60% Conditioned | Room AC | None | Natural Gas Fuel Boiler | None | 80000-99999 | 100% CFL | Occupied | 1970s | Natural Gas | Yes | 67.9925 | 400.042 | 23.4457 | 0 | 3592.4652 | 0 | 0 | 120.4522 | 0 | 0 | 0 | 0 | 0 | 58.3211 | 24.911 | 887.4192 | 21.9803 | 2692.1508 | 0 | 0 | 0 | 405.6104 | 1160.8545 | 0 | 0 | 0 | 0 | 0 | 0 | 0 | 0 | 54623.1722 | 0 | 3740.7591 | 0 | 0 | 0 | 0 | 0 | 0 | 0 | 0 | 67819.2832 | 67819.2832 | 9455.645 | 9455.645 | 0 | 58363.9313 | 0 | 1627.7897 | 0 | 13305.7439 | 0 | 3477.8814 | 0 | 13305.7439 | 0 | 3086.6017 | 0 | 13305.7439 | 0 | 3672.8676 | 0 | 13305.7439 | 0 | 14933.5336 | 16783.6253 | 16392.3456 | 16978.6115
196972 | 242.131 | 866 | 1 | Standard Efficiency | Gas, 80% Usage | EnergyStar, 80% Usage | Electric, 80% Usage | 290 Rated kWh, 80% Usage | 400%+ | None | 6 | Single-Family Attached | Single-Family Attached | Single-Family Attached | 750-999 | 0-1499 | 1 | Natural Gas | 100% Conditioned | Central AC | None | Natural Gas Fuel Furnace | None | 120000-139999 | 100% LED | Occupied | 1950s | Natural Gas | Yes | 67.9925 | 20.808 | 13.4813 | 520.7873 | 2985.8081 | 48.3567 | 0 | 300.984 | 0 | 0 | 0 | 0 | 0 | 23.7388 | 0 | 300.984 | 16.412 | 802.1355 | 0 | 0 | 0 | 277.5383 | 400.042 | 0 | 0 | 0 | 0 | 275.1937 | 0 | 0 | 0 | 12106.4728 | 0 | 2214.445 | 0 | 0 | 0 | 0 | 0 | 0 | 0 | 0 | 20375.4731 | 20375.4731 | 5779.0684 | 5779.0684 | 0 | 14596.4046 | 0 | 994.0835 | 0 | 3327.6584 | 0 | 2132.6085 | 0 | 3327.6584 | 0 | 1897.6744 | 0 | 3327.6584 | 0 | 2212.5179 | 0 | 3327.6584 | 0 | 4321.7419 | 5460.2669 | 5225.3328 | 5540.1763
197054 | 242.131 | 317 | 2 | Standard Efficiency | Electric, 80% Usage | EnergyStar, 80% Usage | Electric, 80% Usage | 318 Rated kWh, 80% Usage | 300-400% | None | 5 | Single-Family Attached | Single-Family Attached | Single-Family Attached | 0-499 | 0-1499 | 2 | Natural Gas | 40% Conditioned | Room AC | None | Natural Gas Fuel Furnace | None | 50000-59999 | 100% LED | Occupied | <1940 | Electricity | Yes | 67.9925 | 296.0018 | 17.2912 | 0 | 554.1974 | 70.9232 | 0 | 109.0224 | 0 | 0 | 0 | 0 | 1163.7852 | 19.3427 | 0 | 185.8071 | 16.412 | 825.2881 | 0 | 0 | 0 | 311.5345 | 727.1093 | 0 | 0 | 0 | 0 | 0 | 0 | 0 | 0 | 4381.4125 | 0 | 0 | 0 | 0 | 0 | 0 | 0 | 0 | 0 | 0 | 8746.413 | 8746.413 | 4364.7074 | 4364.7074 | 0 | 4381.4125 | 0 | 736.0203 | 0 | 998.8803 | 0 | 1634.3931 | 0 | 998.8803 | 0 | 1439.1184 | 0 | 998.8803 | 0 | 1741.1737 | 0 | 998.8803 | 0 | 1734.9006 | 2633.2734 | 2437.9987 | 2740.054
197089 | 242.131 | 2176 | 3 | Standard Efficiency | Electric, 100% Usage | Standard, 100% Usage | Electric, 100% Usage | 318 Rated kWh, 100% Usage | 150-200% | None | None | Single-Family Detached | Single-Family Detached | Single-Family Detached | 2000-2499 | 1500-2499 | 2 | Fuel Oil | 20% Conditioned | Room AC | None | Fuel Oil Fuel Boiler | None | 40000-44999 | 100% CFL | Occupied | 1990s | Fuel Oil | Yes | 67.9925 | 1237.053 | 46.3052 | 0 | 332.3426 | 171.7396 | 319.7405 | 211.5973 | 0 | 0 | 0 | 0 | 0 | 52.1667 | 24.911 | 753.7788 | 21.9803 | 3166.6329 | 0 | 2773.6246 | 0 | 537.1993 | 1160.8545 | 0 | 0 | 28276.6691 | 6481.2667 | 0 | 0 | 1076.45 | 0 | 0 | 0 | 0 | 0 | 0 | 0 | 0 | 0 | 0 | 0 | 0 | 46712.5978 | 46712.5978 | 10878.505 | 10878.505 | 34757.9358 | 1076.45 | 0 | 1666.1795 | 10538.5515 | 245.3753 | 0 | 3823.0443 | 10538.5515 | 245.3753 | 0 | 3362.9157 | 10538.5515 | 245.3753 | 0 | 4100.4691 | 10538.5515 | 245.3753 | 0 | 12450.1063 | 14606.9711 | 14146.8425 | 14884.3959
197098 | 242.131 | 885 | 3 | None | Electric, 100% Usage | EnergyStar, 100% Usage | Electric, 100% Usage | 318 Rated kWh, 100% Usage | 100-150% | None | None | Mobile Home | Mobile Home | Mobile Home | 750-999 | 0-1499 | 1 | Fuel Oil | 60% Conditioned | Room AC | None | Fuel Oil Fuel Furnace | None | 10000-14999 | 100% Incandescent | Occupied | 1970s | Electricity | Yes | 0 | 275.7799 | 16.1189 | 0 | 837.011 | 60.3726 | 0 | 523.1319 | 0 | 0 | 0 | 0 | 1324.3882 | 144.191 | 0 | 1247.8966 | 21.9803 | 1880.344 | 0 | 0 | 0 | 339.6694 | 434.0383 | 0 | 0 | 20607.2923 | 0 | 0 | 0 | 0 | 0 | 0 | 0 | 0 | 0 | 0 | 0 | 0 | 0 | 0 | 0 | 0 | 27711.9212 | 27711.9212 | 7104.6289 | 7104.6289 | 20607.2923 | 0 | 0 | 1259.6006 | 6248.1324 | 0 | 0 | 2745.288 | 6248.1324 | 0 | 0 | 2508.599 | 6248.1324 | 0 | 0 | 3052.4131 | 6248.1324 | 0 | 0 | 7507.733 | 8993.4204 | 8756.7313 | 9300.5455
197169 | 242.131 | 1675 | 3 | None | Electric, 100% Usage | EnergyStar, 100% Usage | Electric, 100% Usage | None | 400%+ | None | 6 | Single-Family Attached | Single-Family Attached | Single-Family Attached | 1500-1999 | 1500-2499 | 2 | Electricity | 20% Conditioned | Room AC | None | Electricity Baseboard | None | 80000-99999 | 100% Incandescent | Occupied | 1980s | Electricity | Yes | 0 | 369.8557 | 21.6873 | 0 | 725.937 | 0 | 0 | 0 | 0 | 6015.5768 | 0 | 0 | 1855.1399 | 183.7556 | 0 | 1926.0631 | 21.9803 | 1859.5359 | 0 | 0 | 0 | 389.4915 | 434.0383 | 0 | 0 | 0 | 0 | 0 | 0 | 0 | 0 | 0 | 0 | 0 | 0 | 0 | 0 | 0 | 0 | 0 | 0 | 0 | 13802.7682 | 13802.7682 | 13802.7682 | 13802.7682 | 0 | 0 | 0 | 2420.0827 | 0 | 0 | 0 | 5615.2862 | 0 | 0 | 0 | 4887.1403 | 0 | 0 | 0 | 5901.0344 | 0 | 0 | 0 | 2420.0827 | 5615.2862 | 4887.1403 | 5901.0344
197311 | 242.131 | 1220 | 4 | None | Electric, 80% Usage | EnergyStar, 80% Usage | Electric, 80% Usage | 290 Rated kWh, 80% Usage | 400%+ | None | None | Single-Family Detached | Single-Family Detached | Single-Family Detached | 1000-1499 | 0-1499 | 1 | Natural Gas | 60% Conditioned | Room AC | None | Natural Gas Fuel Furnace | None | 100000-119999 | 100% CFL | Occupied | 1970s | Natural Gas | Yes | 0 | 519.0289 | 30.1863 | 0 | 1026.921 | 128.3651 | 319.7405 | 458.6562 | 0 | 0 | 0 | 0 | 0 | 40.1507 | 0 | 491.1871 | 21.9803 | 1431.3591 | 0 | 0 | 0 | 429.9353 | 480.0504 | 0 | 0 | 0 | 0 | 0 | 0 | 0 | 0 | 18262.1376 | 0 | 3141.7219 | 0 | 0 | 0 | 0 | 0 | 0 | 0 | 0 | 26781.4205 | 26781.4205 | 5377.8541 | 5377.8541 | 0 | 21403.5664 | 0 | 949.1293 | 0 | 4879.6002 | 0 | 2080.5379 | 0 | 4879.6002 | 0 | 1911.1856 | 0 | 4879.6002 | 0 | 2277.9531 | 0 | 4879.6002 | 0 | 5828.7295 | 6960.1381 | 6790.7858 | 7157.5533
197324 | 242.131 | 1220 | 4 | Standard Efficiency | Electric, 120% Usage | Standard, 120% Usage | Propane, 120% Usage | None | 150-200% | None | None | Single-Family Detached | Single-Family Detached | Single-Family Detached | 1000-1499 | 0-1499 | 1 | Propane | 100% Conditioned | Central AC | None | Propane Fuel Furnace | None | 50000-59999 | 100% LED | Occupied | 1950s | Electricity | Yes | 67.9925 | 1768.977 | 66.2341 | 1380.6578 | 3909.5681 | 0 | 319.7405 | 392.1291 | 0 | 0 | 0 | 0 | 9022.779 | 26.9625 | 0 | 375.131 | 21.9803 | 6354.9531 | 0 | 0 | 0 | 49.8221 | 434.0383 | 0 | 0 | 0 | 0 | 0 | 0 | 0 | 0 | 0 | 0 | 0 | 0 | 0 | 0 | 0 | 0 | 23700.6574 | 0 | 1457.7355 | 49348.7721 | 49348.7721 | 24190.6723 | 24190.6723 | 0 | 0 | 25158.3929 | 4036.2418 | 0 | 0 | 6923.1849 | 8913.3545 | 0 | 0 | 6923.1849 | 8232.9279 | 0 | 0 | 6923.1849 | 9872.1404 | 0 | 0 | 6923.1849 | 10959.4267 | 15836.5394 | 15156.1127 | 16795.3253
197341 | 242.131 | 853 | 1 | Standard Efficiency | Electric, 80% Usage | EnergyStar, 80% Usage | Electric, 80% Usage | 318 Rated kWh, 80% Usage | 400%+ | 183 | None | 50 or more Unit | Multifamily with 5+ units, 8+ stories | Multi-Family with 5+ Units | 750-999 | 0-1499 | 20 | Electricity | 100% Conditioned | Central AC | Heating Only | Electricity Shared Heating | Boiler Baseboards Heating Only, Electricity | 100000-119999 | 100% CFL | Occupied | 2010s | Electricity | Yes | 67.9925 | 296.0018 | 17.2912 | 281.3482 | 1236.4668 | 70.9232 | 0 | 55.0974 | 0 | 1053.0044 | 0 | 0 | 1212.7281 | 35.7547 | 0 | 390.3707 | 16.412 | 830.8565 | 0 | 0 | 0 | 311.5345 | 817.9614 | 0 | 0 | 0 | 0 | 0 | 0 | 0 | 0 | 0 | 0 | 0 | 0 | 0 | 0 | 0 | 0 | 0 | 0 | 0 | 6694.0363 | 6694.0363 | 6694.0363 | 6694.0363 | 0 | 0 | 0 | 1154.9804 | 0 | 0 | 0 | 2583.7415 | 0 | 0 | 0 | 2268.8704 | 0 | 0 | 0 | 2732.7439 | 0 | 0 | 0 | 1154.9804 | 2583.7415 | 2268.8704 | 2732.7439
197407 | 242.131 | 1690 | 3 | Standard Efficiency | Propane, 100% Usage | EnergyStar, 100% Usage | Propane, 100% Usage | 290 Rated kWh, 100% Usage | 400%+ | None | None | Single-Family Detached | Single-Family Detached | Single-Family Detached | 1500-1999 | 1500-2499 | 2 | Propane | 100% Conditioned | Central AC | None | Propane Fuel Furnace | None | 100000-119999 | 100% Incandescent | Occupied | 1990s | Electricity | Yes | 67.9925 | 35.7547 | 23.4457 | 864.8527 | 2901.1105 | 91.1451 | 0 | 605.1918 | 0 | 0 | 0 | 0 | 2189.827 | 184.6348 | 99.9372 | 1938.9582 | 21.9803 | 2382.6678 | 0 | 0 | 0 | 27.8418 | 914.0887 | 0 | 0 | 0 | 0 | 0 | 0 | 0 | 0 | 0 | 0 | 0 | 0 | 0 | 0 | 475.0682 | 0 | 38442.4253 | 0 | 813.5653 | 52080.4876 | 52080.4876 | 12349.4287 | 12349.4287 | 0 | 0 | 39731.0588 | 2122.5238 | 0 | 0 | 10933.4045 | 4615.0992 | 0 | 0 | 10933.4045 | 4080.5601 | 0 | 0 | 10933.4045 | 4892.4455 | 0 | 0 | 10933.4045 | 13055.9284 | 15548.5037 | 15013.9646 | 15825.85
197458 | 242.131 | 1690 | 2 | Standard Efficiency | Electric, 120% Usage | Standard, 120% Usage | Electric, 120% Usage | None | 200-300% | None | None | Single-Family Detached | Single-Family Detached | Single-Family Detached | 1500-1999 | 1500-2499 | 1 | Natural Gas | 100% Conditioned | Central AC | None | Natural Gas Fuel Furnace | None | 45000-49999 | 100% Incandescent | Occupied | 1960s | Natural Gas | Yes | 67.9925 | 915.261 | 34.2893 | 635.085 | 4681.2242 | 0 | 0 | 953.3602 | 0 | 0 | 0 | 0 | 0 | 184.6348 | 0 | 1938.9582 | 16.412 | 4765.3356 | 0 | 0 | 0 | 486.498 | 880.0924 | 0 | 0 | 0 | 0 | 0 | 0 | 0 | 0 | 40075.4173 | 0 | 6257.3604 | 0 | 0 | 0 | 0 | 0 | 0 | 0 | 0 | 61891.9208 | 61891.9208 | 15559.1431 | 15559.1431 | 0 | 46332.7777 | 0 | 2655.9035 | 0 | 10562.8999 | 0 | 5774.4246 | 0 | 10562.8999 | 0 | 5109.8478 | 0 | 10562.8999 | 0 | 6092.645 | 0 | 10562.8999 | 0 | 13218.8034 | 16337.3244 | 15672.7476 | 16655.5449
197543 | 242.131 | 1220 | 3 | None | Electric, 100% Usage | EnergyStar, 100% Usage | Propane, 100% Usage | 318 Rated kWh, 100% Usage | 400%+ | None | None | Single-Family Detached | Single-Family Detached | Single-Family Detached | 1000-1499 | 0-1499 | 1 | Fuel Oil | 100% Conditioned | Central AC | None | Fuel Oil Fuel Furnace | None | 180000-199999 | 100% Incandescent | Occupied | 1970s | Propane | Yes | 0 | 648.8593 | 37.8062 | 1189.2824 | 3461.1693 | 171.7396 | 319.7405 | 160.0168 | 0 | 0 | 0 | 0 | 0 | 160.896 | 0 | 1535.3993 | 21.9803 | 2862.7182 | 0 | 0 | 0 | 36.927 | 434.0383 | 0 | 0 | 21009.3858 | 0 | 0 | 0 | 0 | 0 | 0 | 0 | 0 | 0 | 0 | 0 | 0 | 0 | 0 | 6103.205 | 1080.8461 | 39234.3034 | 39234.3034 | 11040.8664 | 11040.8664 | 21009.3858 | 0 | 7184.0511 | 1855.9598 | 6370.0539 | 0 | 1976.9651 | 3991.0812 | 6370.0539 | 0 | 1976.9651 | 3541.3766 | 6370.0539 | 0 | 1976.9651 | 4234.405 | 6370.0539 | 0 | 1976.9651 | 10202.9789 | 12338.1003 | 11888.3957 | 12581.424
197593 | 242.131 | 8194 | 5 | Standard Efficiency | Electric, 100% Usage | EnergyStar, 100% Usage | Electric, 100% Usage | None | 400%+ | None | None | Single-Family Detached | Single-Family Detached | Single-Family Detached | 4000+ | 4000+ | 2 | Natural Gas | 60% Conditioned | Central AC | None | Natural Gas Fuel Furnace | None | 200000+ | 100% CFL | Occupied | 1990s | Natural Gas | Yes | 67.9925 | 524.5972 | 30.7725 | 914.3817 | 3581.3285 | 0 | 0 | 909.9857 | 0 | 0 | 0 | 0 | 0 | 127.4859 | 24.911 | 2406.1135 | 27.2556 | 4765.6287 | 0 | 4229.8948 | 0 | 471.2583 | 434.0383 | 0 | 0 | 0 | 0 | 0 | 0 | 0 | 0 | 36498.778 | 0 | 4854.4292 | 0 | 0 | 0 | 0 | 0 | 0 | 0 | 0 | 59869.1443 | 59869.1443 | 18515.9371 | 18515.9371 | 0 | 41353.2072 | 0 | 2934.5716 | 0 | 9427.6502 | 0 | 6558.9588 | 0 | 9427.6502 | 0 | 5794.7115 | 0 | 9427.6502 | 0 | 6970.7277 | 0 | 9427.6502 | 0 | 12362.2219 | 15986.6091 | 15222.3617 | 16398.378
197600 | 242.131 | 1202 | 3 | Standard Efficiency | Electric, 80% Usage | EnergyStar, 80% Usage | Gas, 80% Usage | 290 Rated kWh, 80% Usage | 400%+ | None | 6 | Single-Family Attached | Single-Family Attached | Single-Family Attached | 1000-1499 | 0-1499 | 1 | Natural Gas | 20% Conditioned | Room AC | Heating Only | Natural Gas Shared Heating | Boiler Baseboards Heating Only, Natural Gas | 80000-99999 | 100% CFL | Occupied | 1950s | Natural Gas | Yes | 67.9925 | 231.8192 | 13.4813 | 0 | 423.7808 | 48.9429 | 0 | 133.9335 | 0 | 0 | 0 | 0 | 0 | 40.1507 | 0 | 486.2049 | 21.9803 | 827.9258 | 0 | 0 | 0 | 19.0496 | 400.042 | 0 | 0 | 0 | 0 | 0 | 0 | 0 | 0 | 10462.0511 | 0 | 2183.6725 | 0 | 0 | 555.9558 | 0 | 0 | 0 | 0 | 0 | 15916.3967 | 15916.3967 | 2714.7173 | 2714.7173 | 0 | 13201.3863 | 0 | 479.106 | 0 | 3009.6729 | 0 | 1049.806 | 0 | 3009.6729 | 0 | 925.3511 | 0 | 3009.6729 | 0 | 1108.8079 | 0 | 3009.6729 | 0 | 3488.779 | 4059.4789 | 3935.024 | 4118.4808
197603 | 242.131 | 1202 | 2 | Standard Efficiency | Electric, 100% Usage | EnergyStar, 100% Usage | Gas, 100% Usage | None | 400%+ | None | 12 | Single-Family Attached | Single-Family Attached | Single-Family Attached | 1000-1499 | 0-1499 | 2 | Natural Gas | 100% Conditioned | Central AC | None | Natural Gas Fuel Furnace | None | 200000+ | 100% Incandescent | Occupied | 1990s | Natural Gas | Yes | 67.9925 | 369.8557 | 21.6873 | 310.9484 | 1618.0454 | 0 | 0 | 80.3015 | 0 | 0 | 0 | 0 | 0 | 160.0168 | 0 | 1519.8666 | 16.412 | 1786.8543 | 0 | 0 | 0 | 26.6695 | 434.0383 | 0 | 0 | 0 | 0 | 0 | 0 | 0 | 0 | 3792.9258 | 0 | 3475.8229 | 0 | 0 | 781.0344 | 0 | 0 | 0 | 0 | 0 | 14462.7642 | 14462.7642 | 6412.9812 | 6412.9812 | 0 | 8050.0762 | 0 | 1131.6508 | 0 | 1835.2198 | 0 | 2442.614 | 0 | 1835.2198 | 0 | 2158.3494 | 0 | 1835.2198 | 0 | 2592.4913 | 0 | 1835.2198 | 0 | 2966.8706 | 4277.8337 | 3993.5692 | 4427.7111
197607 | 242.131 | 3301 | 4 | Standard Efficiency, No usage | Electric, 100% Usage | Standard, 100% Usage | Electric, 100% Usage | None | 400%+ | None | None | Single-Family Detached | Single-Family Detached | Single-Family Detached | 3000-3999 | 2500-3999 | 2 | Electricity | 100% Conditioned | Heat Pump | None | Electricity ASHP | None | 200000+ | 100% Incandescent | Vacant | 1980s | Electricity | Yes | 0 | 0 | 0 | 735.0222 | 3229.057 | 0 | 0 | 312.7068 | 235.6291 | 2853.3399 | 0 | 0 | 332.9287 | 0 | 0 | 0 | 21.9803 | 0 | 0 | 0 | 0 | 0 | 434.0383 | 0 | 0 | 0 | 0 | 0 | 0 | 0 | 0 | 0 | 0 | 0 | 0 | 0 | 0 | 0 | 0 | 0 | 0 | 0 | 8154.1164 | 8154.1164 | 8154.1164 | 8154.1164 | 0 | 0 | 0 | 1444.532 | 0 | 0 | 0 | 3197.403 | 0 | 0 | 0 | 2811.6104 | 0 | 0 | 0 | 3304.2276 | 0 | 0 | 0 | 1444.532 | 3197.403 | 2811.6104 | 3304.2276
197666 | 242.131 | 2115 | 2 | Standard Efficiency | None | None | Electric, 80% Usage | 290 Rated kWh, 80% Usage | 400%+ | 116 | None | 50 or more Unit | Multifamily with 5+ units, 1-3 stories | Multi-Family with 5+ Units | 2000-2499 | 1500-2499 | 3 | Electricity | None | None | None | Electricity Baseboard | None | 160000-179999 | 100% CFL | Occupied | 1990s | Electricity | Yes | 67.9925 | 0 | 0 | 0 | 0 | 66.2341 | 0 | 0 | 0 | 11018.0069 | 0 | 0 | 1050.6598 | 51.5805 | 0 | 737.0737 | 16.412 | 1084.9491 | 0 | 0 | 0 | 311.5345 | 434.0383 | 360.1843 | 0 | 0 | 0 | 0 | 0 | 0 | 0 | 0 | 0 | 0 | 0 | 0 | 0 | 0 | 0 | 0 | 0 | 0 | 15198.3726 | 15198.3726 | 15198.3726 | 15198.3726 | 0 | 0 | 0 | 2665.6644 | 0 | 0 | 0 | 6255.4679 | 0 | 0 | 0 | 5422.3198 | 0 | 0 | 0 | 6638.4368 | 0 | 0 | 0 | 2665.6644 | 6255.4679 | 5422.3198 | 6638.4368
197731 | 242.131 | 2176 | 5 | Standard Efficiency, No usage | Gas, 100% Usage | EnergyStar, 100% Usage | Electric, 100% Usage | 290 Rated kWh, 100% Usage | 200-300% | None | None | Single-Family Detached | Single-Family Detached | Single-Family Detached | 2000-2499 | 1500-2499 | 2 | Natural Gas | 100% Conditioned | Central AC | None | Natural Gas Fuel Furnace | None | 60000-69999 | 100% LED | Vacant | 1950s | Natural Gas | Yes | 0 | 0 | 0 | 996.7347 | 3904.5859 | 0 | 0 | 99.9372 | 0 | 0 | 0 | 0 | 0 | 0 | 0 | 0 | 27.2556 | 0 | 0 | 0 | 0 | 0 | 817.9614 | 0 | 0 | 0 | 0 | 0 | 0 | 0 | 0 | 11142.8552 | 0 | 1623.6137 | 0 | 0 | 0 | 0 | 0 | 0 | 0 | 0 | 18612.9437 | 18612.9437 | 5846.4748 | 5846.4748 | 0 | 12766.4689 | 0 | 1044.1587 | 0 | 2910.4977 | 0 | 2133.718 | 0 | 2910.4977 | 0 | 1916.6033 | 0 | 2910.4977 | 0 | 2195.3603 | 0 | 2910.4977 | 0 | 3954.6564 | 5044.2157 | 4827.101 | 5105.858
197741 | 242.131 | 1690 | 4 | Standard Efficiency | Electric, 120% Usage | EnergyStar, 120% Usage | Electric, 120% Usage | 290 Rated kWh, 120% Usage | 400%+ | None | None | Single-Family Detached | Single-Family Detached | Single-Family Detached | 1500-1999 | 1500-2499 | 2 | Natural Gas | 20% Conditioned | Room AC | None | Natural Gas Fuel Boiler | None | 160000-179999 | 100% Incandescent | Occupied | 1960s | Natural Gas | Yes | 67.9925 | 629.5167 | 36.6339 | 0 | 1421.6878 | 150.9316 | 0 | 104.3333 | 0 | 0 | 0 | 0 | 0 | 184.6348 | 0 | 1938.9582 | 21.9803 | 5394.8523 | 0 | 0 | 0 | 565.6272 | 434.0383 | 0 | 0 | 0 | 0 | 0 | 0 | 0 | 0 | 34624.0024 | 0 | 8318.2362 | 0 | 0 | 0 | 0 | 0 | 0 | 0 | 0 | 53893.1321 | 53893.1321 | 10950.8936 | 10950.8936 | 0 | 42942.2385 | 0 | 1849.307 | 0 | 9789.939 | 0 | 4085.3432 | 0 | 9789.939 | 0 | 3598.6749 | 0 | 9789.939 | 0 | 4359.1089 | 0 | 9789.939 | 0 | 11639.246 | 13875.2822 | 13388.6139 | 14149.0479
197943 | 242.131 | 1675 | 2 | Standard Efficiency | Electric, 80% Usage | EnergyStar, 80% Usage | Electric, 80% Usage | None | 400%+ | None | 8 | Single-Family Attached | Single-Family Attached | Single-Family Attached | 1500-1999 | 1500-2499 | 3 | Natural Gas | 100% Conditioned | Central AC | None | Natural Gas Fuel Furnace | None | 100000-119999 | 100% CFL | Occupied | 2010s | Natural Gas | Yes | 67.9925 | 424.3669 | 24.911 | 526.0626 | 2656.1031 | 0 | 319.7405 | 395.6459 | 0 | 0 | 0 | 0 | 0 | 46.0122 | 0 | 616.0354 | 16.412 | 1060.9173 | 0 | 0 | 0 | 379.527 | 434.0383 | 0 | 0 | 0 | 0 | 0 | 0 | 0 | 0 | 15801.2198 | 0 | 3245.176 | 0 | 0 | 0 | 0 | 0 | 0 | 0 | 0 | 26014.1605 | 26014.1605 | 6967.7647 | 6967.7647 | 0 | 19046.3958 | 0 | 1224.0626 | 0 | 4342.184 | 0 | 2676.9357 | 0 | 4342.184 | 0 | 2370.6511 | 0 | 4342.184 | 0 | 2764.6428 | 0 | 4342.184 | 0 | 5566.2465 | 7019.1197 | 6712.835 | 7106.8267
197958 | 242.131 | 617 | 1 | Standard Efficiency | Electric, 120% Usage | Standard, 120% Usage | Gas, 120% Usage | 318 Rated kWh, 120% Usage | 400%+ | 67 | None | 50 or more Unit | Multifamily with 5+ units, 1-3 stories | Multi-Family with 5+ Units | 500-749 | 0-1499 | 3 | Natural Gas | 100% Conditioned | Central AC | None | Natural Gas Fuel Furnace | None | 100000-119999 | 100% Incandescent | Occupied | 1990s | Natural Gas | Yes | 67.9925 | 846.3893 | 31.6517 | 482.9811 | 2198.3261 | 106.3848 | 0 | 1.4654 | 0 | 0 | 0 | 0 | 0 | 130.7097 | 0 | 1017.8358 | 16.412 | 3133.2228 | 0 | 0 | 0 | 31.9447 | 480.0504 | 282.2274 | 0 | 0 | 0 | 0 | 0 | 0 | 0 | 387.733 | 0 | 5649.8241 | 0 | 0 | 937.2413 | 0 | 0 | 0 | 0 | 0 | 15802.099 | 15802.099 | 8827.3006 | 8827.3006 | 0 | 6974.7984 | 0 | 1551.4442 | 0 | 1590.1139 | 0 | 3385.0923 | 0 | 1590.1139 | 0 | 2987.3748 | 0 | 1590.1139 | 0 | 3578.8715 | 0 | 1590.1139 | 0 | 3141.5581 | 4975.2061 | 4577.4886 | 5168.9853
198041 | 242.131 | 2176 | 4 | None | Electric, 100% Usage | EnergyStar, 100% Usage | Electric, 100% Usage | None | 100-150% | None | None | Single-Family Detached | Single-Family Detached | Single-Family Detached | 2000-2499 | 1500-2499 | 1 | Electricity | 100% Conditioned | Central AC | None | Electricity Electric Furnace | None | 20000-24999 | 100% LED | Occupied | 1960s | Natural Gas | Yes | 0 | 524.5972 | 30.7725 | 1053.2974 | 6489.4727 | 0 | 0 | 657.0653 | 0 | 28191.0924 | 0 | 0 | 0 | 34.8755 | 16.7051 | 575.5916 | 21.9803 | 2851.8746 | 0 | 0 | 0 | 471.2583 | 960.1008 | 0 | 0 | 0 | 0 | 0 | 0 | 0 | 0 | 0 | 0 | 4736.3216 | 0 | 0 | 0 | 0 | 0 | 0 | 0 | 0 | 46614.7121 | 46614.7121 | 41878.3905 | 41878.3905 | 0 | 4736.3216 | 0 | 7340.8409 | 0 | 1079.7834 | 0 | 17051.0493 | 0 | 1079.7834 | 0 | 14839.5851 | 0 | 1079.7834 | 0 | 17913.127 | 0 | 1079.7834 | 0 | 8420.6244 | 18130.8327 | 15919.3685 | 18992.9104
198059 | 242.131 | 1138 | 2 | Standard Efficiency | Electric, 80% Usage | EnergyStar, 80% Usage | Electric, 80% Usage | 318 Rated kWh, 80% Usage | 400%+ | 15 | None | 10 to 19 Unit | Multifamily with 5+ units, 1-3 stories | Multi-Family with 5+ Units | 1000-1499 | 0-1499 | 2 | Electricity | 100% Conditioned | Central AC | None | Electricity Baseboard | None | 80000-99999 | 100% CFL | Occupied | 1970s | Electricity | No | 67.9925 | 231.8192 | 13.4813 | 208.3735 | 1041.2815 | 51.5805 | 0 | 0 | 0 | 3854.4707 | 0 | 0 | 873.6449 | 39.2715 | 0 | 468.6206 | 16.412 | 790.7057 | 0 | 0 | 0 | 277.5383 | 434.0383 | 0 | 0 | 0 | 0 | 0 | 0 | 0 | 0 | 0 | 0 | 0 | 0 | 0 | 0 | 0 | 0 | 0 | 0 | 0 | 8369.2305 | 8369.2305 | 8369.2305 | 8369.2305 | 0 | 0 | 0 | 1406.55 | 0 | 0 | 0 | 3235.0008 | 0 | 0 | 0 | 2821.7755 | 0 | 0 | 0 | 3443.6225 | 0 | 0 | 0 | 1406.55 | 3235.0008 | 2821.7755 | 3443.6225
198090 | 242.131 | 1138 | 1 | Standard Efficiency | None | None | Electric, 100% Usage | None | 200-300% | 12 | None | 10 to 19 Unit | Multifamily with 5+ units, 1-3 stories | Multi-Family with 5+ Units | 1000-1499 | 0-1499 | 2 | Electricity | 60% Conditioned | Room AC | None | Electricity Baseboard | None | 30000-34999 | 100% CFL | Occupied | 1980s | Natural Gas | No | 67.9925 | 0 | 0 | 0 | 789.5335 | 0 | 0 | 0 | 0 | 344.0654 | 0 | 0 | 0 | 39.2715 | 0 | 468.6206 | 16.412 | 1581.4115 | 0 | 0 | 0 | 346.9961 | 434.0383 | 0 | 0 | 0 | 0 | 0 | 0 | 0 | 0 | 0 | 0 | 2849.8231 | 0 | 0 | 0 | 0 | 0 | 0 | 0 | 0 | 6938.1645 | 6938.1645 | 4088.3414 | 4088.3414 | 0 | 2849.8231 | 0 | 718.2762 | 0 | 649.7012 | 0 | 1593.1062 | 0 | 649.7012 | 0 | 1401.3695 | 0 | 649.7012 | 0 | 1675.0713 | 0 | 649.7012 | 0 | 1367.9774 | 2242.8074 | 2051.0708 | 2324.7725
198125 | 242.131 | 1220 | 3 | Standard Efficiency | Electric, 120% Usage | EnergyStar, 120% Usage | Electric, 120% Usage | 290 Rated kWh, 120% Usage | 200-300% | None | None | Single-Family Detached | Single-Family Detached | Single-Family Detached | 1000-1499 | 0-1499 | 1 | Natural Gas | 40% Conditioned | Room AC | None | Natural Gas Fuel Boiler | None | 30000-34999 | 100% CFL | Occupied | 1960s | Natural Gas | Yes | 67.9925 | 480.0504 | 28.1348 | 0 | 1378.0202 | 109.3155 | 319.7405 | 92.3174 | 0 | 0 | 0 | 0 | 0 | 40.1507 | 0 | 491.1871 | 21.9803 | 4466.4031 | 0 | 1853.3814 | 0 | 486.498 | 434.0383 | 0 | 0 | 0 | 0 | 0 | 0 | 0 | 0 | 14397.7025 | 0 | 6198.4531 | 439.6066 | 0 | 0 | 0 | 0 | 0 | 0 | 0 | 31304.9725 | 31304.9725 | 10269.5034 | 10269.5034 | 0 | 21035.4691 | 0 | 1634.9243 | 0 | 4795.662 | 0 | 3691.9012 | 0 | 4795.662 | 0 | 3255.4256 | 0 | 4795.662 | 0 | 3916.9357 | 0 | 4795.662 | 0 | 6430.5863 | 8487.5633 | 8051.0877 | 8712.5977
198179 | 242.131 | 617 | 1 | None | Electric, 100% Usage | EnergyStar, 100% Usage | Electric, 100% Usage | 290 Rated kWh, 100% Usage | 0-100% | 116 | None | 50 or more Unit | Multifamily with 5+ units, 4-7 stories | Multi-Family with 5+ Units | 500-749 | 0-1499 | 4 | Electricity | 100% Conditioned | Heat Pump | None | Electricity ASHP | None | <10000 | 100% Incandescent | Occupied | 2000s | Electricity | Yes | 0 | 289.8473 | 16.9981 | 209.2527 | 930.7937 | 60.3726 | 0 | 193.4269 | 250.5758 | 2021.0181 | 0 | 0 | 1291.5642 | 130.7097 | 0 | 1017.8358 | 16.412 | 1371.2795 | 0 | 0 | 0 | 346.9961 | 434.0383 | 0 | 0 | 0 | 0 | 0 | 0 | 0 | 0 | 0 | 0 | 0 | 0 | 0 | 0 | 0 | 0 | 0 | 0 | 0 | 8580.8279 | 8580.8279 | 8580.8279 | 8580.8279 | 0 | 0 | 0 | 1547.6018 | 0 | 0 | 0 | 3469.9798 | 0 | 0 | 0 | 3036.0901 | 0 | 0 | 0 | 3653.267 | 0 | 0 | 0 | 1547.6018 | 3469.9798 | 3036.0901 | 3653.267
198298 | 242.131 | 2176 | 3 | None | Gas, 100% Usage | EnergyStar, 100% Usage | Electric, 100% Usage | None | 200-300% | None | None | Single-Family Detached | Single-Family Detached | Single-Family Detached | 2000-2499 | 1500-2499 | 1 | Natural Gas | 60% Conditioned | Central AC | None | Natural Gas Fuel Furnace | None | 60000-69999 | 100% CFL | Occupied | 1990s | Electricity | Yes | 0 | 58.0281 | 37.8062 | 135.985 | 1028.6795 | 0 | 0 | 250.8688 | 0 | 0 | 0 | 0 | 3636.4258 | 52.1667 | 0 | 753.7788 | 21.9803 | 3166.6329 | 0 | 0 | 0 | 537.1993 | 727.1093 | 0 | 0 | 0 | 0 | 770.4838 | 0 | 0 | 0 | 10549.9724 | 0 | 0 | 0 | 0 | 0 | 0 | 0 | 0 | 0 | 0 | 21727.1168 | 21727.1168 | 10406.6606 | 10406.6606 | 0 | 11320.4562 | 0 | 1752.2228 | 0 | 2580.8208 | 0 | 3906.7974 | 0 | 2580.8208 | 0 | 3435.7372 | 0 | 2580.8208 | 0 | 4166.8723 | 0 | 2580.8208 | 0 | 4333.0436 | 6487.6183 | 6016.5581 | 6747.6932
198310 | 242.131 | 1220 | 3 | Standard Efficiency | Electric, 80% Usage | EnergyStar, 80% Usage | Electric, 80% Usage | None | 400%+ | None | None | Single-Family Detached | Single-Family Detached | Single-Family Detached | 1000-1499 | 0-1499 | 1 | Fuel Oil | 100% Conditioned | Central AC | None | Fuel Oil Fuel Furnace | None | 80000-99999 | 100% Incandescent | Occupied | 1980s | Fuel Oil | Yes | 67.9925 | 419.6778 | 24.618 | 414.6956 | 2707.0975 | 0 | 0 | 436.3828 | 0 | 0 | 0 | 0 | 0 | 160.896 | 99.9372 | 1535.3993 | 21.9803 | 1273.9799 | 0 | 0 | 0 | 377.1825 | 880.0924 | 0 | 0 | 17391.1304 | 2955.9148 | 0 | 1712.4143 | 0 | 0 | 0 | 0 | 0 | 0 | 0 | 0 | 0 | 0 | 0 | 0 | 0 | 30479.3913 | 30479.3913 | 8419.9318 | 8419.9318 | 20347.0452 | 1712.4143 | 0 | 1459.5024 | 6169.1946 | 390.3947 | 0 | 3165.3005 | 6169.1946 | 390.3947 | 0 | 2937.2047 | 6169.1946 | 390.3947 | 0 | 3471.7407 | 6169.1946 | 390.3947 | 0 | 8019.0917 | 9724.8898 | 9496.7941 | 10031.33
198352 | 242.131 | 1220 | 3 | Standard Efficiency | Electric, 100% Usage | EnergyStar, 100% Usage | Electric, 100% Usage | 290 Rated kWh, 100% Usage | 400%+ | None | None | Single-Family Detached | Single-Family Detached | Single-Family Detached | 1000-1499 | 0-1499 | 1 | Natural Gas | 100% Conditioned | Central AC | None | Natural Gas Fuel Furnace | None | 80000-99999 | 100% LED | Occupied | 2000s | Natural Gas | Yes | 67.9925 | 524.5972 | 30.7725 | 487.3772 | 2980.2397 | 125.7275 | 0 | 506.4268 | 0 | 0 | 0 | 0 | 0 | 26.9625 | 16.7051 | 375.131 | 21.9803 | 2547.9599 | 0 | 0 | 0 | 471.2583 | 434.0383 | 383.63 | 0 | 0 | 0 | 0 | 0 | 0 | 0 | 20301.6192 | 0 | 4964.6239 | 0 | 0 | 0 | 0 | 0 | 0 | 0 | 0 | 34266.7487 | 34266.7487 | 9000.5056 | 9000.5056 | 0 | 25266.2431 | 0 | 1540.9159 | 0 | 5760.16 | 0 | 3343.7999 | 0 | 5760.16 | 0 | 2960.3112 | 0 | 5760.16 | 0 | 3520.9663 | 0 | 5760.16 | 0 | 7301.0759 | 9103.9599 | 8720.4712 | 9281.1263
198354 | 242.131 | 1690 | 3 | Standard Efficiency | Electric, 100% Usage | EnergyStar, 100% Usage | Electric, 100% Usage | None | 300-400% | None | None | Single-Family Detached | Single-Family Detached | Single-Family Detached | 1500-1999 | 1500-2499 | 1 | Fuel Oil | 60% Conditioned | Central AC | None | Fuel Oil Fuel Furnace | None | 60000-69999 | 100% LED | Occupied | 1970s | Electricity | Yes | 67.9925 | 400.042 | 23.4457 | 388.3192 | 3151.6863 | 0 | 0 | 566.2133 | 0 | 0 | 897.3836 | 886.54 | 2242.2868 | 30.7725 | 0 | 473.6028 | 21.9803 | 2382.6678 | 0 | 0 | 0 | 405.6104 | 434.0383 | 0 | 0 | 21900.6149 | 0 | 0 | 0 | 0 | 0 | 0 | 0 | 0 | 0 | 0 | 0 | 0 | 0 | 0 | 0 | 0 | 34273.4894 | 34273.4894 | 12373.1675 | 12373.1675 | 21900.6149 | 0 | 0 | 2146.6037 | 6640.2331 | 0 | 0 | 4714.4858 | 6640.2331 | 0 | 0 | 4336.3045 | 6640.2331 | 0 | 0 | 5188.2099 | 6640.2331 | 0 | 0 | 8786.8367 | 11354.7188 | 10976.5376 | 11828.443
198387 | 242.131 | 2152 | 3 | None | Electric, 80% Usage | EnergyStar, 80% Usage | Gas, 80% Usage | None | 300-400% | None | 7 | Single-Family Attached | Single-Family Attached | Single-Family Attached | 2000-2499 | 1500-2499 | 2 | Natural Gas | 20% Conditioned | Room AC | None | Natural Gas Fuel Wall/Floor Furnace | None | 40000-44999 | 100% LED | Occupied | 1940s | Natural Gas | Yes | 0 | 231.8192 | 13.4813 | 0 | 720.3687 | 0 | 0 | 0 | 0 | 0 | 0 | 0 | 0 | 34.5824 | 0 | 570.6094 | 21.9803 | 900.9005 | 0 | 0 | 0 | 19.0496 | 1790.0781 | 0 | 0 | 0 | 0 | 0 | 0 | 0 | 0 | 42413.8314 | 0 | 2088.4244 | 0 | 0 | 555.9558 | 0 | 0 | 0 | 0 | 0 | 49360.495 | 49360.495 | 4302.5764 | 4302.5764 | 0 | 45057.9186 | 0 | 739.7924 | 0 | 10272.2737 | 0 | 1622.2677 | 0 | 10272.2737 | 0 | 1432.7649 | 0 | 10272.2737 | 0 | 1711.7433 | 0 | 10272.2737 | 0 | 11012.0661 | 11894.5414 | 11705.0387 | 11984.017
198399 | 242.131 | 1690 | 3 | None | Gas, 100% Usage | EnergyStar, 100% Usage | Electric, 100% Usage | 290 Rated kWh, 100% Usage | 400%+ | None | None | Single-Family Detached | Single-Family Detached | Single-Family Detached | 1500-1999 | 1500-2499 | 1 | Natural Gas | 100% Conditioned | Central AC | None | Natural Gas Fuel Wall/Floor Furnace | None | 200000+ | 100% CFL | Occupied | 1960s | Electricity | Yes | 0 | 35.7547 | 23.4457 | 797.7395 | 3941.2197 | 91.1451 | 0 | 0 | 0 | 0 | 0 | 0 | 2088.1314 | 46.0122 | 0 | 620.1384 | 21.9803 | 2382.6678 | 0 | 0 | 0 | 405.6104 | 434.0383 | 0 | 0 | 0 | 0 | 475.0682 | 0 | 0 | 0 | 31099.8227 | 0 | 0 | 0 | 0 | 0 | 0 | 0 | 0 | 0 | 0 | 42462.7743 | 42462.7743 | 10887.8833 | 10887.8833 | 0 | 31574.8909 | 0 | 1887.0037 | 0 | 7198.4116 | 0 | 4086.8568 | 0 | 7198.4116 | 0 | 3623.2292 | 0 | 7198.4116 | 0 | 4269.029 | 0 | 7198.4116 | 0 | 9085.4153 | 11285.2684 | 10821.6407 | 11467.4406
198411 | 242.131 | 1202 | 3 | Standard Efficiency, No usage | Electric, 120% Usage | Standard, 120% Usage | Electric, 120% Usage | 290 Rated kWh, 120% Usage | 300-400% | None | 6 | Single-Family Attached | Single-Family Attached | Single-Family Attached | 1000-1499 | 0-1499 | 2 | Electricity | 100% Conditioned | Heat Pump | None | Electricity ASHP | None | 45000-49999 | 100% Incandescent | Vacant | 1990s | Electricity | Yes | 0 | 0 | 0 | 368.6834 | 1526.6072 | 0 | 0 | 88.5075 | 45.1329 | 954.8255 | 0 | 0 | 210.132 | 0 | 0 | 0 | 21.9803 | 0 | 0 | 0 | 0 | 0 | 434.0383 | 0 | 0 | 0 | 0 | 0 | 0 | 0 | 0 | 0 | 0 | 0 | 0 | 0 | 0 | 0 | 0 | 0 | 0 | 0 | 3649.614 | 3649.614 | 3649.614 | 3649.614 | 0 | 0 | 0 | 637.9854 | 0 | 0 | 0 | 1402.719 | 0 | 0 | 0 | 1238.1339 | 0 | 0 | 0 | 1435.1567 | 0 | 0 | 0 | 637.9854 | 1402.719 | 1238.1339 | 1435.1567
198496 | 242.131 | 1690 | 3 | Standard Efficiency | Electric, 100% Usage | EnergyStar, 100% Usage | Electric, 100% Usage | 290 Rated kWh, 100% Usage | 400%+ | None | None | Single-Family Detached | Single-Family Detached | Single-Family Detached | 1500-1999 | 1500-2499 | 1 | Propane | 100% Conditioned | Central AC | None | Propane Fuel Furnace | None | 100000-119999 | 100% Incandescent | Occupied | 1990s | Propane | Yes | 81.7668 | 648.8593 | 37.8062 | 376.0102 | 2998.117 | 160.6029 | 0 | 94.662 | 0 | 0 | 0 | 0 | 0 | 184.6348 | 99.9372 | 1938.9582 | 21.9803 | 3012.1845 | 0 | 0 | 0 | 537.1993 | 434.0383 | 0 | 0 | 0 | 0 | 0 | 0 | 1020.7665 | 0 | 0 | 0 | 0 | 0 | 0 | 0 | 0 | 0 | 6151.5618 | 5640.4458 | 0 | 23438.945 | 23438.945 | 10626.4639 | 10626.4639 | 0 | 1020.7665 | 11791.7145 | 1814.6022 | 0 | 232.6911 | 3244.9359 | 3962.9172 | 0 | 232.6911 | 3244.9359 | 3504.8792 | 0 | 232.6911 | 3244.9359 | 4179.7775 | 0 | 232.6911 | 3244.9359 | 5292.2291 | 7440.5442 | 6982.5061 | 7657.4044
198504 | 242.131 | 1675 | 2 | None | None | None | Propane, 100% Usage | 290 Rated kWh, 100% Usage | 300-400% | None | 7 | Single-Family Attached | Single-Family Attached | Single-Family Attached | 1500-1999 | 1500-2499 | 1 | Electricity | 100% Conditioned | Central AC | None | Electricity Electric Furnace | None | 60000-69999 | 100% Incandescent | Occupied | 1980s | Natural Gas | Yes | 0 | 0 | 0 | 450.1572 | 2597.4889 | 82.646 | 319.7405 | 200.7537 | 0 | 8930.1686 | 0 | 0 | 0 | 183.7556 | 0 | 1926.0631 | 16.412 | 1859.5359 | 0 | 0 | 0 | 26.6695 | 480.0504 | 337.3248 | 0 | 0 | 0 | 0 | 0 | 0 | 0 | 0 | 0 | 3561.1066 | 0 | 0 | 0 | 0 | 0 | 0 | 0 | 781.0344 | 21752.9071 | 21752.9071 | 17410.7661 | 17410.7661 | 0 | 3561.1066 | 781.0344 | 2961.7663 | 0 | 811.8641 | 214.9288 | 6822.9038 | 0 | 811.8641 | 214.9288 | 5946.508 | 0 | 811.8641 | 214.9288 | 7184.7095 | 0 | 811.8641 | 214.9288 | 3988.5593 | 7849.6967 | 6973.3009 | 8211.5024
198554 | 242.131 | 1220 | 2 | None | Electric, 100% Usage | EnergyStar, 100% Usage | Electric, 100% Usage | 290 Rated kWh, 100% Usage | 300-400% | None | None | Single-Family Detached | Single-Family Detached | Single-Family Detached | 1000-1499 | 0-1499 | 1 | Natural Gas | 100% Conditioned | Central AC | None | Natural Gas Fuel Furnace | None | 50000-59999 | 100% CFL | Occupied | 1960s | Electricity | Yes | 0 | 400.042 | 23.4457 | 839.0625 | 3692.6955 | 91.1451 | 319.7405 | 204.8567 | 0 | 0 | 0 | 0 | 2097.5096 | 40.1507 | 0 | 491.1871 | 16.412 | 2233.2016 | 0 | 0 | 0 | 405.6104 | 914.0887 | 0 | 0 | 0 | 0 | 0 | 0 | 0 | 0 | 13016.4585 | 0 | 0 | 0 | 0 | 0 | 0 | 0 | 0 | 0 | 0 | 24785.6065 | 24785.6065 | 11769.4411 | 11769.4411 | 0 | 13016.4585 | 0 | 2042.78 | 0 | 2967.4612 | 0 | 4411.1391 | 0 | 2967.4612 | 0 | 3910.4951 | 0 | 2967.4612 | 0 | 4632.2622 | 0 | 2967.4612 | 0 | 5010.2412 | 7378.6002 | 6877.9563 | 7599.7233
198582 | 242.131 | 1690 | 3 | None | Electric, 100% Usage | EnergyStar, 100% Usage | Electric, 100% Usage | None | 200-300% | None | None | Single-Family Detached | Single-Family Detached | Single-Family Detached | 1500-1999 | 1500-2499 | 1 | Natural Gas | 100% Conditioned | Central AC | None | Natural Gas Fuel Furnace | None | 35000-39999 | 100% CFL | Occupied | 1970s | Natural Gas | Yes | 0 | 275.7799 | 16.1189 | 957.7563 | 5309.2755 | 0 | 319.7405 | 683.4417 | 0 | 0 | 0 | 0 | 0 | 46.0122 | 0 | 620.1384 | 21.9803 | 2067.9095 | 0 | 1672.8497 | 0 | 339.6694 | 434.0383 | 0 | 0 | 0 | 0 | 0 | 0 | 0 | 0 | 27475.7059 | 0 | 2525.6865 | 0 | 0 | 0 | 0 | 0 | 0 | 0 | 0 | 42766.1028 | 42766.1028 | 12764.7105 | 12764.7105 | 0 | 30001.3924 | 0 | 2101.9484 | 0 | 6839.7298 | 0 | 4592.0716 | 0 | 6839.7298 | 0 | 4081.1361 | 0 | 6839.7298 | 0 | 4777.4326 | 0 | 6839.7298 | 0 | 8941.6782 | 11431.8014 | 10920.8659 | 11617.1624
198719 | 242.131 | 2176 | 4 | Standard Efficiency | Electric, 100% Usage | EnergyStar, 100% Usage | Electric, 100% Usage | 290 Rated kWh, 100% Usage | 400%+ | None | None | Single-Family Detached | Single-Family Detached | Single-Family Detached | 2000-2499 | 1500-2499 | 2 | Fuel Oil | 100% Conditioned | Central AC | None | Fuel Oil Fuel Boiler | None | 200000+ | 100% Incandescent | Occupied | 1960s | Electricity | Yes | 67.9925 | 648.8593 | 37.8062 | 1257.568 | 5584.4692 | 160.6029 | 319.7405 | 100.2303 | 0 | 0 | 0 | 0 | 3896.6729 | 208.6666 | 0 | 2355.9983 | 21.9803 | 3166.6329 | 0 | 0 | 0 | 537.1993 | 480.0504 | 0 | 0 | 20364.0433 | 0 | 0 | 0 | 0 | 0 | 0 | 0 | 0 | 0 | 0 | 0 | 0 | 0 | 0 | 0 | 0 | 39209.0992 | 39209.0992 | 18845.0559 | 18845.0559 | 20364.0433 | 0 | 0 | 3192.6974 | 6174.3814 | 0 | 0 | 6901.2668 | 6174.3814 | 0 | 0 | 6117.1825 | 6174.3814 | 0 | 0 | 7306.8732 | 6174.3814 | 0 | 0 | 9367.0789 | 13075.6483 | 12291.564 | 13481.2547
198804 | 242.131 | 885 | 2 | Standard Efficiency | Electric, 100% Usage | EnergyStar, 100% Usage | Electric, 100% Usage | 290 Rated kWh, 100% Usage | 400%+ | None | None | Single-Family Detached | Single-Family Detached | Single-Family Detached | 750-999 | 0-1499 | 1 | Natural Gas | 40% Conditioned | Room AC | None | Natural Gas Fuel Wall/Floor Furnace | None | 80000-99999 | 100% CFL | Occupied | 1940s | Natural Gas | Yes | 67.9925 | 524.5972 | 30.7725 | 0 | 890.9361 | 125.7275 | 0 | 0 | 0 | 0 | 0 | 0 | 0 | 36.0477 | 24.911 | 399.1628 | 16.412 | 2441.5751 | 0 | 0 | 0 | 471.2583 | 434.0383 | 0 | 0 | 0 | 0 | 0 | 0 | 804.7732 | 0 | 13999.4189 | 0 | 5007.9984 | 0 | 0 | 0 | 0 | 0 | 0 | 0 | 0 | 25275.6214 | 25275.6214 | 5463.4309 | 5463.4309 | 0 | 19812.1905 | 0 | 918.1118 | 0 | 4516.7753 | 0 | 2034.8508 | 0 | 4516.7753 | 0 | 1794.7153 | 0 | 4516.7753 | 0 | 2152.4886 | 0 | 4516.7753 | 0 | 5434.8871 | 6551.6261 | 6311.4906 | 6669.2639
198971 | 242.131 | 853 | 2 | None | None | Standard, 100% Usage | Electric, 100% Usage | None | 150-200% | 9 | None | 5 to 9 Unit | Multifamily with 5+ units, 1-3 stories | Multi-Family with 5+ Units | 750-999 | 0-1499 | 3 | Electricity | 60% Conditioned | Room AC | Heating Only | Electricity Shared Heating | Boiler Baseboards Heating Only, Electricity | 20000-24999 | 100% Incandescent | Occupied | 1950s | Electricity | Yes | 0 | 0 | 20.808 | 0 | 884.4885 | 0 | 0 | 50.7013 | 0 | 1111.6186 | 0 | 0 | 1356.0398 | 142.7256 | 0 | 1220.3479 | 16.412 | 1466.5276 | 0 | 0 | 0 | 346.9961 | 434.0383 | 0 | 0 | 0 | 0 | 0 | 0 | 0 | 0 | 0 | 0 | 0 | 0 | 0 | 0 | 0 | 0 | 0 | 0 | 0 | 7050.4107 | 7050.4107 | 7050.4107 | 7050.4107 | 0 | 0 | 0 | 1250.0085 | 0 | 0 | 0 | 2796.998 | 0 | 0 | 0 | 2450.3813 | 0 | 0 | 0 | 2953.2265 | 0 | 0 | 0 | 1250.0085 | 2796.998 | 2450.3813 | 2953.2265
198988 | 242.131 | 1220 | 2 | None | Gas, 100% Usage | EnergyStar, 100% Usage | Electric, 100% Usage | None | 400%+ | None | None | Single-Family Detached | Single-Family Detached | Single-Family Detached | 1000-1499 | 0-1499 | 1 | Natural Gas | 80% Conditioned | Central AC | None | Natural Gas Fuel Furnace | None | 80000-99999 | 100% CFL | Occupied | 1970s | Natural Gas | Yes | 0 | 46.8914 | 30.7725 | 223.9063 | 1625.9583 | 0 | 0 | 257.6095 | 0 | 0 | 0 | 0 | 0 | 40.1507 | 0 | 491.1871 | 16.412 | 2547.9599 | 0 | 0 | 0 | 471.2583 | 727.1093 | 0 | 0 | 0 | 0 | 622.776 | 0 | 0 | 0 | 10333.3929 | 0 | 4121.7515 | 0 | 0 | 0 | 0 | 0 | 0 | 0 | 0 | 21557.1356 | 21557.1356 | 6479.2152 | 6479.2152 | 0 | 15077.9204 | 0 | 1118.9452 | 0 | 3437.469 | 0 | 2431.1712 | 0 | 3437.469 | 0 | 2147.9749 | 0 | 3437.469 | 0 | 2570.6014 | 0 | 3437.469 | 0 | 4556.4143 | 5868.6402 | 5585.4439 | 6008.0704
198995 | 242.131 | 1675 | 2 | Standard Efficiency | Electric, 100% Usage | EnergyStar, 100% Usage | Electric, 100% Usage | 290 Rated kWh, 100% Usage | 200-300% | None | 10 | Single-Family Attached | Single-Family Attached | Single-Family Attached | 1500-1999 | 1500-2499 | 2 | Electricity | <10% Conditioned | Room AC | None | Electricity Baseboard | None | 40000-44999 | 100% Incandescent | Occupied | 1970s | Electricity | Yes | 67.9925 | 366.925 | 21.6873 | 0 | 431.6937 | 82.646 | 0 | 0 | 0 | 4170.4013 | 0 | 0 | 1943.0612 | 183.7556 | 0 | 1926.0631 | 16.412 | 1859.5359 | 0 | 0 | 0 | 389.4915 | 480.0504 | 0 | 0 | 0 | 0 | 0 | 0 | 0 | 0 | 0 | 0 | 0 | 0 | 0 | 0 | 0 | 0 | 0 | 0 | 0 | 11939.4223 | 11939.4223 | 11939.4223 | 11939.4223 | 0 | 0 | 0 | 2066.8898 | 0 | 0 | 0 | 4737.2434 | 0 | 0 | 0 | 4133.4494 | 0 | 0 | 0 | 5005.7483 | 0 | 0 | 0 | 2066.8898 | 4737.2434 | 4133.4494 | 5005.7483
199069 | 242.131 | 1138 | 3 | None | Gas, 120% Usage | Standard, 120% Usage | Gas, 120% Usage | None | 200-300% | 12 | None | 10 to 19 Unit | Multifamily with 5+ units, 1-3 stories | Multi-Family with 5+ Units | 1000-1499 | 0-1499 | 3 | Natural Gas | None | None | None | Natural Gas Fuel Furnace | None | 35000-39999 | 100% CFL | Occupied | 1960s | Natural Gas | Yes | 0 | 59.2004 | 24.911 | 0 | 0 | 0 | 0 | 186.6863 | 0 | 0 | 0 | 0 | 0 | 39.2715 | 0 | 468.6206 | 21.9803 | 3162.5299 | 0 | 0 | 0 | 28.4279 | 434.0383 | 0 | 0 | 0 | 0 | 787.1889 | 0 | 0 | 0 | 7886.2494 | 0 | 3918.0671 | 0 | 0 | 833.7872 | 0 | 0 | 0 | 0 | 0 | 17850.6658 | 17850.6658 | 4425.6662 | 4425.6662 | 0 | 13425.2926 | 0 | 768.1156 | 0 | 3060.6699 | 0 | 1715.2981 | 0 | 3060.6699 | 0 | 1505.6745 | 0 | 3060.6699 | 0 | 1822.6357 | 0 | 3060.6699 | 0 | 3828.7854 | 4775.968 | 4566.3443 | 4883.3056
199080 | 242.131 | 1690 | 3 | Standard Efficiency | Gas, 120% Usage | Standard, 120% Usage | Electric, 120% Usage | 290 Rated kWh, 120% Usage | 400%+ | None | None | Single-Family Detached | Single-Family Detached | Single-Family Detached | 1500-1999 | 1500-2499 | 2 | Electricity | 80% Conditioned | Room AC | None | Electricity Baseboard | None | 160000-179999 | 100% Incandescent | Occupied | 1980s | Electricity | Yes | 67.9925 | 132.7612 | 55.6835 | 0 | 3375.8857 | 192.5477 | 319.7405 | 0 | 0 | 8871.2613 | 0 | 0 | 7084.7 | 184.6348 | 99.9372 | 1938.9582 | 21.9803 | 6024.3689 | 0 | 0 | 0 | 644.7564 | 400.042 | 0 | 0 | 0 | 0 | 1762.5294 | 0 | 0 | 0 | 0 | 0 | 0 | 0 | 0 | 0 | 0 | 0 | 0 | 0 | 0 | 31177.4866 | 31177.4866 | 29414.9572 | 29414.9572 | 0 | 1762.5294 | 0 | 5035.0105 | 0 | 401.8524 | 0 | 11484.3787 | 0 | 401.8524 | 0 | 10044.0932 | 0 | 401.8524 | 0 | 12159.5663 | 0 | 401.8524 | 0 | 5436.8629 | 11886.2311 | 10445.9456 | 12561.4188
199131 | 242.131 | 1690 | 3 | None | Electric, 120% Usage | Standard, 120% Usage | Electric, 120% Usage | 318 Rated kWh, 120% Usage | 400%+ | None | None | Single-Family Detached | Single-Family Detached | Single-Family Detached | 1500-1999 | 1500-2499 | 2 | Natural Gas | 100% Conditioned | Central AC | None | Natural Gas Fuel Furnace | None | 140000-159999 | 100% LED | Occupied | 1950s | Electricity | Yes | 0 | 1199.833 | 44.8399 | 685.7863 | 4138.4566 | 161.7752 | 0 | 529.2864 | 0 | 0 | 0 | 0 | 5556.0413 | 30.7725 | 0 | 473.6028 | 21.9803 | 5394.8523 | 0 | 0 | 0 | 565.6272 | 914.0887 | 0 | 0 | 0 | 0 | 0 | 0 | 0 | 0 | 25875.8309 | 0 | 0 | 0 | 0 | 0 | 0 | 0 | 0 | 0 | 0 | 45592.7733 | 45592.7733 | 19717.2354 | 19717.2354 | 0 | 25875.8309 | 0 | 3266.6833 | 0 | 5899.1466 | 0 | 7164.6557 | 0 | 5899.1466 | 0 | 6331.3194 | 0 | 5899.1466 | 0 | 7647.3333 | 0 | 5899.1466 | 0 | 9165.8299 | 13063.8023 | 12230.466 | 13546.4799
199163 | 242.131 | 1690 | 3 | None | Electric, 80% Usage | EnergyStar, 80% Usage | Electric, 80% Usage | None | 200-300% | None | None | Single-Family Detached | Single-Family Detached | Single-Family Detached | 1500-1999 | 1500-2499 | 1 | Electricity | 100% Conditioned | Heat Pump | None | Electricity ASHP | None | 50000-59999 | 100% CFL | Occupied | 1960s | Electricity | Yes | 0 | 519.0289 | 30.1863 | 1320.2852 | 4205.8629 | 0 | 319.7405 | 579.6946 | 980.6158 | 7497.051 | 0 | 0 | 1912.8749 | 46.0122 | 0 | 620.1384 | 21.9803 | 1506.0922 | 0 | 0 | 0 | 429.9353 | 817.9614 | 0 | 0 | 0 | 0 | 0 | 0 | 0 | 0 | 0 | 0 | 0 | 0 | 0 | 0 | 0 | 0 | 0 | 0 | 0 | 20807.7529 | 20807.7529 | 20807.7529 | 20807.7529 | 0 | 0 | 0 | 3671.5363 | 0 | 0 | 0 | 8305.6129 | 0 | 0 | 0 | 7271.7298 | 0 | 0 | 0 | 8668.4804 | 0 | 0 | 0 | 3671.5363 | 8305.6129 | 7271.7298 | 8668.4804
199176 | 242.131 | 1220 | 3 | None | Propane, 120% Usage | EnergyStar, 120% Usage | Electric, 120% Usage | 290 Rated kWh, 120% Usage | 200-300% | None | None | Single-Family Detached | Single-Family Detached | Single-Family Detached | 1000-1499 | 0-1499 | 1 | Propane | 100% Conditioned | Central AC | None | Propane Fuel Furnace | None | 40000-44999 | 100% CFL | Occupied | 1990s | Electricity | Yes | 0 | 42.7884 | 28.1348 | 501.1515 | 2289.7643 | 109.3155 | 0 | 38.3923 | 0 | 0 | 0 | 0 | 3959.6832 | 40.1507 | 0 | 491.1871 | 21.9803 | 4466.4031 | 0 | 0 | 0 | 486.498 | 434.0383 | 0 | 0 | 0 | 0 | 0 | 0 | 0 | 0 | 0 | 0 | 0 | 0 | 0 | 0 | 570.3163 | 0 | 5570.4018 | 0 | 0 | 19050.4988 | 19050.4988 | 12909.7806 | 12909.7806 | 0 | 0 | 6140.7181 | 2064.5066 | 0 | 0 | 1689.8348 | 4637.1193 | 0 | 0 | 1689.8348 | 4089.3089 | 0 | 0 | 1689.8348 | 4943.6098 | 0 | 0 | 1689.8348 | 3754.3414 | 6326.954 | 5779.1437 | 6633.4446
199208 | 242.131 | 617 | 1 | Standard Efficiency | Electric, 100% Usage | EnergyStar, 100% Usage | Electric, 100% Usage | 290 Rated kWh, 100% Usage | 200-300% | 116 | None | 50 or more Unit | Multifamily with 5+ units, 8+ stories | Multi-Family with 5+ Units | 500-749 | 0-1499 | 8 | Electricity | 100% Conditioned | Room AC | Heating Only | Electricity Shared Heating | Boiler Baseboards Heating Only, Electricity | 40000-44999 | 100% LED | Occupied | <1940 | Electricity | No | 67.9925 | 450.1572 | 26.3764 | 0 | 1507.5576 | 105.2125 | 319.7405 | 58.3211 | 0 | 1374.5033 | 0 | 0 | 938.4136 | 21.6873 | 0 | 248.8173 | 16.412 | 1761.6502 | 0 | 0 | 0 | 431.9868 | 480.0504 | 0 | 0 | 0 | 0 | 0 | 1421.9808 | 0 | 0 | 0 | 0 | 0 | 0 | 0 | 0 | 0 | 0 | 0 | 0 | 0 | 9230.2733 | 9230.2733 | 7808.5856 | 7808.5856 | 0 | 1421.9808 | 0 | 1348.5859 | 0 | 324.1589 | 0 | 3063.6853 | 0 | 324.1589 | 0 | 2689.8908 | 0 | 324.1589 | 0 | 3194.4723 | 0 | 324.1589 | 0 | 1672.7448 | 3387.8442 | 3014.0496 | 3518.6312
199243 | 242.131 | 617 | 2 | None | Electric, 80% Usage | Standard, 80% Usage | Gas, 80% Usage | None | 0-100% | 3 | None | 3 or 4 Unit | Multifamily with 2-4 Units | Multi-Family with 2 - 4 Units | 500-749 | 0-1499 | 3 | Natural Gas | 20% Conditioned | Room AC | Heating Only | Natural Gas Shared Heating | Boiler Baseboards Heating Only, Natural Gas | <10000 | 100% Incandescent | Occupied | <1940 | Natural Gas | No | 0 | 564.1618 | 21.1011 | 0 | 515.512 | 0 | 0 | 118.6938 | 0 | 0 | 0 | 0 | 0 | 130.7097 | 0 | 1017.8358 | 16.412 | 606.071 | 0 | 0 | 0 | 21.3942 | 727.1093 | 0 | 0 | 0 | 0 | 0 | 0 | 0 | 0 | 11845.3465 | 0 | 2722.9233 | 0 | 0 | 624.8275 | 0 | 0 | 0 | 0 | 0 | 18931.805 | 18931.805 | 3738.7076 | 3738.7076 | 0 | 15192.8043 | 0 | 636.9389 | 0 | 3463.679 | 0 | 1398.5369 | 0 | 3463.679 | 0 | 1233.0156 | 0 | 3463.679 | 0 | 1493.1608 | 0 | 3463.679 | 0 | 4100.6179 | 4862.2158 | 4696.6945 | 4956.8397
199333 | 242.131 | 8194 | 5 | Standard Efficiency | Gas, 100% Usage | EnergyStar, 100% Usage | Electric, 100% Usage | 290 Rated kWh, 100% Usage | 400%+ | None | None | Single-Family Detached | Single-Family Detached | Single-Family Detached | 4000+ | 4000+ | 3 | Natural Gas | 100% Conditioned | Central AC | None | Natural Gas Fuel Boiler | None | 140000-159999 | 100% Incandescent | Occupied | <1940 | Natural Gas | Yes | 67.9925 | 69.1648 | 45.1329 | 2889.0946 | 9056.1891 | 195.1853 | 0 | 99.9372 | 0 | 0 | 0 | 0 | 0 | 509.6506 | 0 | 7521.669 | 27.2556 | 5395.1453 | 0 | 0 | 0 | 603.1403 | 400.042 | 0 | 0 | 0 | 0 | 918.1917 | 0 | 0 | 0 | 54674.4596 | 0 | 7089.9753 | 1154.4069 | 0 | 0 | 0 | 0 | 0 | 0 | 0 | 90717.5121 | 90717.5121 | 26880.1855 | 26880.1855 | 0 | 63837.0335 | 0 | 4755.2279 | 0 | 14553.5507 | 0 | 10085.5511 | 0 | 14553.5507 | 0 | 8960.109 | 0 | 14553.5507 | 0 | 10600.1625 | 0 | 14553.5507 | 0 | 19308.7786 | 24639.1017 | 23513.6597 | 25153.7131
199434 | 242.131 | 1138 | 2 | Standard Efficiency | Electric, 100% Usage | EnergyStar, 100% Usage | Electric, 100% Usage | None | 400%+ | 12 | None | 10 to 19 Unit | Multifamily with 5+ units, 1-3 stories | Multi-Family with 5+ Units | 1000-1499 | 0-1499 | 2 | Natural Gas | 100% Conditioned | Central AC | Heating and Cooling | Natural Gas Shared Heating | Fan Coil Heating and Cooling, Natural Gas | 140000-159999 | 100% CFL | Occupied | 1980s | Natural Gas | Yes | 67.9925 | 289.8473 | 16.9981 | 14.9466 | 1227.9678 | 0 | 0 | 315.9306 | 0 | 0 | 0 | 0 | 0 | 39.2715 | 0 | 468.6206 | 16.412 | 1581.4115 | 0 | 0 | 0 | 346.9961 | 480.0504 | 0 | 0 | 0 | 0 | 0 | 0 | 0 | 0 | 6736.2385 | 0 | 2632.9505 | 0 | 0 | 0 | 0 | 0 | 0 | 0 | 0 | 14235.3411 | 14235.3411 | 4866.152 | 4866.152 | 0 | 9369.4821 | 0 | 821.2517 | 0 | 2136.0182 | 0 | 1785.9791 | 0 | 2136.0182 | 0 | 1578.9442 | 0 | 2136.0182 | 0 | 1902.4757 | 0 | 2136.0182 | 0 | 2957.2698 | 3921.9973 | 3714.9623 | 4038.4939
199462 | 242.131 | 3301 | 4 | Standard Efficiency | Electric, 80% Usage | Standard, 80% Usage | Electric, 80% Usage | None | 400%+ | None | None | Single-Family Detached | Single-Family Detached | Single-Family Detached | 3000-3999 | 2500-3999 | 2 | Electricity | 100% Conditioned | Central AC | None | Electricity Electric Furnace | None | 200000+ | 100% Incandescent | Occupied | 1990s | Electricity | Yes | 67.9925 | 610.174 | 22.8595 | 905.8827 | 5046.0977 | 0 | 0 | 251.748 | 0 | 17335.7399 | 0 | 0 | 1395.0183 | 264.9362 | 99.9372 | 3321.6675 | 21.9803 | 1447.478 | 0 | 0 | 0 | 324.4297 | 480.0504 | 435.5036 | 0 | 0 | 0 | 0 | 0 | 0 | 0 | 0 | 0 | 0 | 0 | 0 | 0 | 0 | 0 | 0 | 0 | 0 | 32032.0818 | 32032.0818 | 32032.0818 | 32032.0818 | 0 | 0 | 0 | 5827.6178 | 0 | 0 | 0 | 13028.2184 | 0 | 0 | 0 | 11760.415 | 0 | 0 | 0 | 14246.1144 | 0 | 0 | 0 | 5827.6178 | 13028.2184 | 11760.415 | 14246.1144
199505 | 242.131 | 2176 | 5 | Standard Efficiency | Electric, 80% Usage | EnergyStar, 80% Usage | Electric, 80% Usage | 290 Rated kWh, 80% Usage | 200-300% | None | None | Single-Family Detached | Single-Family Detached | Single-Family Detached | 2000-2499 | 1500-2499 | 1 | Natural Gas | 100% Conditioned | Central AC | None | Natural Gas Fuel Furnace | None | 70000-79999 | 100% Incandescent | Occupied | 1950s | Natural Gas | Yes | 67.9925 | 519.0289 | 30.1863 | 456.8978 | 3723.4679 | 128.3651 | 0 | 687.2517 | 0 | 0 | 0 | 0 | 0 | 208.6666 | 99.9372 | 2355.9983 | 27.2556 | 1583.463 | 0 | 0 | 0 | 429.9353 | 480.0504 | 0 | 0 | 0 | 0 | 0 | 0 | 0 | 0 | 27448.4503 | 0 | 3814.32 | 0 | 0 | 0 | 0 | 0 | 0 | 0 | 0 | 42061.853 | 42061.853 | 10799.0828 | 10799.0828 | 0 | 31262.7703 | 0 | 1854.0017 | 0 | 7127.2865 | 0 | 3952.8783 | 0 | 7127.2865 | 0 | 3504.7078 | 0 | 7127.2865 | 0 | 4201.9609 | 0 | 7127.2865 | 0 | 8981.2881 | 11080.1648 | 10631.9942 | 11329.2474
199515 | 242.131 | 1220 | 3 | None | Electric, 120% Usage | EnergyStar, 120% Usage | Electric, 120% Usage | None | 0-100% | None | None | Single-Family Detached | Single-Family Detached | Single-Family Detached | 1000-1499 | 0-1499 | 1 | Fuel Oil | None | None | None | Fuel Oil Fuel Furnace | None | 15000-19999 | 100% Incandescent | Occupied | 1950s | Fuel Oil | Yes | 0 | 629.5167 | 36.6339 | 0 | 0 | 0 | 319.7405 | 666.7367 | 0 | 0 | 0 | 0 | 0 | 160.896 | 99.9372 | 1535.3993 | 21.9803 | 5095.9198 | 0 | 0 | 0 | 565.6272 | 400.042 | 0 | 0 | 26751.2342 | 6725.1018 | 0 | 0 | 0 | 0 | 0 | 0 | 0 | 0 | 0 | 0 | 0 | 0 | 0 | 0 | 0 | 43009.3518 | 43009.3518 | 9533.0158 | 9533.0158 | 33476.6291 | 0 | 0 | 1614.2414 | 10150.0514 | 0 | 0 | 3635.1437 | 10150.0514 | 0 | 0 | 3188.1261 | 10150.0514 | 0 | 0 | 3877.0871 | 10150.0514 | 0 | 0 | 11764.2928 | 13785.1951 | 13338.1776 | 14027.1386
199549 | 242.131 | 2663 | 4 | Standard Efficiency | Electric, 120% Usage | EnergyStar, 120% Usage | Electric, 120% Usage | None | 400%+ | None | None | Single-Family Detached | Single-Family Detached | Single-Family Detached | 2500-2999 | 2500-3999 | 2 | Electricity | 100% Conditioned | Central AC | None | Electricity Electric Furnace | None | 180000-199999 | 100% Incandescent | Occupied | 2010s | Electricity | Yes | 67.9925 | 778.6898 | 45.426 | 1033.6617 | 5845.8886 | 0 | 319.7405 | 329.998 | 0 | 27227.4747 | 0 | 0 | 6585.0139 | 233.2846 | 99.9372 | 2774.2107 | 21.9803 | 6643.335 | 0 | 0 | 0 | 644.7564 | 914.0887 | 514.9259 | 0 | 0 | 0 | 0 | 0 | 0 | 0 | 0 | 0 | 0 | 0 | 0 | 0 | 0 | 0 | 0 | 0 | 0 | 54080.4045 | 54080.4045 | 54080.4045 | 54080.4045 | 0 | 0 | 0 | 9421.2342 | 0 | 0 | 0 | 21702.004 | 0 | 0 | 0 | 18925.2957 | 0 | 0 | 0 | 22910.0756 | 0 | 0 | 0 | 9421.2342 | 21702.004 | 18925.2957 | 22910.0756
199571 | 242.131 | 853 | 2 | Standard Efficiency | Gas, 120% Usage | EnergyStar, 120% Usage | Electric, 120% Usage | 318 Rated kWh, 120% Usage | 0-100% | 8 | None | 5 to 9 Unit | Multifamily with 5+ units, 1-3 stories | Multi-Family with 5+ Units | 750-999 | 0-1499 | 2 | Natural Gas | 100% Conditioned | Room AC | None | Natural Gas Fuel Boiler | None | <10000 | 100% Incandescent | Occupied | 1960s | Natural Gas | No | 67.9925 | 31.0655 | 20.2219 | 0 | 1366.5904 | 77.6638 | 0 | 66.5271 | 0 | 0 | 0 | 0 | 0 | 142.7256 | 0 | 1220.3479 | 16.412 | 2933.0553 | 0 | 0 | 0 | 416.454 | 480.0504 | 0 | 0 | 0 | 0 | 412.9371 | 0 | 0 | 0 | 5583.0039 | 0 | 4063.7235 | 0 | 0 | 0 | 0 | 0 | 0 | 0 | 0 | 16898.771 | 16898.771 | 6839.1065 | 6839.1065 | 0 | 10059.6645 | 0 | 1153.4287 | 0 | 2293.4048 | 0 | 2556.8947 | 0 | 2293.4048 | 0 | 2259.779 | 0 | 2293.4048 | 0 | 2688.6883 | 0 | 2293.4048 | 0 | 3446.8335 | 4850.2995 | 4553.1838 | 4982.093
199583 | 242.131 | 2152 | 4 | Standard Efficiency | Electric, 100% Usage | EnergyStar, 100% Usage | Electric, 100% Usage | None | 400%+ | None | 36 | Single-Family Attached | Single-Family Attached | Single-Family Attached | 2000-2499 | 1500-2499 | 2 | Electricity | 60% Conditioned | Central AC | None | Electricity Baseboard | None | 120000-139999 | 100% CFL | Occupied | 1990s | Electricity | Yes | 67.9925 | 450.1572 | 26.3764 | 541.5953 | 2270.7147 | 0 | 0 | 0 | 0 | 11344.195 | 0 | 0 | 2467.0723 | 51.8736 | 0 | 747.0382 | 21.9803 | 2063.8065 | 0 | 0 | 0 | 431.6937 | 1160.8545 | 0 | 0 | 0 | 0 | 0 | 0 | 0 | 0 | 0 | 0 | 0 | 0 | 0 | 0 | 0 | 0 | 0 | 0 | 0 | 21645.0569 | 21645.0569 | 21645.0569 | 21645.0569 | 0 | 0 | 0 | 3635.7923 | 0 | 0 | 0 | 8442.9434 | 0 | 0 | 0 | 7358.0271 | 0 | 0 | 0 | 8920.9989 | 0 | 0 | 0 | 3635.7923 | 8442.9434 | 7358.0271 | 8920.9989
199606 | 242.131 | 333 | 1 | None | None | None | Electric, 120% Usage | None | 100-150% | 8 | None | 5 to 9 Unit | Multifamily with 5+ units, 1-3 stories | Multi-Family with 5+ Units | 0-499 | 0-1499 | 2 | Electricity | 60% Conditioned | Room AC | None | Electricity Baseboard | None | 10000-14999 | 100% CFL | Occupied | 1950s | Electricity | No | 0 | 0 | 0 | 0 | 492.0663 | 0 | 0 | 0 | 0 | 2141.7634 | 0 | 0 | 2219.1341 | 29.3071 | 0 | 247.6451 | 16.412 | 2513.9636 | 0 | 0 | 0 | 416.454 | 480.0504 | 0 | 0 | 0 | 0 | 0 | 0 | 0 | 0 | 0 | 0 | 0 | 0 | 0 | 0 | 0 | 0 | 0 | 0 | 0 | 8556.796 | 8556.796 | 8556.796 | 8556.796 | 0 | 0 | 0 | 1513.1692 | 0 | 0 | 0 | 3429.1325 | 0 | 0 | 0 | 2999.0176 | 0 | 0 | 0 | 3626.0532 | 0 | 0 | 0 | 1513.1692 | 3429.1325 | 2999.0176 | 3626.0532
199615 | 242.131 | 633 | 2 | None | Electric, 100% Usage | EnergyStar, 100% Usage | Electric, 100% Usage | 290 Rated kWh, 100% Usage | 200-300% | None | None | Single-Family Detached | Single-Family Detached | Single-Family Detached | 500-749 | 0-1499 | 1 | Natural Gas | 100% Conditioned | Central AC | None | Natural Gas Fuel Wall/Floor Furnace | None | 35000-39999 | 100% Incandescent | Occupied | 1940s | Natural Gas | Yes | 0 | 400.042 | 23.4457 | 436.3828 | 2116.5593 | 91.1451 | 319.7405 | 0 | 0 | 0 | 0 | 0 | 0 | 131.5889 | 0 | 1031.6102 | 16.412 | 2046.5153 | 0 | 0 | 0 | 405.6104 | 400.042 | 0 | 0 | 0 | 0 | 0 | 0 | 0 | 0 | 8026.3374 | 0 | 3879.9679 | 0 | 0 | 0 | 0 | 0 | 0 | 0 | 0 | 19325.1064 | 19325.1064 | 7418.8011 | 7418.8011 | 0 | 11906.3053 | 0 | 1304.5158 | 0 | 2714.412 | 0 | 2826.726 | 0 | 2714.412 | 0 | 2501.1981 | 0 | 2714.412 | 0 | 2960.1393 | 0 | 2714.412 | 0 | 4018.9277 | 5541.1379 | 5215.6101 | 5674.5512
199631 | 242.131 | 1202 | 2 | Standard Efficiency | Electric, 100% Usage | Standard, 100% Usage | Electric, 100% Usage | 318 Rated kWh, 100% Usage | 150-200% | None | 16 | Single-Family Attached | Single-Family Attached | Single-Family Attached | 1000-1499 | 0-1499 | 1 | Natural Gas | 20% Conditioned | Room AC | Heating Only | Natural Gas Shared Heating | Boiler Baseboards Heating Only, Natural Gas | 20000-24999 | 100% Incandescent | Occupied | 1960s | Natural Gas | Yes | 67.9925 | 552.439 | 20.808 | 0 | 403.5589 | 64.7687 | 319.7405 | 85.8698 | 0 | 0 | 0 | 0 | 0 | 160.0168 | 0 | 1520.1596 | 16.412 | 1655.8515 | 0 | 0 | 0 | 346.9961 | 434.0383 | 0 | 0 | 0 | 0 | 0 | 0 | 0 | 0 | 8213.6098 | 0 | 2948.8811 | 0 | 0 | 0 | 0 | 0 | 0 | 0 | 0 | 16810.5566 | 16810.5566 | 5648.0657 | 5648.0657 | 0 | 11162.4909 | 0 | 991.9684 | 0 | 2544.8233 | 0 | 2159.1713 | 0 | 2544.8233 | 0 | 1900.3402 | 0 | 2544.8233 | 0 | 2314.3598 | 0 | 2544.8233 | 0 | 3536.7917 | 4703.9946 | 4445.1635 | 4859.1831
199702 | 242.131 | 2663 | 4 | None | Electric, 120% Usage | Standard, 120% Usage | Propane, 120% Usage | 290 Rated kWh, 120% Usage | 400%+ | None | None | Single-Family Detached | Single-Family Detached | Single-Family Detached | 2500-2999 | 2500-3999 | 2 | Fuel Oil | 60% Conditioned | Central AC | None | Fuel Oil Fuel Furnace | None | 200000+ | 100% CFL | Occupied | 1990s | Electricity | Yes | 0 | 1199.833 | 44.8399 | 798.0325 | 3571.071 | 150.9316 | 319.7405 | 283.3997 | 0 | 0 | 0 | 0 | 5931.1723 | 58.3211 | 24.911 | 887.4192 | 21.9803 | 6013.8184 | 0 | 0 | 0 | 38.6854 | 480.0504 | 0 | 0 | 16769.2336 | 0 | 0 | 0 | 0 | 0 | 0 | 0 | 0 | 0 | 0 | 0 | 0 | 0 | 0 | 0 | 1136.5296 | 37729.9696 | 37729.9696 | 19824.2064 | 19824.2064 | 16769.2336 | 0 | 1136.5296 | 3294.0803 | 5084.3736 | 0 | 312.7882 | 7273.9565 | 5084.3736 | 0 | 312.7882 | 6417.6748 | 5084.3736 | 0 | 312.7882 | 7747.1091 | 5084.3736 | 0 | 312.7882 | 8691.2421 | 12671.1183 | 11814.8366 | 13144.2709
199722 | 242.131 | 1675 | 3 | Standard Efficiency | Electric, 100% Usage | Standard, 100% Usage | Electric, 100% Usage | None | 400%+ | None | 50 | Single-Family Attached | Single-Family Attached | Single-Family Attached | 1500-1999 | 1500-2499 | 2 | Electricity | 100% Conditioned | Heat Pump | None | Electricity ASHP | None | 80000-99999 | 100% CFL | Occupied | 1970s | Electricity | Yes | 67.9925 | 705.129 | 26.3764 | 656.1861 | 2351.0161 | 0 | 319.7405 | 539.5438 | 1000.2516 | 5022.3589 | 0 | 0 | 2059.7035 | 46.0122 | 0 | 616.0354 | 21.9803 | 1859.5359 | 0 | 0 | 0 | 389.4915 | 480.0504 | 0 | 0 | 0 | 0 | 0 | 0 | 0 | 0 | 0 | 0 | 0 | 0 | 0 | 0 | 0 | 0 | 0 | 0 | 0 | 16161.6972 | 16161.6972 | 16161.6972 | 16161.6972 | 0 | 0 | 0 | 2832.1976 | 0 | 0 | 0 | 6444.4698 | 0 | 0 | 0 | 5634.5362 | 0 | 0 | 0 | 6765.2173 | 0 | 0 | 0 | 2832.1976 | 6444.4698 | 5634.5362 | 6765.2173
199879 | 242.131 | 8194 | 4 | Standard Efficiency | Electric, 120% Usage | EnergyStar, 120% Usage | Electric, 120% Usage | None | 400%+ | None | None | Single-Family Detached | Single-Family Detached | Single-Family Detached | 4000+ | 4000+ | 2 | Natural Gas | 100% Conditioned | Central AC | None | Natural Gas Fuel Furnace | None | 160000-179999 | 100% LED | Occupied | 1950s | Natural Gas | Yes | 67.9925 | 927.863 | 54.2181 | 1206.5736 | 4747.7513 | 0 | 319.7405 | 1111.9116 | 0 | 0 | 0 | 0 | 0 | 84.9906 | 16.7051 | 1837.8487 | 21.9803 | 10790.5837 | 0 | 0 | 0 | 723.8855 | 434.0383 | 859.5774 | 0 | 0 | 0 | 0 | 0 | 0 | 0 | 83148.3656 | 0 | 11891.6517 | 0 | 0 | 0 | 0 | 0 | 0 | 0 | 0 | 118245.6777 | 118245.6777 | 23205.3673 | 23205.3673 | 0 | 95040.3104 | 0 | 4143.2765 | 0 | 21667.213 | 0 | 9047.866 | 0 | 21667.213 | 0 | 7991.0792 | 0 | 21667.213 | 0 | 9437.7826 | 0 | 21667.213 | 0 | 25810.4895 | 30715.079 | 29658.2922 | 31104.9956
199953 | 242.131 | 617 | 1 | Standard Efficiency | Gas, 100% Usage | Standard, 100% Usage | Electric, 100% Usage | None | 150-200% | 43 | None | 20 to 49 Unit | Multifamily with 5+ units, 4-7 stories | Multi-Family with 5+ Units | 500-749 | 0-1499 | 7 | Natural Gas | 60% Conditioned | Room AC | None | Natural Gas Fuel Boiler | None | 20000-24999 | 100% Incandescent | Occupied | <1940 | Natural Gas | No | 67.9925 | 49.2359 | 20.808 | 0 | 1057.4004 | 0 | 0 | 67.6994 | 0 | 0 | 0 | 0 | 0 | 130.7097 | 0 | 1017.8358 | 16.412 | 1371.2795 | 0 | 0 | 0 | 346.9961 | 434.0383 | 0 | 0 | 0 | 0 | 655.8931 | 0 | 540.4231 | 0 | 6152.441 | 0 | 2924.8493 | 0 | 0 | 0 | 0 | 0 | 0 | 0 | 0 | 14854.0141 | 14854.0141 | 4580.7008 | 4580.7008 | 0 | 10273.6064 | 0 | 760.62 | 0 | 2342.1428 | 0 | 1672.2576 | 0 | 2342.1428 | 0 | 1477.3086 | 0 | 2342.1428 | 0 | 1781.1076 | 0 | 2342.1428 | 0 | 3102.7628 | 4014.4004 | 3819.4514 | 4123.2504
200019 | 242.131 | 1202 | 3 | Standard Efficiency | Electric, 80% Usage | Standard, 80% Usage | Electric, 80% Usage | None | 200-300% | None | 144 | Single-Family Attached | Single-Family Attached | Single-Family Attached | 1000-1499 | 0-1499 | 1 | Natural Gas | 100% Conditioned | Central AC | None | Natural Gas Fuel Furnace | None | 35000-39999 | 100% CFL | Occupied | 1950s | Natural Gas | Yes | 67.9925 | 441.9512 | 16.412 | 470.086 | 2110.9909 | 0 | 319.7405 | 297.4671 | 0 | 0 | 0 | 0 | 0 | 40.1507 | 0 | 486.2049 | 21.9803 | 827.9258 | 0 | 0 | 0 | 277.5383 | 868.0765 | 0 | 0 | 0 | 0 | 0 | 0 | 0 | 0 | 11939.7154 | 0 | 2234.6669 | 0 | 0 | 0 | 0 | 0 | 0 | 0 | 0 | 20420.606 | 20420.606 | 6246.5168 | 6246.5168 | 0 | 14174.0892 | 0 | 1051.5754 | 0 | 3231.4283 | 0 | 2282.6102 | 0 | 3231.4283 | 0 | 2024.4045 | 0 | 3231.4283 | 0 | 2403.5442 | 0 | 3231.4283 | 0 | 4283.0038 | 5514.0385 | 5255.8329 | 5634.9726
200023 | 242.131 | 2176 | 5 | Standard Efficiency | Electric, 100% Usage | EnergyStar, 100% Usage | Propane, 100% Usage | 290 Rated kWh, 100% Usage | 400%+ | None | None | Single-Family Detached | Single-Family Detached | Single-Family Detached | 2000-2499 | 1500-2499 | 1 | Electricity | 100% Conditioned | Central AC | None | Electricity Electric Furnace | None | 160000-179999 | 100% LED | Occupied | 1970s | Electricity | Yes | 67.9925 | 400.042 | 23.4457 | 1366.8835 | 5734.5216 | 91.1451 | 319.7405 | 170.2743 | 0 | 16864.1886 | 0 | 0 | 830.2703 | 34.8755 | 16.7051 | 575.5916 | 27.2556 | 2537.1163 | 0 | 0 | 0 | 27.8418 | 868.0765 | 0 | 0 | 0 | 0 | 0 | 0 | 0 | 0 | 0 | 0 | 0 | 0 | 0 | 0 | 0 | 0 | 0 | 0 | 813.5653 | 30769.5316 | 30769.5316 | 29955.9663 | 29955.9663 | 0 | 0 | 813.5653 | 5358.9267 | 0 | 0 | 223.8565 | 12274.3311 | 0 | 0 | 223.8565 | 10715.8558 | 0 | 0 | 223.8565 | 12797.3031 | 0 | 0 | 223.8565 | 5582.7831 | 12498.1875 | 10939.7122 | 13021.1596
200178 | 242.131 | 1220 | 4 | Standard Efficiency | Electric, 120% Usage | Standard, 120% Usage | Electric, 120% Usage | 318 Rated kWh, 120% Usage | 400%+ | None | None | Single-Family Detached | Single-Family Detached | Single-Family Detached | 1000-1499 | 0-1499 | 1 | Electricity | None | None | None | Electricity Baseboard | None | 80000-99999 | 100% LED | Occupied | 1940s | Electricity | Yes | 67.9925 | 915.261 | 34.2893 | 0 | 0 | 117.2284 | 319.7405 | 0 | 0 | 11019.7653 | 0 | 0 | 3936.2375 | 26.9625 | 0 | 375.131 | 21.9803 | 4466.4031 | 0 | 0 | 0 | 486.498 | 480.0504 | 0 | 0 | 0 | 0 | 0 | 0 | 0 | 0 | 0 | 0 | 0 | 0 | 0 | 0 | 0 | 0 | 0 | 0 | 0 | 22267.5399 | 22267.5399 | 22267.5399 | 22267.5399 | 0 | 0 | 0 | 3797.0009 | 0 | 0 | 0 | 8885.5783 | 0 | 0 | 0 | 7724.3751 | 0 | 0 | 0 | 9432.2705 | 0 | 0 | 0 | 3797.0009 | 8885.5783 | 7724.3751 | 9432.2705
200280 | 242.131 | 2176 | 3 | Standard Efficiency | Electric, 80% Usage | EnergyStar, 80% Usage | Electric, 80% Usage | 290 Rated kWh, 80% Usage | 300-400% | None | None | Single-Family Detached | Single-Family Detached | Single-Family Detached | 2000-2499 | 1500-2499 | 1 | Electricity | 100% Conditioned | Heat Pump | None | Electricity ASHP | None | 120000-139999 | 100% LED | Occupied | 1990s | Electricity | Yes | 81.7668 | 718.0241 | 41.9092 | 1104.8779 | 3614.1524 | 183.7556 | 0 | 349.9269 | 1263.1363 | 6303.6656 | 1537.1578 | 1518.6943 | 2764.8325 | 34.8755 | 16.7051 | 575.5916 | 21.9803 | 1898.2213 | 0 | 0 | 0 | 535.4408 | 434.0383 | 0 | 0 | 0 | 0 | 0 | 0 | 0 | 0 | 0 | 0 | 0 | 0 | 0 | 0 | 0 | 0 | 0 | 0 | 0 | 22998.7522 | 22998.7522 | 22998.7522 | 22998.7522 | 0 | 0 | 0 | 4012.2481 | 0 | 0 | 0 | 9069.3368 | 0 | 0 | 0 | 7939.836 | 0 | 0 | 0 | 9518.2363 | 0 | 0 | 0 | 4012.2481 | 9069.3368 | 7939.836 | 9518.2363
200445 | 242.131 | 2176 | 2 | Standard Efficiency | Electric, 80% Usage | Standard, 80% Usage | Electric, 80% Usage | None | 400%+ | None | None | Single-Family Detached | Single-Family Detached | Single-Family Detached | 2000-2499 | 1500-2499 | 2 | Natural Gas | None | None | None | Natural Gas Fuel Boiler | None | 200000+ | 100% Incandescent | Occupied | 1960s | Natural Gas | Yes | 67.9925 | 420.557 | 15.8258 | 0 | 0 | 0 | 319.7405 | 116.3492 | 0 | 0 | 0 | 0 | 0 | 208.6666 | 99.9372 | 2355.9983 | 16.412 | 1111.3255 | 0 | 0 | 0 | 271.6769 | 434.0383 | 0 | 0 | 0 | 0 | 0 | 0 | 0 | 0 | 32041.167 | 0 | 1858.6567 | 0 | 0 | 0 | 0 | 0 | 0 | 0 | 0 | 39338.3436 | 39338.3436 | 5438.5198 | 5438.5198 | 0 | 33899.5307 | 0 | 903.5751 | 0 | 7728.4252 | 0 | 2016.7433 | 0 | 7728.4252 | 0 | 1770.9797 | 0 | 7728.4252 | 0 | 2175.8672 | 0 | 7728.4252 | 0 | 8632.0002 | 9745.1685 | 9499.4049 | 9904.2924
200464 | 242.131 | 1202 | 2 | None | Electric, 100% Usage | EnergyStar, 100% Usage | Gas, 100% Usage | 318 Rated kWh, 100% Usage | 200-300% | None | 5 | Single-Family Attached | Single-Family Attached | Single-Family Attached | 1000-1499 | 0-1499 | 1 | Natural Gas | 100% Conditioned | Central AC | None | Natural Gas Fuel Furnace | None | 35000-39999 | 100% Incandescent | Occupied | 1990s | Electricity | Yes | 0 | 369.8557 | 21.6873 | 197.823 | 1014.612 | 88.5075 | 0 | 196.6507 | 0 | 0 | 0 | 0 | 2011.0537 | 160.0168 | 0 | 1519.8666 | 16.412 | 1786.8543 | 0 | 0 | 0 | 26.6695 | 400.042 | 0 | 0 | 0 | 0 | 0 | 0 | 0 | 0 | 7886.8356 | 0 | 0 | 0 | 0 | 781.0344 | 0 | 0 | 0 | 0 | 0 | 16477.9209 | 16477.9209 | 7810.0509 | 7810.0509 | 0 | 8667.87 | 0 | 1327.8776 | 0 | 1976.1028 | 0 | 2929.3254 | 0 | 1976.1028 | 0 | 2577.5178 | 0 | 1976.1028 | 0 | 3133.7195 | 0 | 1976.1028 | 0 | 3303.9804 | 4905.4282 | 4553.6206 | 5109.8224
200523 | 242.131 | 1220 | 3 | None | Electric, 80% Usage | EnergyStar, 80% Usage | Electric, 80% Usage | 290 Rated kWh, 80% Usage | 200-300% | None | None | Single-Family Detached | Single-Family Detached | Single-Family Detached | 1000-1499 | 0-1499 | 1 | Propane | 100% Conditioned | Central AC | None | Propane Fuel Furnace | None | 50000-59999 | 100% Incandescent | Occupied | 1970s | Propane | Yes | 0 | 419.6778 | 24.618 | 587.6075 | 3795.2704 | 100.5234 | 319.7405 | 260.5402 | 0 | 0 | 0 | 0 | 0 | 160.896 | 0 | 1535.3993 | 21.9803 | 1273.9799 | 0 | 2172.5358 | 0 | 377.1825 | 400.042 | 0 | 0 | 0 | 0 | 0 | 0 | 0 | 0 | 0 | 0 | 0 | 0 | 0 | 0 | 0 | 0 | 10486.376 | 3162.823 | 0 | 25099.1926 | 25099.1926 | 11449.9936 | 11449.9936 | 0 | 0 | 13649.1989 | 1842.0168 | 0 | 0 | 3756.0764 | 4101.8766 | 0 | 0 | 3756.0764 | 3633.3447 | 0 | 0 | 3756.0764 | 4294.2674 | 0 | 0 | 3756.0764 | 5598.0932 | 7857.953 | 7389.4211 | 8050.3438
200582 | 242.131 | 2631 | 3 | Standard Efficiency | None | Standard, 100% Usage | Electric, 100% Usage | 290 Rated kWh, 100% Usage | 400%+ | None | 8 | Single-Family Attached | Single-Family Attached | Single-Family Attached | 2500-2999 | 2500-3999 | 2 | Electricity | 100% Conditioned | Heat Pump | None | Electricity ASHP | None | 120000-139999 | 100% Incandescent | Occupied | 2000s | Electricity | Yes | 67.9925 | 0 | 37.8062 | 610.7601 | 2447.4365 | 127.4859 | 0 | 279.8829 | 1076.157 | 2821.6883 | 0 | 0 | 3311.9962 | 231.5261 | 0 | 2746.6621 | 21.9803 | 2268.3701 | 0 | 0 | 0 | 474.4821 | 434.0383 | 0 | 0 | 0 | 0 | 0 | 0 | 0 | 0 | 0 | 0 | 0 | 0 | 0 | 0 | 0 | 0 | 0 | 0 | 0 | 16958.8505 | 16958.8505 | 16958.8505 | 16958.8505 | 0 | 0 | 0 | 2997.1665 | 0 | 0 | 0 | 6721.4107 | 0 | 0 | 0 | 5888.7189 | 0 | 0 | 0 | 7076.8597 | 0 | 0 | 0 | 2997.1665 | 6721.4107 | 5888.7189 | 7076.8597
200614 | 242.131 | 2176 | 3 | Standard Efficiency | Electric, 100% Usage | EnergyStar, 100% Usage | Electric, 100% Usage | 290 Rated kWh, 100% Usage | 400%+ | None | None | Single-Family Detached | Single-Family Detached | Single-Family Detached | 2000-2499 | 1500-2499 | 2 | Electricity | 100% Conditioned | Central AC | None | Electricity Electric Furnace | None | 140000-159999 | 100% Incandescent | Occupied | 2000s | Electricity | Yes | 81.7668 | 524.5972 | 30.7725 | 412.6441 | 2254.3027 | 125.7275 | 0 | 418.2124 | 0 | 19577.1475 | 0 | 0 | 2825.2051 | 208.6666 | 99.9372 | 2355.9983 | 21.9803 | 2851.8746 | 0 | 0 | 0 | 471.2583 | 868.0765 | 0 | 0 | 0 | 0 | 0 | 0 | 0 | 0 | 0 | 0 | 0 | 0 | 0 | 0 | 0 | 0 | 0 | 0 | 0 | 33128.4607 | 33128.4607 | 33128.4607 | 33128.4607 | 0 | 0 | 0 | 5770.887 | 0 | 0 | 0 | 13405.4453 | 0 | 0 | 0 | 11654.195 | 0 | 0 | 0 | 14185.0146 | 0 | 0 | 0 | 5770.887 | 13405.4453 | 11654.195 | 14185.0146
200643 | 242.131 | 1220 | 4 | Standard Efficiency | Electric, 100% Usage | Standard, 100% Usage | Electric, 100% Usage | None | 300-400% | None | None | Single-Family Detached | Single-Family Detached | Single-Family Detached | 1000-1499 | 0-1499 | 2 | Propane | 100% Conditioned | Central AC | None | Propane Fuel Boiler | None | 70000-79999 | 100% CFL | Occupied | <1940 | Electricity | Yes | 67.9925 | 999.9585 | 37.5131 | 1174.6288 | 3740.7591 | 0 | 319.7405 | 76.7846 | 0 | 0 | 0 | 0 | 3129.1198 | 40.1507 | 24.911 | 491.1871 | 21.9803 | 2547.9599 | 0 | 0 | 0 | 471.2583 | 434.0383 | 0 | 0 | 0 | 0 | 0 | 0 | 0 | 0 | 0 | 0 | 0 | 0 | 0 | 0 | 0 | 0 | 15692.1974 | 0 | 0 | 29270.4731 | 29270.4731 | 13577.9827 | 13577.9827 | 0 | 0 | 15692.1974 | 2327.2473 | 0 | 0 | 4318.2647 | 5039.7206 | 0 | 0 | 4318.2647 | 4464.4112 | 0 | 0 | 4318.2647 | 5309.6879 | 0 | 0 | 4318.2647 | 6645.512 | 9357.9853 | 8782.6759 | 9627.9526
200670 | 242.131 | 1690 | 4 | Standard Efficiency | Electric, 100% Usage | EnergyStar, 100% Usage | Electric, 100% Usage | None | 400%+ | None | None | Single-Family Detached | Single-Family Detached | Single-Family Detached | 1500-1999 | 1500-2499 | 1 | Electricity | 100% Conditioned | Heat Pump | None | Electricity ASHP | None | 200000+ | 100% Incandescent | Occupied | 1980s | Electricity | Yes | 67.9925 | 524.5972 | 30.7725 | 674.9427 | 2949.4672 | 0 | 319.7405 | 294.2434 | 525.1834 | 2870.6311 | 0 | 0 | 2765.4186 | 184.6348 | 99.9372 | 1938.9582 | 21.9803 | 2697.4261 | 0 | 0 | 0 | 471.2583 | 400.042 | 407.9549 | 0 | 0 | 0 | 0 | 0 | 0 | 0 | 0 | 0 | 0 | 0 | 0 | 0 | 0 | 0 | 0 | 0 | 0 | 17244.8879 | 17244.8879 | 17244.8879 | 17244.8879 | 0 | 0 | 0 | 2954.8862 | 0 | 0 | 0 | 6651.0195 | 0 | 0 | 0 | 5838.7068 | 0 | 0 | 0 | 7005.8172 | 0 | 0 | 0 | 2954.8862 | 6651.0195 | 5838.7068 | 7005.8172
200700 | 242.131 | 617 | 1 | Standard Efficiency | Electric, 80% Usage | Standard, 80% Usage | Electric, 80% Usage | None | 400%+ | 2 | None | 2 Unit | Multifamily with 2-4 Units | Multi-Family with 2 - 4 Units | 500-749 | 0-1499 | 2 | Electricity | 20% Conditioned | Room AC | None | Electricity Baseboard | None | 120000-139999 | 100% Incandescent | Occupied | <1940 | Natural Gas | Yes | 67.9925 | 564.1618 | 21.1011 | 0 | 704.8359 | 0 | 0 | 0 | 0 | 7709.8206 | 0 | 0 | 0 | 130.7097 | 0 | 1017.8358 | 16.412 | 606.071 | 0 | 0 | 0 | 311.5345 | 434.0383 | 0 | 0 | 0 | 0 | 0 | 0 | 0 | 0 | 0 | 0 | 2748.7136 | 0 | 0 | 0 | 0 | 0 | 0 | 0 | 0 | 14333.5199 | 14333.5199 | 11584.8063 | 11584.8063 | 0 | 2748.7136 | 0 | 2053.0121 | 0 | 626.6687 | 0 | 4774.9256 | 0 | 626.6687 | 0 | 4144.2916 | 0 | 626.6687 | 0 | 5047.6267 | 0 | 626.6687 | 0 | 2679.6808 | 5401.5943 | 4770.9603 | 5674.2954
200896 | 242.131 | 333 | 1 | Standard Efficiency | Gas, 100% Usage | Standard, 100% Usage | Electric, 100% Usage | None | 200-300% | 4 | None | 3 or 4 Unit | Multifamily with 2-4 Units | Multi-Family with 2 - 4 Units | 0-499 | 0-1499 | 4 | Natural Gas | 40% Conditioned | Room AC | None | Natural Gas Fuel Wall/Floor Furnace | None | 35000-39999 | 100% LED | Occupied | <1940 | Natural Gas | No | 67.9925 | 63.0103 | 26.3764 | 0 | 724.4717 | 0 | 0 | 0 | 0 | 0 | 0 | 0 | 0 | 19.3427 | 0 | 189.0308 | 16.412 | 1123.3414 | 0 | 0 | 0 | 389.4915 | 914.0887 | 267.2808 | 0 | 0 | 0 | 837.5971 | 0 | 0 | 0 | 9242.8754 | 0 | 3634.6674 | 0 | 0 | 0 | 0 | 0 | 0 | 0 | 0 | 17516.2717 | 17516.2717 | 3801.1318 | 3801.1318 | 0 | 13715.1399 | 0 | 648.2438 | 0 | 3126.7687 | 0 | 1414.076 | 0 | 3126.7687 | 0 | 1248.84 | 0 | 3126.7687 | 0 | 1506.095 | 0 | 3126.7687 | 0 | 3775.0125 | 4540.8447 | 4375.6087 | 4632.8636
200911 | 242.131 | 2176 | 4 | Standard Efficiency | Electric, 120% Usage | EnergyStar, 120% Usage | Gas, 120% Usage | None | 400%+ | None | None | Single-Family Detached | Single-Family Detached | Single-Family Detached | 2000-2499 | 1500-2499 | 1 | Electricity | 100% Conditioned | Central AC | None | Electricity Baseboard | None | 120000-139999 | 100% LED | Occupied | 1960s | Electricity | Yes | 67.9925 | 629.5167 | 36.6339 | 955.1186 | 3646.0972 | 0 | 319.7405 | 0 | 0 | 15717.9876 | 0 | 0 | 5464.3101 | 34.8755 | 16.7051 | 575.5916 | 21.9803 | 5704.0422 | 0 | 2454.4702 | 0 | 38.6854 | 1160.8545 | 0 | 0 | 0 | 0 | 0 | 0 | 0 | 0 | 0 | 0 | 0 | 0 | 0 | 1136.5296 | 0 | 0 | 0 | 0 | 0 | 37981.7176 | 37981.7176 | 36845.188 | 36845.188 | 0 | 1136.5296 | 0 | 6263.9927 | 0 | 259.1319 | 0 | 14397.1906 | 0 | 259.1319 | 0 | 12578.8394 | 0 | 259.1319 | 0 | 15212.4344 | 0 | 259.1319 | 0 | 6523.1246 | 14656.3224 | 12837.9713 | 15471.5663
201053 | 242.131 | 1202 | 3 | Standard Efficiency, No usage | None | EnergyStar, 80% Usage | Gas, 80% Usage | None | 200-300% | None | 8 | Single-Family Attached | Single-Family Attached | Single-Family Attached | 1000-1499 | 0-1499 | 1 | Natural Gas | 40% Conditioned | Room AC | None | Natural Gas Fuel Wall/Floor Furnace | None | 50000-59999 | 100% CFL | Vacant | 1940s | Natural Gas | Yes | 0 | 0 | 0 | 0 | 472.7236 | 0 | 0 | 0 | 0 | 0 | 0 | 0 | 0 | 0 | 0 | 0 | 21.9803 | 0 | 0 | 0 | 0 | 0 | 868.0765 | 0 | 0 | 0 | 0 | 0 | 0 | 0 | 0 | 2339.0002 | 0 | 1490.5595 | 0 | 0 | 0 | 0 | 0 | 0 | 0 | 0 | 5192.0471 | 5192.0471 | 1362.4874 | 1362.4874 | 0 | 3829.5597 | 0 | 224.3903 | 0 | 873.0614 | 0 | 491.9468 | 0 | 873.0614 | 0 | 437.5057 | 0 | 873.0614 | 0 | 509.9639 | 0 | 873.0614 | 0 | 1097.4518 | 1365.0082 | 1310.5672 | 1383.0254
201317 | 242.131 | 1690 | 3 | Standard Efficiency | Electric, 120% Usage | EnergyStar, 120% Usage | Electric, 120% Usage | 290 Rated kWh, 120% Usage | 400%+ | None | None | Single-Family Detached | Single-Family Detached | Single-Family Detached | 1500-1999 | 1500-2499 | 1 | Electricity | 100% Conditioned | Central AC | None | Electricity Electric Furnace | None | 80000-99999 | 100% Incandescent | Occupied | 1980s | Electricity | Yes | 67.9925 | 480.0504 | 28.1348 | 969.4791 | 4224.3264 | 109.3155 | 319.7405 | 87.0421 | 0 | 9282.44 | 0 | 0 | 3791.1674 | 184.6348 | 99.9372 | 1938.9582 | 21.9803 | 4765.3356 | 0 | 1992.0041 | 0 | 486.498 | 480.0504 | 0 | 0 | 0 | 0 | 0 | 0 | 0 | 0 | 0 | 0 | 0 | 0 | 0 | 0 | 0 | 0 | 0 | 0 | 0 | 29329.3804 | 29329.3804 | 29329.3804 | 29329.3804 | 0 | 0 | 0 | 4583.5055 | 0 | 0 | 0 | 10693.9971 | 0 | 0 | 0 | 9373.8265 | 0 | 0 | 0 | 11434.8486 | 0 | 0 | 0 | 4583.5055 | 10693.9971 | 9373.8265 | 11434.8486
201377 | 242.131 | 2176 | 3 | Standard Efficiency | Electric, 120% Usage | EnergyStar, 120% Usage | Electric, 120% Usage | 290 Rated kWh, 120% Usage | 150-200% | None | None | Single-Family Detached | Single-Family Detached | Single-Family Detached | 2000-2499 | 1500-2499 | 1 | Electricity | 100% Conditioned | Heat Pump | None | Electricity ASHP | None | 25000-29999 | 100% CFL | Occupied | 1990s | Natural Gas | Yes | 67.9925 | 480.0504 | 28.1348 | 831.1496 | 3609.7564 | 109.3155 | 0 | 917.8986 | 2598.6612 | 8121.2924 | 0 | 0 | 0 | 52.1667 | 24.911 | 753.7788 | 21.9803 | 5074.5256 | 0 | 0 | 0 | 486.498 | 914.0887 | 0 | 0 | 0 | 0 | 0 | 0 | 0 | 0 | 0 | 0 | 6328.2836 | 0 | 0 | 0 | 0 | 0 | 0 | 0 | 0 | 30420.484 | 30420.484 | 24092.2004 | 24092.2004 | 0 | 6328.2836 | 0 | 4465.6545 | 0 | 1442.7354 | 0 | 9937.2245 | 0 | 1442.7354 | 0 | 8965.3462 | 0 | 1442.7354 | 0 | 10826.467 | 0 | 1442.7354 | 0 | 5908.3899 | 11379.9599 | 10408.0815 | 12269.2023
201392 | 242.131 | 3301 | 3 | None | Electric, 80% Usage | EnergyStar, 80% Usage | Electric, 80% Usage | None | 400%+ | None | None | Single-Family Detached | Single-Family Detached | Single-Family Detached | 3000-3999 | 2500-3999 | 1 | Natural Gas | 100% Conditioned | Central AC | None | Natural Gas Fuel Furnace | None | 180000-199999 | 100% Incandescent | Occupied | 1990s | Electricity | Yes | 0 | 320.0336 | 18.7565 | 1813.5238 | 7015.8283 | 0 | 0 | 344.6516 | 0 | 0 | 0 | 0 | 1241.156 | 264.9362 | 99.9372 | 3321.6675 | 21.9803 | 1447.478 | 0 | 0 | 0 | 324.4297 | 434.0383 | 0 | 0 | 0 | 0 | 0 | 0 | 0 | 0 | 21936.0765 | 0 | 0 | 0 | 0 | 0 | 0 | 0 | 0 | 0 | 0 | 38604.7867 | 38604.7867 | 16668.7102 | 16668.7102 | 0 | 21936.0765 | 0 | 2844.8488 | 0 | 5000.9552 | 0 | 6109.7391 | 0 | 5000.9552 | 0 | 5428.2401 | 0 | 5000.9552 | 0 | 6412.1323 | 0 | 5000.9552 | 0 | 7845.804 | 11110.6943 | 10429.1954 | 11413.0876
201402 | 242.131 | 866 | 1 | Standard Efficiency | Electric, 100% Usage | EnergyStar, 100% Usage | Electric, 100% Usage | None | 200-300% | None | 8 | Single-Family Attached | Single-Family Attached | Single-Family Attached | 750-999 | 0-1499 | 2 | Natural Gas | 100% Conditioned | Central AC | None | Natural Gas Fuel Furnace | None | 25000-29999 | 100% Incandescent | Occupied | <1940 | Natural Gas | Yes | 67.9925 | 289.8473 | 16.9981 | 214.8211 | 1430.1868 | 0 | 319.7405 | 63.3034 | 0 | 0 | 0 | 0 | 0 | 143.3118 | 0 | 1231.4846 | 16.412 | 1603.978 | 0 | 0 | 0 | 346.9961 | 400.042 | 0 | 0 | 0 | 0 | 0 | 0 | 0 | 0 | 2673.6874 | 0 | 2820.809 | 0 | 0 | 0 | 0 | 0 | 0 | 0 | 0 | 11639.6106 | 11639.6106 | 6145.1142 | 6145.1142 | 0 | 5494.4964 | 0 | 1054.9502 | 0 | 1252.6049 | 0 | 2317.6139 | 0 | 1252.6049 | 0 | 2047.1427 | 0 | 1252.6049 | 0 | 2447.5164 | 0 | 1252.6049 | 0 | 2307.555 | 3570.2187 | 3299.7475 | 3700.1212
201512 | 242.131 | 2663 | 5 | Standard Efficiency | Electric, 80% Usage | EnergyStar, 80% Usage | Electric, 80% Usage | None | 150-200% | None | None | Single-Family Detached | Single-Family Detached | Single-Family Detached | 2500-2999 | 2500-3999 | 1 | Fuel Oil | 60% Conditioned | Central AC | None | Fuel Oil Fuel Furnace | None | 30000-34999 | 100% CFL | Occupied | 1980s | Natural Gas | Yes | 67.9925 | 320.0336 | 18.7565 | 155.9138 | 1583.463 | 0 | 0 | 850.1992 | 0 | 0 | 0 | 0 | 0 | 58.3211 | 24.911 | 887.4192 | 27.2556 | 1346.0754 | 0 | 0 | 0 | 324.4297 | 434.0383 | 0 | 0 | 33514.4353 | 0 | 0 | 0 | 0 | 0 | 0 | 0 | 2784.4682 | 0 | 0 | 0 | 0 | 0 | 0 | 0 | 0 | 42397.7125 | 42397.7125 | 6099.102 | 6099.102 | 33514.4353 | 2784.4682 | 0 | 1084.6192 | 10161.5219 | 634.7862 | 0 | 2359.6356 | 10161.5219 | 634.7862 | 0 | 2168.6632 | 10161.5219 | 634.7862 | 0 | 2594.3787 | 10161.5219 | 634.7862 | 0 | 11880.9273 | 13155.9437 | 12964.9713 | 13390.6868
201770 | 242.131 | 1690 | 3 | Standard Efficiency | Electric, 120% Usage | EnergyStar, 120% Usage | Electric, 120% Usage | None | 400%+ | None | None | Single-Family Detached | Single-Family Detached | Single-Family Detached | 1500-1999 | 1500-2499 | 1 | Electricity | 100% Conditioned | Heat Pump | None | Electricity ASHP | None | 50000-59999 | 100% CFL | Occupied | 1980s | Electricity | Yes | 67.9925 | 330.8772 | 19.3427 | 577.6431 | 1889.7223 | 0 | 319.7405 | 488.2564 | 3235.5046 | 8614.238 | 753.7788 | 744.6936 | 1971.4891 | 46.0122 | 24.911 | 620.1384 | 21.9803 | 4135.8189 | 0 | 0 | 0 | 407.3688 | 400.042 | 0 | 0 | 0 | 0 | 0 | 0 | 0 | 0 | 0 | 0 | 0 | 0 | 0 | 0 | 0 | 0 | 0 | 0 | 0 | 24669.8435 | 24669.8435 | 24669.8435 | 24669.8435 | 0 | 0 | 0 | 4440.5632 | 0 | 0 | 0 | 10197.6941 | 0 | 0 | 0 | 8890.5792 | 0 | 0 | 0 | 10656.5608 | 0 | 0 | 0 | 4440.5632 | 10197.6941 | 8890.5792 | 10656.5608
201824 | 242.131 | 1690 | 3 | Standard Efficiency | Electric, 100% Usage | EnergyStar, 100% Usage | Electric, 100% Usage | 290 Rated kWh, 100% Usage | 400%+ | None | None | Single-Family Detached | Single-Family Detached | Single-Family Detached | 1500-1999 | 1500-2499 | 1 | Fuel Oil | 100% Conditioned | Central AC | None | Fuel Oil Fuel Furnace | None | 80000-99999 | 100% Incandescent | Occupied | 1970s | Electricity | Yes | 67.9925 | 400.042 | 23.4457 | 939.5859 | 2786.8128 | 91.1451 | 0 | 578.8154 | 0 | 0 | 0 | 0 | 2187.4825 | 184.6348 | 0 | 1938.9582 | 21.9803 | 2382.6678 | 0 | 0 | 0 | 405.6104 | 1160.8545 | 0 | 0 | 31423.3732 | 0 | 0 | 0 | 0 | 0 | 0 | 0 | 0 | 472.4306 | 0 | 0 | 0 | 0 | 0 | 0 | 0 | 45065.8315 | 45065.8315 | 13170.0277 | 13170.0277 | 31423.3732 | 472.4306 | 0 | 2259.7033 | 9527.5122 | 107.6973 | 0 | 4941.1695 | 9527.5122 | 107.6973 | 0 | 4365.3684 | 9527.5122 | 107.6973 | 0 | 5218.6219 | 9527.5122 | 107.6973 | 0 | 11894.9129 | 14576.3791 | 14000.578 | 14853.8315
201871 | 242.131 | 617 | 1 | Standard Efficiency | Electric, 100% Usage | EnergyStar, 100% Usage | Electric, 100% Usage | None | 200-300% | 24 | None | 20 to 49 Unit | Multifamily with 5+ units, 1-3 stories | Multi-Family with 5+ Units | 500-749 | 0-1499 | 2 | Natural Gas | 100% Conditioned | Central AC | Heating and Cooling | Natural Gas Shared Heating | Fan Coil Heating and Cooling, Natural Gas | 25000-29999 | 100% Incandescent | Occupied | 1970s | Natural Gas | No | 67.9925 | 289.8473 | 16.9981 | 17.5843 | 1341.3863 | 0 | 0 | 177.8941 | 0 | 0 | 0 | 0 | 0 | 130.7097 | 0 | 1017.8358 | 16.412 | 1371.2795 | 0 | 0 | 0 | 346.9961 | 434.0383 | 0 | 0 | 0 | 0 | 0 | 0 | 0 | 0 | 3117.397 | 0 | 2751.6443 | 0 | 0 | 0 | 0 | 0 | 0 | 0 | 0 | 11098.0153 | 11098.0153 | 5228.974 | 5228.974 | 0 | 5869.3343 | 0 | 866.1764 | 0 | 1338.0635 | 0 | 1898.251 | 0 | 1338.0635 | 0 | 1677.8717 | 0 | 1338.0635 | 0 | 2024.0199 | 0 | 1338.0635 | 0 | 2204.2398 | 3236.3144 | 3015.9352 | 3362.0833
202056 | 242.131 | 853 | 2 | None | None | None | Electric, 80% Usage | None | 100-150% | 2 | None | 2 Unit | Multifamily with 2-4 Units | Multi-Family with 2 - 4 Units | 750-999 | 0-1499 | 2 | Electricity | 100% Conditioned | Room AC | None | Electricity Baseboard | None | 20000-24999 | 100% Incandescent | Occupied | 1970s | Electricity | Yes | 0 | 0 | 0 | 0 | 1957.7147 | 0 | 0 | 0 | 0 | 4742.183 | 0 | 0 | 1353.6953 | 142.7256 | 0 | 1220.3479 | 16.412 | 718.3172 | 0 | 0 | 0 | 345.5308 | 434.0383 | 0 | 0 | 0 | 0 | 0 | 0 | 0 | 0 | 0 | 0 | 0 | 0 | 0 | 0 | 0 | 0 | 0 | 0 | 0 | 10930.9648 | 10930.9648 | 10930.9648 | 10930.9648 | 0 | 0 | 0 | 1900.2114 | 0 | 0 | 0 | 4348.5601 | 0 | 0 | 0 | 3799.0878 | 0 | 0 | 0 | 4576.7275 | 0 | 0 | 0 | 1900.2114 | 4348.5601 | 3799.0878 | 4576.7275
202062 | 242.131 | 885 | 2 | None | None | None | Electric, 80% Usage | None | 0-100% | None | None | Mobile Home | Mobile Home | Mobile Home | 750-999 | 0-1499 | 1 | Fuel Oil | 100% Conditioned | Central AC | None | Fuel Oil Fuel Furnace | None | <10000 | 100% LED | Occupied | 1970s | Electricity | Yes | 0 | 0 | 0 | 599.9165 | 1869.2073 | 0 | 319.7405 | 180.2387 | 0 | 0 | 0 | 0 | 730.6262 | 24.0318 | 0 | 304.7939 | 16.412 | 940.172 | 0 | 0 | 0 | 271.6769 | 480.0504 | 0 | 0 | 19575.6821 | 0 | 0 | 0 | 0 | 0 | 0 | 0 | 0 | 0 | 0 | 0 | 0 | 0 | 0 | 0 | 0 | 25312.8414 | 25312.8414 | 5737.1593 | 5737.1593 | 19575.6821 | 0 | 0 | 968.6392 | 5935.307 | 0 | 0 | 2086.9622 | 5935.307 | 0 | 0 | 1852.7434 | 5935.307 | 0 | 0 | 2203.1176 | 5935.307 | 0 | 0 | 6903.9462 | 8022.2691 | 7788.0504 | 8138.4246
202189 | 242.131 | 1690 | 3 | None | Electric, 80% Usage | EnergyStar, 80% Usage | Gas, 80% Usage | None | 300-400% | None | None | Single-Family Detached | Single-Family Detached | Single-Family Detached | 1500-1999 | 1500-2499 | 1 | Natural Gas | 100% Conditioned | Central AC | None | Natural Gas Fuel Furnace | None | 70000-79999 | 100% CFL | Occupied | 1970s | Natural Gas | Yes | 0 | 419.6778 | 24.618 | 507.8922 | 1831.9873 | 0 | 319.7405 | 92.0243 | 0 | 0 | 0 | 0 | 0 | 46.0122 | 24.911 | 620.1384 | 21.9803 | 1348.7131 | 0 | 0 | 0 | 25.7903 | 434.0383 | 0 | 0 | 0 | 0 | 0 | 0 | 0 | 0 | 9522.1721 | 0 | 3106.2603 | 0 | 0 | 757.8818 | 0 | 0 | 0 | 0 | 0 | 19104.1308 | 19104.1308 | 5717.5235 | 5717.5235 | 0 | 13386.3142 | 0 | 999.0445 | 0 | 3051.8148 | 0 | 2145.9065 | 0 | 3051.8148 | 0 | 1904.3794 | 0 | 3051.8148 | 0 | 2240.8615 | 0 | 3051.8148 | 0 | 4050.8593 | 5197.7213 | 4956.1943 | 5292.6763
202226 | 242.131 | 2176 | 4 | Standard Efficiency | Electric, 100% Usage | Standard, 100% Usage | Electric, 100% Usage | None | 300-400% | None | None | Single-Family Detached | Single-Family Detached | Single-Family Detached | 2000-2499 | 1500-2499 | 1 | Electricity | 100% Conditioned | Central AC | None | Electricity Electric Furnace | None | 60000-69999 | 100% Incandescent | Occupied | 1970s | Electricity | Yes | 67.9925 | 762.864 | 28.4279 | 521.6665 | 3579.8631 | 0 | 319.7405 | 832.6149 | 0 | 35700.7455 | 0 | 0 | 2183.9656 | 208.6666 | 99.9372 | 2355.9983 | 21.9803 | 2537.1163 | 0 | 0 | 0 | 405.6104 | 817.9614 | 0 | 0 | 0 | 0 | 0 | 0 | 0 | 0 | 0 | 0 | 0 | 0 | 0 | 0 | 0 | 0 | 0 | 0 | 0 | 50445.151 | 50445.151 | 50445.151 | 50445.151 | 0 | 0 | 0 | 8970.6659 | 0 | 0 | 0 | 20831.1733 | 0 | 0 | 0 | 18102.4592 | 0 | 0 | 0 | 22028.7007 | 0 | 0 | 0 | 8970.6659 | 20831.1733 | 18102.4592 | 22028.7007
202280 | 242.131 | 853 | 2 | Standard Efficiency | Electric, 80% Usage | EnergyStar, 80% Usage | Electric, 80% Usage | None | 100-150% | 4 | None | 3 or 4 Unit | Multifamily with 2-4 Units | Multi-Family with 2 - 4 Units | 750-999 | 0-1499 | 2 | Electricity | 60% Conditioned | Room AC | None | Electricity Electric Furnace | None | 20000-24999 | 100% Incandescent | Occupied | 2000s | Electricity | No | 67.9925 | 296.0018 | 17.2912 | 0 | 1066.4856 | 0 | 319.7405 | 89.3867 | 0 | 3833.0765 | 0 | 0 | 1071.7609 | 142.7256 | 0 | 1220.3479 | 16.412 | 642.7049 | 0 | 0 | 0 | 311.5345 | 400.042 | 0 | 0 | 0 | 0 | 0 | 0 | 0 | 0 | 0 | 0 | 0 | 0 | 0 | 0 | 0 | 0 | 0 | 0 | 0 | 9495.5027 | 9495.5027 | 9495.5027 | 9495.5027 | 0 | 0 | 0 | 1658.346 | 0 | 0 | 0 | 3788.5645 | 0 | 0 | 0 | 3306.4997 | 0 | 0 | 0 | 4008.9859 | 0 | 0 | 0 | 1658.346 | 3788.5645 | 3306.4997 | 4008.9859
202286 | 242.131 | 1220 | 3 | Standard Efficiency | Electric, 100% Usage | Standard, 100% Usage | Gas, 100% Usage | 290 Rated kWh, 100% Usage | 300-400% | None | None | Single-Family Detached | Single-Family Detached | Single-Family Detached | 1000-1499 | 0-1499 | 1 | Natural Gas | 100% Conditioned | Central AC | None | Natural Gas Fuel Furnace | None | 60000-69999 | 100% LED | Occupied | 1950s | Natural Gas | Yes | 67.9925 | 762.864 | 28.4279 | 565.041 | 5049.9076 | 91.1451 | 0 | 697.5091 | 0 | 0 | 0 | 0 | 0 | 26.9625 | 0 | 375.131 | 21.9803 | 2233.2016 | 0 | 0 | 0 | 27.8418 | 434.0383 | 0 | 0 | 0 | 0 | 0 | 0 | 0 | 0 | 27980.3743 | 0 | 4018.8836 | 0 | 0 | 813.5653 | 0 | 0 | 0 | 0 | 0 | 43194.5727 | 43194.5727 | 10381.7496 | 10381.7496 | 0 | 32812.8231 | 0 | 1794.836 | 0 | 7480.6535 | 0 | 3787.8374 | 0 | 7480.6535 | 0 | 3373.3238 | 0 | 7480.6535 | 0 | 3975.0921 | 0 | 7480.6535 | 0 | 9275.4895 | 11268.4909 | 10853.9773 | 11455.7456
202288 | 242.131 | 853 | 2 | Standard Efficiency | None | None | Gas, 80% Usage | 318 Rated kWh, 80% Usage | 200-300% | 11 | None | 10 to 19 Unit | Multifamily with 5+ units, 1-3 stories | Multi-Family with 5+ Units | 750-999 | 0-1499 | 3 | Natural Gas | 100% Conditioned | Central AC | None | Natural Gas Fuel Furnace | None | 40000-44999 | 100% CFL | Occupied | 1980s | Natural Gas | Yes | 67.9925 | 0 | 0 | 410.2995 | 1307.9762 | 70.9232 | 0 | 11.4298 | 0 | 0 | 0 | 0 | 0 | 35.7547 | 0 | 390.3707 | 16.412 | 830.8565 | 0 | 0 | 0 | 21.3942 | 434.0383 | 0 | 0 | 0 | 0 | 0 | 0 | 0 | 0 | 4062.8442 | 0 | 2502.8269 | 0 | 0 | 624.8275 | 0 | 0 | 0 | 0 | 0 | 10787.9461 | 10787.9461 | 3597.4474 | 3597.4474 | 0 | 7190.4987 | 0 | 621.2229 | 0 | 1639.2837 | 0 | 1319.615 | 0 | 1639.2837 | 0 | 1171.8668 | 0 | 1639.2837 | 0 | 1403.7228 | 0 | 1639.2837 | 0 | 2260.5066 | 2958.8987 | 2811.1505 | 3043.0065
202372 | 242.131 | 1138 | 2 | None | Electric, 100% Usage | EnergyStar, 100% Usage | Electric, 100% Usage | None | 400%+ | 67 | None | 50 or more Unit | Multifamily with 5+ units, 8+ stories | Multi-Family with 5+ Units | 1000-1499 | 0-1499 | 20 | Natural Gas | 100% Conditioned | Central AC | None | Natural Gas Fuel Furnace | None | 120000-139999 | 100% CFL | Occupied | 2000s | Electricity | Yes | 0 | 369.8557 | 21.6873 | 430.8145 | 2259.871 | 0 | 0 | 56.5627 | 0 | 0 | 0 | 0 | 1802.3871 | 39.2715 | 0 | 468.6206 | 16.412 | 1776.3038 | 0 | 0 | 0 | 389.4915 | 480.0504 | 0 | 0 | 0 | 0 | 0 | 0 | 0 | 0 | 7011.7253 | 0 | 0 | 0 | 0 | 0 | 0 | 0 | 0 | 0 | 0 | 15123.0534 | 15123.0534 | 8111.328 | 8111.328 | 0 | 7011.7253 | 0 | 1343.4376 | 0 | 1598.5511 | 0 | 2939.8315 | 0 | 1598.5511 | 0 | 2601.1899 | 0 | 1598.5511 | 0 | 3125.5903 | 0 | 1598.5511 | 0 | 2941.9888 | 4538.3826 | 4199.741 | 4724.1414
202373 | 242.131 | 885 | 2 | Standard Efficiency | Electric, 80% Usage | Standard, 80% Usage | Electric, 80% Usage | None | 400%+ | None | None | Mobile Home | Mobile Home | Mobile Home | 750-999 | 0-1499 | 1 | Electricity | 60% Conditioned | Room AC | None | Electricity Electric Furnace | None | 50000-59999 | 100% Incandescent | Occupied | 1980s | Electricity | Yes | 67.9925 | 420.557 | 15.8258 | 0 | 898.849 | 0 | 0 | 252.3342 | 0 | 10824.2869 | 0 | 0 | 787.775 | 144.191 | 0 | 1247.8966 | 16.412 | 940.172 | 0 | 0 | 0 | 271.6769 | 434.0383 | 0 | 0 | 0 | 0 | 0 | 0 | 0 | 0 | 0 | 0 | 0 | 0 | 0 | 0 | 0 | 0 | 0 | 0 | 0 | 16321.714 | 16321.714 | 16321.714 | 16321.714 | 0 | 0 | 0 | 2867.3583 | 0 | 0 | 0 | 6675.0091 | 0 | 0 | 0 | 5801.6378 | 0 | 0 | 0 | 7078.5353 | 0 | 0 | 0 | 2867.3583 | 6675.0091 | 5801.6378 | 7078.5353
202616 | 242.131 | 1675 | 3 | Standard Efficiency | None | None | Electric, 100% Usage | 318 Rated kWh, 100% Usage | 400%+ | None | 36 | Single-Family Attached | Single-Family Attached | Single-Family Attached | 1500-1999 | 1500-2499 | 2 | Natural Gas | 100% Conditioned | Central AC | None | Natural Gas Fuel Furnace | None | 70000-79999 | 100% Incandescent | Occupied | 1990s | Natural Gas | Yes | 81.7668 | 0 | 0 | 732.9707 | 4444.7158 | 88.5075 | 0 | 361.3566 | 0 | 0 | 0 | 0 | 0 | 183.7556 | 0 | 1926.0631 | 21.9803 | 1859.5359 | 0 | 0 | 0 | 389.4915 | 434.0383 | 0 | 0 | 0 | 0 | 0 | 0 | 0 | 0 | 23729.0853 | 0 | 3400.5036 | 0 | 0 | 0 | 0 | 0 | 0 | 0 | 0 | 37653.478 | 37653.478 | 10524.1821 | 10524.1821 | 0 | 27129.2959 | 0 | 1763.3653 | 0 | 6184.9374 | 0 | 3800.8668 | 0 | 6184.9374 | 0 | 3376.3384 | 0 | 6184.9374 | 0 | 3999.2123 | 0 | 6184.9374 | 0 | 7948.3027 | 9985.8043 | 9561.2758 | 10184.1498
202619 | 242.131 | 1138 | 1 | None | Electric, 120% Usage | Standard, 120% Usage | Electric, 120% Usage | None | 400%+ | 2 | None | 2 Unit | Multifamily with 2-4 Units | Multi-Family with 2 - 4 Units | 1000-1499 | 0-1499 | 2 | Natural Gas | 60% Conditioned | Room AC | None | Natural Gas Fuel Boiler | None | 80000-99999 | 100% Incandescent | Occupied | 1960s | Natural Gas | Yes | 0 | 662.9268 | 24.911 | 0 | 2171.0705 | 0 | 0 | 49.2359 | 0 | 0 | 0 | 0 | 0 | 156.793 | 0 | 1465.0623 | 16.412 | 2446.5573 | 0 | 0 | 0 | 416.454 | 434.0383 | 0 | 0 | 0 | 0 | 0 | 0 | 0 | 0 | 8258.4497 | 0 | 4321.3329 | 0 | 0 | 0 | 0 | 0 | 0 | 0 | 0 | 20423.2437 | 20423.2437 | 7843.461 | 7843.461 | 0 | 12579.7826 | 0 | 1359.332 | 0 | 2867.9394 | 0 | 2960.797 | 0 | 2867.9394 | 0 | 2615.0621 | 0 | 2867.9394 | 0 | 3132.8314 | 0 | 2867.9394 | 0 | 4227.2713 | 5828.7363 | 5483.0014 | 6000.7708
202679 | 242.131 | 1690 | 4 | Standard Efficiency | Electric, 80% Usage | EnergyStar, 80% Usage | Electric, 80% Usage | 318 Rated kWh, 80% Usage | 400%+ | None | None | Single-Family Detached | Single-Family Detached | Single-Family Detached | 1500-1999 | 1500-2499 | 1 | Electricity | 100% Conditioned | Heat Pump | None | Electricity ASHP | None | 120000-139999 | 100% CFL | Occupied | 2000s | Natural Gas | Yes | 67.9925 | 320.0336 | 18.7565 | 509.0644 | 1841.0725 | 77.9569 | 319.7405 | 371.9072 | 1000.2516 | 3463.2208 | 0 | 0 | 0 | 46.0122 | 24.911 | 620.1384 | 21.9803 | 1191.3339 | 0 | 0 | 0 | 324.4297 | 434.0383 | 0 | 0 | 0 | 0 | 0 | 0 | 0 | 0 | 0 | 0 | 2080.8046 | 0 | 0 | 0 | 0 | 0 | 0 | 0 | 0 | 12734.2311 | 12734.2311 | 10653.4265 | 10653.4265 | 0 | 2080.8046 | 0 | 1966.1433 | 0 | 474.3674 | 0 | 4408.4475 | 0 | 474.3674 | 0 | 3853.6958 | 0 | 474.3674 | 0 | 4602.4598 | 0 | 474.3674 | 0 | 2440.5107 | 4882.8148 | 4328.0632 | 5076.8272
202720 | 242.131 | 1675 | 4 | Standard Efficiency, No usage | Electric, 100% Usage | Standard, 100% Usage | Electric, 100% Usage | None | 300-400% | None | 6 | Single-Family Attached | Single-Family Attached | Single-Family Attached | 1500-1999 | 1500-2499 | 1 | Natural Gas | 100% Conditioned | Central AC | None | Natural Gas Fuel Furnace | None | 80000-99999 | 100% Incandescent | Vacant | 1950s | Natural Gas | Yes | 0 | 0 | 0 | 525.7695 | 3480.8051 | 0 | 0 | 187.5655 | 0 | 0 | 0 | 0 | 0 | 0 | 0 | 0 | 21.9803 | 0 | 0 | 0 | 0 | 0 | 434.0383 | 0 | 0 | 0 | 0 | 0 | 0 | 0 | 0 | 7519.3244 | 0 | 0 | 0 | 0 | 0 | 0 | 0 | 0 | 0 | 0 | 12169.19 | 12169.19 | 4649.8656 | 4649.8656 | 0 | 7519.3244 | 0 | 786.5927 | 0 | 1714.2535 | 0 | 1647.4833 | 0 | 1714.2535 | 0 | 1479.8338 | 0 | 1714.2535 | 0 | 1675.8782 | 0 | 1714.2535 | 0 | 2500.8462 | 3361.7368 | 3194.0872 | 3390.1317
202745 | 242.131 | 1138 | 2 | Standard Efficiency | Electric, 100% Usage | Standard, 100% Usage | Electric, 100% Usage | 318 Rated kWh, 100% Usage | 400%+ | 36 | None | 20 to 49 Unit | Multifamily with 5+ units, 1-3 stories | Multi-Family with 5+ Units | 1000-1499 | 0-1499 | 3 | Electricity | 100% Conditioned | Central AC | None | Electricity Electric Furnace | None | 160000-179999 | 100% CFL | Occupied | 1970s | Electricity | Yes | 67.9925 | 858.1121 | 32.2378 | 235.043 | 2085.7868 | 112.5393 | 0 | 84.4045 | 0 | 6025.8343 | 0 | 0 | 2608.0395 | 39.2715 | 0 | 468.6206 | 16.412 | 1971.4891 | 0 | 0 | 0 | 431.9868 | 434.0383 | 0 | 0 | 0 | 0 | 0 | 0 | 0 | 0 | 0 | 0 | 0 | 0 | 0 | 0 | 0 | 0 | 0 | 0 | 0 | 15472.101 | 15472.101 | 15472.101 | 15472.101 | 0 | 0 | 0 | 2748.137 | 0 | 0 | 0 | 6239.5241 | 0 | 0 | 0 | 5448.2082 | 0 | 0 | 0 | 6582.9956 | 0 | 0 | 0 | 2748.137 | 6239.5241 | 5448.2082 | 6582.9956
202767 | 242.131 | 2152 | 4 | Standard Efficiency | Electric, 120% Usage | EnergyStar, 120% Usage | Electric, 120% Usage | None | 400%+ | None | 7 | Single-Family Attached | Single-Family Attached | Single-Family Attached | 2000-2499 | 1500-2499 | 1 | Electricity | 100% Conditioned | Heat Pump | None | Electricity ASHP | None | 200000+ | 100% Incandescent | Occupied | 2000s | Electricity | Yes | 67.9925 | 540.13 | 31.6517 | 807.4108 | 3193.5954 | 0 | 0 | 264.9362 | 1271.0492 | 2773.3315 | 0 | 0 | 4506.5538 | 207.4943 | 0 | 2335.4834 | 21.9803 | 4127.6129 | 0 | 0 | 0 | 518.4427 | 1160.8545 | 0 | 0 | 0 | 0 | 0 | 1778.9414 | 0 | 0 | 0 | 0 | 0 | 0 | 0 | 0 | 0 | 0 | 0 | 0 | 0 | 23607.4608 | 23607.4608 | 21828.8125 | 21828.8125 | 0 | 1778.9414 | 0 | 3726.045 | 0 | 405.5352 | 0 | 8365.5097 | 0 | 405.5352 | 0 | 7344.208 | 0 | 405.5352 | 0 | 8899.1671 | 0 | 405.5352 | 0 | 4131.5801 | 8771.0449 | 7749.7431 | 9304.7022
202795 | 242.131 | 885 | 3 | Standard Efficiency | Electric, 80% Usage | EnergyStar, 80% Usage | Electric, 80% Usage | 290 Rated kWh, 80% Usage | 400%+ | None | None | Single-Family Detached | Single-Family Detached | Single-Family Detached | 750-999 | 0-1499 | 1 | Electricity | 100% Conditioned | Central AC | None | Electricity Electric Furnace | None | 70000-79999 | 100% Incandescent | Occupied | 1950s | Electricity | Yes | 67.9925 | 320.0336 | 18.7565 | 588.4867 | 3731.3809 | 72.9747 | 0 | 303.3286 | 0 | 13011.4763 | 0 | 0 | 1251.4135 | 144.191 | 0 | 1247.8966 | 21.9803 | 1063.2618 | 0 | 0 | 0 | 324.4297 | 434.0383 | 0 | 0 | 0 | 0 | 0 | 0 | 0 | 0 | 0 | 0 | 0 | 0 | 0 | 0 | 0 | 0 | 0 | 0 | 0 | 22601.6409 | 22601.6409 | 22601.6409 | 22601.6409 | 0 | 0 | 0 | 4008.5718 | 0 | 0 | 0 | 9216.9226 | 0 | 0 | 0 | 8030.8316 | 0 | 0 | 0 | 9663.4344 | 0 | 0 | 0 | 4008.5718 | 9216.9226 | 8030.8316 | 9663.4344
202818 | 242.131 | 3301 | 3 | None | Electric, 80% Usage | Standard, 80% Usage | Electric, 80% Usage | 290 Rated kWh, 80% Usage | 400%+ | None | None | Single-Family Detached | Single-Family Detached | Single-Family Detached | 3000-3999 | 2500-3999 | 1 | Electricity | 100% Conditioned | Central AC | None | Electricity Electric Furnace | None | 200000+ | 100% Incandescent | Occupied | 2000s | Natural Gas | Yes | 0 | 420.557 | 15.8258 | 657.9446 | 3863.849 | 45.1329 | 0 | 509.3575 | 0 | 21878.3415 | 0 | 0 | 0 | 264.9362 | 99.9372 | 3321.6675 | 21.9803 | 1290.0989 | 0 | 0 | 0 | 271.6769 | 480.0504 | 0 | 0 | 0 | 0 | 0 | 0 | 0 | 0 | 0 | 0 | 2051.2044 | 0 | 0 | 0 | 0 | 0 | 0 | 0 | 0 | 35192.5602 | 35192.5602 | 33141.3558 | 33141.3558 | 0 | 2051.2044 | 0 | 5762.2275 | 0 | 467.6324 | 0 | 13519.5011 | 0 | 467.6324 | 0 | 11752.6277 | 0 | 467.6324 | 0 | 14167.3363 | 0 | 467.6324 | 0 | 6229.8599 | 13987.1335 | 12220.2602 | 14634.9687
202878 | 242.131 | 1675 | 2 | Standard Efficiency | Electric, 120% Usage | EnergyStar, 120% Usage | Electric, 120% Usage | 290 Rated kWh, 120% Usage | 200-300% | None | 8 | Single-Family Attached | Single-Family Attached | Single-Family Attached | 1500-1999 | 1500-2499 | 2 | Natural Gas | 40% Conditioned | Room AC | None | Natural Gas Fuel Boiler | None | 60000-69999 | 100% LED | Occupied | 1950s | Natural Gas | Yes | 67.9925 | 636.5504 | 37.22 | 0 | 1192.7993 | 152.9831 | 0 | 81.7668 | 0 | 0 | 0 | 0 | 0 | 30.4794 | 0 | 470.6721 | 16.412 | 4243.083 | 0 | 0 | 0 | 569.4371 | 434.0383 | 0 | 0 | 0 | 0 | 0 | 0 | 900.9005 | 0 | 10827.5107 | 0 | 8367.7652 | 0 | 0 | 0 | 0 | 0 | 0 | 0 | 0 | 28029.6102 | 28029.6102 | 7933.1408 | 7933.1408 | 0 | 20096.4694 | 0 | 1325.1406 | 0 | 4581.5805 | 0 | 2948.7205 | 0 | 4581.5805 | 0 | 2600.3788 | 0 | 4581.5805 | 0 | 3126.2502 | 0 | 4581.5805 | 0 | 5906.7211 | 7530.301 | 7181.9593 | 7707.8307
202925 | 242.131 | 617 | 1 | Standard Efficiency | None | None | Electric, 80% Usage | None | 200-300% | 116 | None | 50 or more Unit | Multifamily with 5+ units, 4-7 stories | Multi-Family with 5+ Units | 500-749 | 0-1499 | 4 | Electricity | None | None | Heating Only | Electricity Shared Heating | Boiler Baseboards Heating Only, Electricity | 25000-29999 | 100% LED | Occupied | <1940 | Electricity | No | 67.9925 | 0 | 0 | 0 | 0 | 0 | 0 | 101.1095 | 0 | 2911.0749 | 0 | 0 | 740.5906 | 21.6873 | 0 | 248.8173 | 16.412 | 685.7863 | 0 | 0 | 0 | 277.5383 | 434.0383 | 0 | 0 | 0 | 0 | 0 | 0 | 0 | 0 | 0 | 0 | 0 | 0 | 0 | 0 | 0 | 0 | 0 | 0 | 0 | 5504.7539 | 5504.7539 | 5504.7539 | 5504.7539 | 0 | 0 | 0 | 975.6414 | 0 | 0 | 0 | 2266.1402 | 0 | 0 | 0 | 1969.8845 | 0 | 0 | 0 | 2395.5506 | 0 | 0 | 0 | 975.6414 | 2266.1402 | 1969.8845 | 2395.5506
202996 | 242.131 | 866 | 2 | Standard Efficiency, No usage | Gas, 120% Usage | EnergyStar, 120% Usage | Electric, 120% Usage | None | 150-200% | None | 6 | Single-Family Attached | Single-Family Attached | Single-Family Attached | 750-999 | 0-1499 | 1 | Natural Gas | 100% Conditioned | Central AC | None | Natural Gas Fuel Furnace | None | 25000-29999 | 100% Incandescent | Vacant | 1950s | Natural Gas | Yes | 0 | 0 | 0 | 811.5138 | 3899.3106 | 0 | 0 | 251.748 | 0 | 0 | 0 | 0 | 0 | 0 | 0 | 0 | 16.412 | 0 | 0 | 0 | 0 | 0 | 914.0887 | 0 | 0 | 0 | 0 | 0 | 0 | 0 | 0 | 10096.5914 | 0 | 1689.2616 | 0 | 0 | 0 | 0 | 0 | 0 | 0 | 0 | 17678.9262 | 17678.9262 | 5893.0731 | 5893.0731 | 0 | 11785.8531 | 0 | 1069.9174 | 0 | 2686.9224 | 0 | 2196.766 | 0 | 2686.9224 | 0 | 1966.7906 | 0 | 2686.9224 | 0 | 2270.3904 | 0 | 2686.9224 | 0 | 3756.8398 | 4883.6884 | 4653.713 | 4957.3128
203169 | 242.131 | 885 | 3 | None | Electric, 100% Usage | EnergyStar, 100% Usage | Electric, 100% Usage | 290 Rated kWh, 100% Usage | 0-100% | None | None | Mobile Home | Mobile Home | Mobile Home | 750-999 | 0-1499 | 1 | Electricity | 100% Conditioned | Central AC | None | Electricity Electric Furnace | None | 10000-14999 | 100% CFL | Occupied | 2000s | Electricity | Yes | 0 | 400.042 | 23.4457 | 295.7087 | 1563.2411 | 91.1451 | 319.7405 | 24.0318 | 0 | 3860.6252 | 0 | 0 | 2076.7016 | 36.0477 | 0 | 399.1628 | 21.9803 | 2206.8252 | 0 | 0 | 0 | 405.6104 | 890.9361 | 0 | 0 | 0 | 0 | 0 | 0 | 0 | 0 | 0 | 0 | 0 | 0 | 0 | 0 | 0 | 0 | 0 | 0 | 0 | 12615.2442 | 12615.2442 | 12615.2442 | 12615.2442 | 0 | 0 | 0 | 2189.7362 | 0 | 0 | 0 | 4983.5885 | 0 | 0 | 0 | 4356.2367 | 0 | 0 | 0 | 5271.5371 | 0 | 0 | 0 | 2189.7362 | 4983.5885 | 4356.2367 | 5271.5371
203170 | 242.131 | 1138 | 2 | Standard Efficiency | Electric, 100% Usage | EnergyStar, 100% Usage | Electric, 100% Usage | None | 0-100% | 67 | None | 50 or more Unit | Multifamily with 5+ units, 1-3 stories | Multi-Family with 5+ Units | 1000-1499 | 0-1499 | 3 | Electricity | 100% Conditioned | Central AC | None | Electricity Electric Furnace | None | <10000 | 100% Incandescent | Occupied | 1980s | Electricity | Yes | 67.9925 | 369.8557 | 21.6873 | 440.4858 | 3516.5598 | 0 | 0 | 135.1058 | 0 | 5773.7932 | 0 | 0 | 1945.6988 | 156.793 | 0 | 1465.0623 | 16.412 | 1776.3038 | 0 | 0 | 0 | 389.4915 | 834.0803 | 0 | 0 | 0 | 0 | 0 | 0 | 0 | 0 | 0 | 0 | 0 | 0 | 0 | 0 | 0 | 0 | 0 | 0 | 0 | 16909.3215 | 16909.3215 | 16909.3215 | 16909.3215 | 0 | 0 | 0 | 3000.5725 | 0 | 0 | 0 | 6776.2631 | 0 | 0 | 0 | 5932.5591 | 0 | 0 | 0 | 7081.9554 | 0 | 0 | 0 | 3000.5725 | 6776.2631 | 5932.5591 | 7081.9554
203241 | 242.131 | 1220 | 3 | Standard Efficiency | Electric, 100% Usage | EnergyStar, 100% Usage | Electric, 100% Usage | None | 100-150% | None | None | Single-Family Detached | Single-Family Detached | Single-Family Detached | 1000-1499 | 0-1499 | 1 | Natural Gas | None | None | None | Natural Gas Fuel Wall/Floor Furnace | None | 25000-29999 | 100% Incandescent | Occupied | 1960s | Electricity | Yes | 67.9925 | 400.042 | 23.4457 | 0 | 0 | 0 | 319.7405 | 0 | 0 | 0 | 0 | 0 | 2086.3729 | 160.896 | 0 | 1535.3993 | 21.9803 | 2233.2016 | 0 | 0 | 0 | 405.6104 | 400.042 | 0 | 0 | 0 | 0 | 0 | 0 | 0 | 0 | 20407.1247 | 0 | 0 | 0 | 0 | 0 | 0 | 0 | 0 | 0 | 0 | 28061.848 | 28061.848 | 7654.7233 | 7654.7233 | 0 | 20407.1247 | 0 | 1265.9051 | 0 | 4652.4049 | 0 | 2843.1787 | 0 | 4652.4049 | 0 | 2496.2649 | 0 | 4652.4049 | 0 | 3061.3779 | 0 | 4652.4049 | 0 | 5918.31 | 7495.5835 | 7148.6697 | 7713.7828
203263 | 242.131 | 1690 | 2 | Standard Efficiency, No usage | Electric, 100% Usage | Standard, 100% Usage | Electric, 100% Usage | None | 300-400% | None | None | Single-Family Detached | Single-Family Detached | Single-Family Detached | 1500-1999 | 1500-2499 | 1 | Fuel Oil | 60% Conditioned | Room AC | None | Fuel Oil Fuel Boiler | None | 80000-99999 | 100% Incandescent | Vacant | 1960s | Electricity | Yes | 0 | 0 | 0 | 0 | 2808.207 | 0 | 319.7405 | 57.1489 | 0 | 0 | 0 | 0 | 314.4653 | 0 | 0 | 0 | 16.412 | 0 | 0 | 0 | 0 | 0 | 1356.0398 | 0 | 0 | 8575.2595 | 0 | 0 | 0 | 0 | 0 | 0 | 0 | 0 | 0 | 0 | 0 | 0 | 0 | 0 | 0 | 0 | 13447.273 | 13447.273 | 4872.3065 | 4872.3065 | 8575.2595 | 0 | 0 | 841.7241 | 2599.9928 | 0 | 0 | 1783.767 | 2599.9928 | 0 | 0 | 1592.2099 | 2599.9928 | 0 | 0 | 1838.0044 | 2599.9928 | 0 | 0 | 3441.7169 | 4383.7598 | 4192.2027 | 4437.9972
203265 | 242.131 | 1690 | 3 | Standard Efficiency | Gas, 100% Usage | EnergyStar, 100% Usage | Gas, 100% Usage | None | 400%+ | None | None | Single-Family Detached | Single-Family Detached | Single-Family Detached | 1500-1999 | 1500-2499 | 1 | Natural Gas | 100% Conditioned | Central AC | None | Natural Gas Fuel Wall/Floor Furnace | None | 160000-179999 | 100% CFL | Occupied | 1950s | Natural Gas | Yes | 67.9925 | 46.8914 | 30.7725 | 932.2591 | 3608.8772 | 0 | 319.7405 | 0 | 0 | 0 | 0 | 0 | 0 | 46.0122 | 24.911 | 620.1384 | 21.9803 | 2697.4261 | 0 | 0 | 0 | 32.2378 | 834.0803 | 0 | 0 | 0 | 0 | 622.776 | 0 | 0 | 0 | 31533.861 | 0 | 4627.2991 | 0 | 0 | 947.2057 | 0 | 0 | 0 | 0 | 0 | 47014.461 | 47014.461 | 9283.3192 | 9283.3192 | 0 | 37731.1418 | 0 | 1601.7562 | 0 | 8601.9126 | 0 | 3392.5044 | 0 | 8601.9126 | 0 | 3020.5238 | 0 | 8601.9126 | 0 | 3559.3235 | 0 | 8601.9126 | 0 | 10203.6688 | 11994.417 | 11622.4363 | 12161.236
203288 | 242.131 | 2176 | 4 | Standard Efficiency | Electric, 80% Usage | Standard, 80% Usage | Electric, 80% Usage | 318 Rated kWh, 80% Usage | 150-200% | None | None | Single-Family Detached | Single-Family Detached | Single-Family Detached | 2000-2499 | 1500-2499 | 1 | Electricity | None | None | None | Electricity Electric Furnace | None | 25000-29999 | 100% Incandescent | Occupied | 1970s | Electricity | Yes | 67.9925 | 610.467 | 22.8595 | 0 | 0 | 77.9569 | 319.7405 | 417.9193 | 0 | 17876.4561 | 0 | 0 | 1396.7767 | 208.6666 | 99.9372 | 2355.9983 | 21.9803 | 1268.7047 | 0 | 0 | 0 | 324.4297 | 868.0765 | 0 | 0 | 0 | 0 | 0 | 0 | 0 | 0 | 0 | 0 | 0 | 0 | 0 | 0 | 0 | 0 | 0 | 0 | 0 | 25938.2551 | 25938.2551 | 25938.2551 | 25938.2551 | 0 | 0 | 0 | 4612.9373 | 0 | 0 | 0 | 10808.1509 | 0 | 0 | 0 | 9369.7564 | 0 | 0 | 0 | 11434.9648 | 0 | 0 | 0 | 4612.9373 | 10808.1509 | 9369.7564 | 11434.9648
203297 | 242.131 | 866 | 2 | Standard Efficiency | None | None | Gas, 80% Usage | None | 200-300% | None | 8 | Single-Family Attached | Single-Family Attached | Single-Family Attached | 750-999 | 0-1499 | 2 | Natural Gas | 100% Conditioned | Central AC | None | Natural Gas Fuel Furnace | None | 30000-34999 | 100% CFL | Occupied | 1950s | Natural Gas | Yes | 67.9925 | 0 | 0 | 224.1994 | 2064.3926 | 0 | 319.7405 | 601.6749 | 0 | 0 | 0 | 0 | 0 | 35.7547 | 0 | 393.8875 | 16.412 | 802.1355 | 0 | 0 | 0 | 19.0496 | 480.0504 | 0 | 0 | 0 | 0 | 0 | 0 | 0 | 0 | 27836.7694 | 0 | 1872.7241 | 0 | 0 | 555.9558 | 0 | 0 | 0 | 0 | 0 | 35290.446 | 35290.446 | 5025.2896 | 5025.2896 | 0 | 30265.4494 | 0 | 921.9337 | 0 | 6899.8661 | 0 | 1977.5072 | 0 | 6899.8661 | 0 | 1750.7913 | 0 | 6899.8661 | 0 | 2050.4103 | 0 | 6899.8661 | 0 | 7821.7999 | 8877.3733 | 8650.6574 | 8950.2765
203338 | 242.131 | 2590 | 1 | None | Electric, 80% Usage | EnergyStar, 80% Usage | Electric, 80% Usage | 318 Rated kWh, 80% Usage | 400%+ | 67 | None | 50 or more Unit | Multifamily with 5+ units, 4-7 stories | Multi-Family with 5+ Units | 2500-2999 | 2500-3999 | 4 | Electricity | 100% Conditioned | Heat Pump | None | Electricity ASHP | None | 200000+ | 100% LED | Vacant | 2000s | Natural Gas | Yes | 0 | 0 | 0 | 180.5318 | 732.0915 | 0 | 0 | 24.3249 | 16.9981 | 393.8875 | 0 | 0 | 0 | 0 | 0 | 0 | 16.412 | 0 | 0 | 0 | 0 | 0 | 1356.0398 | 0 | 0 | 0 | 0 | 0 | 0 | 0 | 0 | 0 | 0 | 1531.0033 | 0 | 0 | 0 | 0 | 0 | 0 | 0 | 0 | 4251.582 | 4251.582 | 2720.8718 | 2720.8718 | 0 | 1531.0033 | 0 | 457.4384 | 0 | 349.0112 | 0 | 1014.4353 | 0 | 349.0112 | 0 | 896.1307 | 0 | 349.0112 | 0 | 1057.732 | 0 | 349.0112 | 0 | 806.4496 | 1363.4465 | 1245.1419 | 1406.7433
203393 | 242.131 | 1690 | 3 | Standard Efficiency | Electric, 100% Usage | Standard, 100% Usage | Electric, 100% Usage | None | 400%+ | None | None | Single-Family Detached | Single-Family Detached | Single-Family Detached | 1500-1999 | 1500-2499 | 1 | Other Fuel | 80% Conditioned | Room AC | None | None | None | 120000-139999 | 100% Incandescent | Occupied | <1940 | Electricity | Yes | 67.9925 | 1237.053 | 46.3052 | 0 | 2636.1743 | 0 | 319.7405 | 0 | 0 | 0 | 0 | 0 | 3886.4155 | 184.6348 | 0 | 1938.9582 | 21.9803 | 3012.1845 | 0 | 0 | 0 | 537.1993 | 868.0765 | 0 | 0 | 0 | 0 | 0 | 0 | 0 | 0 | 0 | 0 | 0 | 0 | 0 | 0 | 0 | 0 | 0 | 0 | 0 | 14756.4214 | 14756.4214 | 14756.4214 | 14756.4214 | 0 | 0 | 0 | 2548.2511 | 0 | 0 | 0 | 5553.0266 | 0 | 0 | 0 | 5119.4771 | 0 | 0 | 0 | 6157.8022 | 0 | 0 | 0 | 2548.2511 | 5553.0266 | 5119.4771 | 6157.8022
203400 | 242.131 | 3301 | 3 | Standard Efficiency | Electric, 100% Usage | EnergyStar, 100% Usage | Electric, 100% Usage | None | 400%+ | None | None | Single-Family Detached | Single-Family Detached | Single-Family Detached | 3000-3999 | 2500-3999 | 2 | Electricity | 100% Conditioned | Heat Pump | None | Electricity ASHP | None | 160000-179999 | 100% CFL | Occupied | 1980s | Electricity | Yes | 67.9925 | 400.042 | 23.4457 | 1397.6559 | 4734.2701 | 0 | 0 | 1095.4997 | 4555.4967 | 11268.5826 | 1111.6186 | 1098.1373 | 2126.5237 | 66.2341 | 24.911 | 1062.6757 | 21.9803 | 2894.956 | 0 | 0 | 0 | 405.6104 | 434.0383 | 0 | 0 | 0 | 0 | 0 | 0 | 0 | 0 | 0 | 0 | 0 | 0 | 0 | 0 | 0 | 0 | 0 | 0 | 0 | 32789.9636 | 32789.9636 | 32789.9636 | 32789.9636 | 0 | 0 | 0 | 5883.6419 | 0 | 0 | 0 | 13484.4997 | 0 | 0 | 0 | 11769.7785 | 0 | 0 | 0 | 14048.2528 | 0 | 0 | 0 | 5883.6419 | 13484.4997 | 11769.7785 | 14048.2528
203469 | 242.131 | 885 | 4 | Standard Efficiency | Electric, 120% Usage | EnergyStar, 120% Usage | Electric, 120% Usage | None | 150-200% | None | None | Single-Family Detached | Single-Family Detached | Single-Family Detached | 750-999 | 0-1499 | 2 | Other Fuel | 20% Conditioned | Room AC | None | None | None | 20000-24999 | 100% LED | Occupied | <1940 | Electricity | Yes | 67.9925 | 330.8772 | 19.3427 | 0 | 400.6282 | 0 | 319.7405 | 0 | 0 | 0 | 0 | 0 | 2203.0152 | 24.0318 | 0 | 304.7939 | 21.9803 | 3623.8238 | 0 | 0 | 0 | 407.3688 | 434.0383 | 0 | 0 | 0 | 0 | 0 | 0 | 0 | 0 | 0 | 0 | 0 | 0 | 0 | 0 | 0 | 0 | 0 | 0 | 0 | 8157.9263 | 8157.9263 | 8157.9263 | 8157.9263 | 0 | 0 | 0 | 1435.3318 | 0 | 0 | 0 | 3167.9313 | 0 | 0 | 0 | 2888.5706 | 0 | 0 | 0 | 3504.2714 | 0 | 0 | 0 | 1435.3318 | 3167.9313 | 2888.5706 | 3504.2714
203534 | 242.131 | 1690 | 3 | None | Electric, 120% Usage | Standard, 120% Usage | Electric, 120% Usage | 318 Rated kWh, 120% Usage | 400%+ | None | None | Single-Family Detached | Single-Family Detached | Single-Family Detached | 1500-1999 | 1500-2499 | 1 | Natural Gas | 20% Conditioned | Room AC | None | Natural Gas Fuel Wall/Floor Furnace | None | 200000+ | 100% CFL | Occupied | 1960s | Natural Gas | Yes | 0 | 1768.977 | 66.2341 | 0 | 974.4613 | 250.8688 | 319.7405 | 0 | 0 | 0 | 0 | 1312.6653 | 0 | 46.0122 | 0 | 620.1384 | 21.9803 | 6653.8856 | 0 | 0 | 0 | 723.8855 | 434.0383 | 0 | 0 | 0 | 0 | 0 | 0 | 0 | 0 | 24406.9587 | 3017.1667 | 12055.4785 | 0 | 0 | 0 | 0 | 0 | 0 | 0 | 0 | 52672.4911 | 52672.4911 | 13192.8873 | 13192.8873 | 0 | 39479.6038 | 0 | 2251.5436 | 0 | 9000.5481 | 0 | 4993.2591 | 0 | 9000.5481 | 0 | 4397.2655 | 0 | 9000.5481 | 0 | 5292.4691 | 0 | 9000.5481 | 0 | 11252.0917 | 13993.8072 | 13397.8136 | 14293.0172
203663 | 242.131 | 866 | 2 | None | Gas, 80% Usage | EnergyStar, 80% Usage | Electric, 80% Usage | 290 Rated kWh, 80% Usage | 0-100% | None | 6 | Single-Family Attached | Single-Family Attached | Single-Family Attached | 750-999 | 0-1499 | 2 | Natural Gas | 40% Conditioned | Room AC | None | Natural Gas Fuel Furnace | None | 15000-19999 | 100% Incandescent | Occupied | 1950s | Natural Gas | Yes | 0 | 37.8062 | 24.911 | 0 | 1469.4583 | 101.9887 | 0 | 623.9483 | 0 | 0 | 0 | 0 | 0 | 143.3118 | 0 | 1231.4846 | 16.412 | 998.7862 | 0 | 0 | 0 | 379.527 | 434.0383 | 0 | 0 | 0 | 0 | 503.7892 | 1642.0772 | 0 | 0 | 28850.5023 | 0 | 3270.6731 | 0 | 0 | 0 | 0 | 0 | 0 | 0 | 0 | 39728.7142 | 39728.7142 | 5461.6725 | 5461.6725 | 0 | 34267.0418 | 0 | 952.4383 | 0 | 7812.1543 | 0 | 2072.3501 | 0 | 7812.1543 | 0 | 1828.4027 | 0 | 7812.1543 | 0 | 2199.7774 | 0 | 7812.1543 | 0 | 8764.5925 | 9884.5044 | 9640.557 | 10011.9316
203672 | 242.131 | 2176 | 3 | None | Electric, 100% Usage | Standard, 100% Usage | Electric, 100% Usage | None | 400%+ | None | None | Single-Family Detached | Single-Family Detached | Single-Family Detached | 2000-2499 | 1500-2499 | 2 | Electricity | 100% Conditioned | Heat Pump | None | Electricity ASHP | None | 140000-159999 | 100% CFL | Occupied | 1990s | Electricity | Yes | 0 | 999.9585 | 37.5131 | 740.2975 | 2448.6088 | 0 | 319.7405 | 528.9933 | 1961.2316 | 6994.1411 | 0 | 0 | 2877.9579 | 52.1667 | 24.911 | 753.7788 | 21.9803 | 2851.8746 | 0 | 0 | 0 | 471.2583 | 914.0887 | 0 | 0 | 0 | 0 | 0 | 0 | 0 | 0 | 0 | 0 | 0 | 0 | 0 | 0 | 0 | 0 | 0 | 0 | 0 | 21998.2076 | 21998.2076 | 21998.2076 | 21998.2076 | 0 | 0 | 0 | 3833.1358 | 0 | 0 | 0 | 8792.2757 | 0 | 0 | 0 | 7675.7418 | 0 | 0 | 0 | 9230.8596 | 0 | 0 | 0 | 3833.1358 | 8792.2757 | 7675.7418 | 9230.8596
203696 | 242.131 | 1138 | 2 | Standard Efficiency | Electric, 80% Usage | EnergyStar, 80% Usage | Gas, 80% Usage | 318 Rated kWh, 80% Usage | 400%+ | 12 | None | 10 to 19 Unit | Multifamily with 5+ units, 1-3 stories | Multi-Family with 5+ Units | 1000-1499 | 0-1499 | 3 | Natural Gas | 100% Conditioned | Central AC | None | Natural Gas Fuel Furnace | None | 80000-99999 | 100% Incandescent | Occupied | 1970s | Electricity | No | 67.9925 | 296.0018 | 17.2912 | 207.4943 | 1620.3899 | 70.9232 | 0 | 197.2368 | 0 | 0 | 0 | 0 | 1178.7318 | 156.793 | 0 | 1465.0623 | 16.412 | 888.2984 | 0 | 0 | 0 | 21.3942 | 480.0504 | 0 | 0 | 0 | 0 | 0 | 0 | 0 | 0 | 7889.7663 | 0 | 0 | 0 | 0 | 624.8275 | 0 | 0 | 0 | 0 | 0 | 15198.6657 | 15198.6657 | 6684.0719 | 6684.0719 | 0 | 8514.5938 | 0 | 1116.0468 | 0 | 1941.1563 | 0 | 2468.3431 | 0 | 1941.1563 | 0 | 2179.2696 | 0 | 1941.1563 | 0 | 2611.1653 | 0 | 1941.1563 | 0 | 3057.203 | 4409.4993 | 4120.4258 | 4552.3215
203739 | 242.131 | 13414 | 5 | Standard Efficiency | Electric, 80% Usage | Standard, 80% Usage | Electric, 80% Usage | 318 Rated kWh, 80% Usage | 400%+ | None | 12 | Single-Family Attached | Single-Family Attached | Single-Family Attached | 4000+ | 4000+ | 2 | Natural Gas | 80% Conditioned | Central AC | None | Natural Gas Fuel Furnace | None | 50000-59999 | 100% CFL | Occupied | 1950s | Natural Gas | Yes | 67.9925 | 441.9512 | 16.412 | 1598.7027 | 6572.7049 | 51.5805 | 319.7405 | 1979.6951 | 0 | 0 | 0 | 0 | 0 | 192.5477 | 0 | 3839.5241 | 27.2556 | 1765.7532 | 0 | 0 | 0 | 277.5383 | 434.0383 | 0 | 0 | 0 | 0 | 0 | 0 | 0 | 0 | 94173.1131 | 0 | 2106.3018 | 0 | 0 | 0 | 0 | 0 | 0 | 0 | 0 | 113865.4375 | 113865.4375 | 17586.0226 | 17586.0226 | 0 | 96279.4148 | 0 | 3341.8023 | 0 | 21949.7244 | 0 | 7182.4655 | 0 | 21949.7244 | 0 | 6353.618 | 0 | 21949.7244 | 0 | 7379.5151 | 0 | 21949.7244 | 0 | 25291.5267 | 29132.19 | 28303.3424 | 29329.2396
203844 | 242.131 | 1138 | 2 | Standard Efficiency | Electric, 100% Usage | Standard, 100% Usage | Electric, 100% Usage | None | 300-400% | 10 | None | 10 to 19 Unit | Multifamily with 5+ units, 1-3 stories | Multi-Family with 5+ Units | 1000-1499 | 0-1499 | 3 | Electricity | None | None | Heating Only | Electricity Shared Heating | Boiler Baseboards Heating Only, Electricity | 60000-69999 | 100% Incandescent | Occupied | 1980s | Electricity | Yes | 67.9925 | 705.129 | 26.3764 | 0 | 0 | 0 | 0 | 102.8679 | 0 | 7432.5754 | 0 | 0 | 2013.1052 | 156.793 | 0 | 1465.0623 | 16.412 | 1776.3038 | 0 | 0 | 0 | 389.4915 | 434.0383 | 0 | 0 | 0 | 0 | 0 | 0 | 0 | 0 | 0 | 0 | 0 | 0 | 0 | 0 | 0 | 0 | 0 | 0 | 0 | 14586.7333 | 14586.7333 | 14586.7333 | 14586.7333 | 0 | 0 | 0 | 2528.4804 | 0 | 0 | 0 | 5880.4409 | 0 | 0 | 0 | 5117.4967 | 0 | 0 | 0 | 6236.5558 | 0 | 0 | 0 | 2528.4804 | 5880.4409 | 5117.4967 | 6236.5558
203988 | 242.131 | 3301 | 4 | Standard Efficiency, No usage | Electric, 100% Usage | EnergyStar, 100% Usage | Electric, 100% Usage | None | 400%+ | None | None | Single-Family Detached | Single-Family Detached | Single-Family Detached | 3000-3999 | 2500-3999 | 2 | Electricity | None | None | None | Electricity Electric Furnace | None | 160000-179999 | 100% LED | Vacant | 2010s | Electricity | Yes | 0 | 0 | 0 | 0 | 0 | 0 | 319.7405 | 121.9176 | 0 | 5178.2727 | 0 | 0 | 316.8098 | 0 | 0 | 0 | 21.9803 | 0 | 0 | 0 | 0 | 0 | 834.0803 | 0 | 0 | 0 | 0 | 0 | 0 | 0 | 0 | 0 | 0 | 0 | 0 | 0 | 0 | 0 | 0 | 0 | 0 | 0 | 6792.5082 | 6792.5082 | 6792.5082 | 6792.5082 | 0 | 0 | 0 | 1313.2048 | 0 | 0 | 0 | 2998.9808 | 0 | 0 | 0 | 2668.5647 | 0 | 0 | 0 | 3197.0206 | 0 | 0 | 0 | 1313.2048 | 2998.9808 | 2668.5647 | 3197.0206
204071 | 242.131 | 2663 | 5 | Standard Efficiency | Electric, 100% Usage | EnergyStar, 100% Usage | Electric, 100% Usage | 290 Rated kWh, 100% Usage | 400%+ | None | None | Single-Family Detached | Single-Family Detached | Single-Family Detached | 2500-2999 | 2500-3999 | 1 | Electricity | 100% Conditioned | Heat Pump | None | Electricity ASHP | None | 180000-199999 | 100% Incandescent | Occupied | 1990s | Electricity | Yes | 67.9925 | 400.042 | 23.4457 | 421.1431 | 1782.4582 | 91.1451 | 0 | 471.5514 | 1551.8113 | 5133.7259 | 0 | 0 | 2185.724 | 233.2846 | 99.9372 | 2774.2107 | 27.2556 | 2692.1508 | 0 | 0 | 0 | 405.6104 | 434.0383 | 0 | 0 | 0 | 0 | 0 | 0 | 0 | 0 | 0 | 0 | 0 | 0 | 0 | 0 | 0 | 0 | 0 | 0 | 0 | 18795.5269 | 18795.5269 | 18795.5269 | 18795.5269 | 0 | 0 | 0 | 3307.0644 | 0 | 0 | 0 | 7522.6562 | 0 | 0 | 0 | 6569.5425 | 0 | 0 | 0 | 7935.418 | 0 | 0 | 0 | 3307.0644 | 7522.6562 | 6569.5425 | 7935.418
204152 | 242.131 | 3301 | 4 | Standard Efficiency | Electric, 100% Usage | EnergyStar, 100% Usage | Electric, 100% Usage | 290 Rated kWh, 100% Usage | 400%+ | None | None | Single-Family Detached | Single-Family Detached | Single-Family Detached | 3000-3999 | 2500-3999 | 1 | Fuel Oil | 100% Conditioned | Central AC | None | Fuel Oil Fuel Furnace | None | 200000+ | 100% LED | Occupied | 1970s | Electricity | Yes | 67.9925 | 400.042 | 23.4457 | 1178.7318 | 5095.9198 | 91.1451 | 319.7405 | 1019.5943 | 0 | 0 | 0 | 0 | 2219.1341 | 44.2537 | 0 | 811.5138 | 21.9803 | 2894.956 | 0 | 0 | 0 | 405.6104 | 1836.0903 | 0 | 0 | 40908.9114 | 0 | 0 | 0 | 0 | 0 | 0 | 0 | 0 | 0 | 0 | 0 | 0 | 0 | 0 | 0 | 0 | 57339.0618 | 57339.0618 | 16430.4434 | 16430.4434 | 40908.9114 | 0 | 0 | 2802.5159 | 12403.497 | 0 | 0 | 6066.8937 | 12403.497 | 0 | 0 | 5379.6917 | 12403.497 | 0 | 0 | 6376.4981 | 12403.497 | 0 | 0 | 15206.0129 | 18470.3906 | 17783.1887 | 18779.9951
204213 | 242.131 | 1220 | 4 | Standard Efficiency | Gas, 120% Usage | EnergyStar, 120% Usage | Electric, 120% Usage | None | 400%+ | None | None | Single-Family Detached | Single-Family Detached | Single-Family Detached | 1000-1499 | 0-1499 | 1 | Natural Gas | 100% Conditioned | Central AC | None | Natural Gas Fuel Furnace | None | 140000-159999 | 100% CFL | Occupied | 1970s | Natural Gas | Yes | 67.9925 | 56.2696 | 36.6339 | 504.6684 | 3593.0513 | 0 | 319.7405 | 391.836 | 0 | 0 | 0 | 0 | 0 | 40.1507 | 0 | 491.1871 | 21.9803 | 5095.9198 | 0 | 0 | 0 | 565.6272 | 434.0383 | 0 | 0 | 0 | 0 | 747.3312 | 0 | 0 | 0 | 19447.9031 | 0 | 7825.8768 | 0 | 0 | 0 | 0 | 0 | 0 | 0 | 0 | 39640.4999 | 39640.4999 | 11619.0956 | 11619.0956 | 0 | 28021.4042 | 0 | 1982.8137 | 0 | 6388.2766 | 0 | 4247.712 | 0 | 6388.2766 | 0 | 3767.5233 | 0 | 6388.2766 | 0 | 4501.9832 | 0 | 6388.2766 | 0 | 8371.0903 | 10635.9886 | 10155.7998 | 10890.2597
204309 | 242.131 | 1220 | 1 | Standard Efficiency | Electric, 100% Usage | Standard, 100% Usage | Electric, 100% Usage | None | 100-150% | None | None | Single-Family Detached | Single-Family Detached | Single-Family Detached | 1000-1499 | 0-1499 | 1 | Electricity | 100% Conditioned | Heat Pump | None | Electricity ASHP | None | 20000-24999 | 100% Incandescent | Occupied | 1950s | Electricity | Yes | 67.9925 | 762.864 | 28.4279 | 829.0981 | 2470.5891 | 0 | 0 | 428.4699 | 5303.7072 | 5052.8383 | 0 | 0 | 2188.3617 | 160.896 | 0 | 1535.3993 | 16.412 | 2233.2016 | 0 | 0 | 0 | 405.6104 | 480.0504 | 327.0673 | 0 | 0 | 0 | 0 | 0 | 0 | 0 | 0 | 0 | 0 | 0 | 0 | 0 | 0 | 0 | 0 | 0 | 0 | 22291.2787 | 22291.2787 | 22291.2787 | 22291.2787 | 0 | 0 | 0 | 4094.6913 | 0 | 0 | 0 | 9121.435 | 0 | 0 | 0 | 8224.2361 | 0 | 0 | 0 | 9979.2068 | 0 | 0 | 0 | 4094.6913 | 9121.435 | 8224.2361 | 9979.2068
204409 | 242.131 | 1220 | 3 | None | Electric, 100% Usage | EnergyStar, 100% Usage | Electric, 100% Usage | 290 Rated kWh, 100% Usage | 400%+ | None | None | Single-Family Detached | Single-Family Detached | Single-Family Detached | 1000-1499 | 0-1499 | 1 | Electricity | 100% Conditioned | Heat Pump | None | Electricity ASHP | None | 200000+ | 100% Incandescent | Occupied | 1990s | Natural Gas | Yes | 0 | 400.042 | 23.4457 | 802.1355 | 2651.707 | 91.1451 | 0 | 177.308 | 193.4269 | 3163.1161 | 0 | 0 | 0 | 160.896 | 0 | 1535.3993 | 21.9803 | 2233.2016 | 0 | 1853.3814 | 0 | 405.6104 | 914.0887 | 0 | 0 | 0 | 0 | 0 | 1460.9593 | 0 | 0 | 0 | 0 | 3049.9906 | 0 | 0 | 0 | 0 | 0 | 0 | 0 | 0 | 19137.5409 | 19137.5409 | 14626.591 | 14626.591 | 0 | 4510.9499 | 0 | 2449.3666 | 0 | 1028.41 | 0 | 5543.38 | 0 | 1028.41 | 0 | 4872.267 | 0 | 1028.41 | 0 | 5809.1883 | 0 | 1028.41 | 0 | 3477.7766 | 6571.79 | 5900.677 | 6837.5983
204424 | 242.131 | 3301 | 5 | Standard Efficiency | Electric, 80% Usage | EnergyStar, 80% Usage | Electric, 80% Usage | None | 400%+ | None | None | Single-Family Detached | Single-Family Detached | Single-Family Detached | 3000-3999 | 2500-3999 | 1 | Electricity | 100% Conditioned | Heat Pump | None | Electricity ASHP | None | 120000-139999 | 100% CFL | Occupied | 1990s | Electricity | Yes | 67.9925 | 519.0289 | 30.1863 | 1287.7543 | 5253.592 | 0 | 319.7405 | 879.5063 | 2157.2961 | 9004.9017 | 0 | 0 | 1976.1782 | 66.2341 | 0 | 1062.6757 | 27.2556 | 1762.2363 | 0 | 0 | 0 | 429.9353 | 434.0383 | 0 | 0 | 0 | 0 | 0 | 0 | 0 | 0 | 0 | 0 | 0 | 736.4876 | 0 | 0 | 0 | 0 | 0 | 0 | 0 | 26015.0397 | 26015.0397 | 25278.5521 | 25278.5521 | 0 | 736.4876 | 0 | 4572.6946 | 0 | 167.894 | 0 | 10341.706 | 0 | 167.894 | 0 | 9047.0872 | 0 | 167.894 | 0 | 10764.1434 | 0 | 167.894 | 0 | 4740.5887 | 10509.6 | 9214.9812 | 10932.0374
204429 | 242.131 | 8194 | 4 | Standard Efficiency | Electric, 100% Usage | Standard, 100% Usage | Electric, 100% Usage | 290 Rated kWh, 100% Usage | 400%+ | None | None | Single-Family Detached | Single-Family Detached | Single-Family Detached | 4000+ | 4000+ | 2 | Electricity | 20% Conditioned | Room AC | None | Electricity Baseboard | None | 200000+ | 100% LED | Occupied | 1970s | Electricity | Yes | 67.9925 | 1711.242 | 64.1826 | 0 | 2346.327 | 229.7677 | 0 | 0 | 0 | 23949.4748 | 0 | 0 | 5472.5161 | 84.9906 | 16.7051 | 1837.8487 | 21.9803 | 5709.9037 | 0 | 0 | 0 | 669.0813 | 434.0383 | 0 | 0 | 0 | 0 | 0 | 0 | 0 | 0 | 0 | 0 | 0 | 0 | 0 | 0 | 0 | 0 | 0 | 0 | 0 | 42615.7574 | 42615.7574 | 42615.7574 | 42615.7574 | 0 | 0 | 0 | 7503.4261 | 0 | 0 | 0 | 17423.1175 | 0 | 0 | 0 | 15127.1459 | 0 | 0 | 0 | 18459.9049 | 0 | 0 | 0 | 7503.4261 | 17423.1175 | 15127.1459 | 18459.9049
204457 | 242.131 | 3301 | 4 | Standard Efficiency | Electric, 80% Usage | EnergyStar, 80% Usage | Electric, 80% Usage | 290 Rated kWh, 80% Usage | 400%+ | None | None | Single-Family Detached | Single-Family Detached | Single-Family Detached | 3000-3999 | 2500-3999 | 2 | Fuel Oil | 20% Conditioned | Room AC | None | Fuel Oil Fuel Boiler | None | 160000-179999 | 100% LED | Occupied | <1940 | Electricity | Yes | 81.7668 | 519.0289 | 30.1863 | 0 | 1184.3002 | 128.3651 | 0 | 169.3951 | 0 | 0 | 0 | 0 | 2007.5368 | 44.2537 | 0 | 811.5138 | 21.9803 | 1762.2363 | 0 | 0 | 0 | 429.9353 | 434.0383 | 0 | 0 | 37210.0615 | 0 | 0 | 0 | 0 | 0 | 0 | 0 | 0 | 0 | 0 | 0 | 0 | 0 | 0 | 0 | 0 | 44834.5984 | 44834.5984 | 7624.537 | 7624.537 | 37210.0615 | 0 | 0 | 1275.8052 | 11282.0515 | 0 | 0 | 2808.3038 | 11282.0515 | 0 | 0 | 2475.9244 | 11282.0515 | 0 | 0 | 3007.0552 | 11282.0515 | 0 | 0 | 12557.8567 | 14090.3553 | 13757.9759 | 14289.1068
204466 | 242.131 | 1623 | 2 | Standard Efficiency | None | None | Electric, 80% Usage | 318 Rated kWh, 80% Usage | 400%+ | 15 | None | 10 to 19 Unit | Multifamily with 5+ units, 1-3 stories | Multi-Family with 5+ Units | 1500-1999 | 1500-2499 | 2 | Electricity | 40% Conditioned | Room AC | Heating Only | Electricity Shared Heating | Boiler Baseboards Heating Only, Electricity | 80000-99999 | 100% LED | Occupied | 1940s | Electricity | No | 67.9925 | 0 | 0 | 0 | 1018.422 | 89.9728 | 0 | 118.9869 | 0 | 9089.0131 | 0 | 0 | 1450.1157 | 30.1863 | 0 | 459.5354 | 16.412 | 1083.4837 | 0 | 0 | 0 | 345.5308 | 480.0504 | 0 | 0 | 0 | 0 | 0 | 0 | 0 | 0 | 0 | 0 | 0 | 0 | 0 | 0 | 0 | 0 | 0 | 0 | 0 | 14249.7016 | 14249.7016 | 14249.7016 | 14249.7016 | 0 | 0 | 0 | 2460.4968 | 0 | 0 | 0 | 5744.9274 | 0 | 0 | 0 | 4998.3824 | 0 | 0 | 0 | 6061.0378 | 0 | 0 | 0 | 2460.4968 | 5744.9274 | 4998.3824 | 6061.0378
204482 | 242.131 | 2663 | 4 | Standard Efficiency | Electric, 100% Usage | EnergyStar, 100% Usage | Electric, 100% Usage | None | 0-100% | None | None | Single-Family Detached | Single-Family Detached | Single-Family Detached | 2500-2999 | 2500-3999 | 2 | Electricity | 100% Conditioned | Central AC | None | Electricity Electric Furnace | None | <10000 | 100% Incandescent | Occupied | 1970s | Electricity | Yes | 67.9925 | 524.5972 | 30.7725 | 560.938 | 3981.6636 | 0 | 319.7405 | 826.1673 | 0 | 35443.4291 | 0 | 0 | 2824.912 | 233.2846 | 99.9372 | 2774.2107 | 21.9803 | 3006.9092 | 0 | 0 | 0 | 471.2583 | 434.0383 | 0 | 0 | 0 | 0 | 0 | 0 | 0 | 0 | 0 | 0 | 0 | 0 | 0 | 0 | 0 | 0 | 0 | 0 | 0 | 51621.5383 | 51621.5383 | 51621.5383 | 51621.5383 | 0 | 0 | 0 | 9187.9952 | 0 | 0 | 0 | 21291.4725 | 0 | 0 | 0 | 18499.3988 | 0 | 0 | 0 | 22500.1442 | 0 | 0 | 0 | 9187.9952 | 21291.4725 | 18499.3988 | 22500.1442
204517 | 242.131 | 2631 | 3 | None | Electric, 100% Usage | EnergyStar, 100% Usage | Gas, 100% Usage | None | 400%+ | None | 16 | Single-Family Attached | Single-Family Attached | Single-Family Attached | 2500-2999 | 2500-3999 | 1 | Natural Gas | 100% Conditioned | Central AC | None | Natural Gas Fuel Furnace | None | 180000-199999 | 100% Incandescent | Occupied | 2010s | Natural Gas | Yes | 0 | 369.8557 | 21.6873 | 822.9436 | 2616.2454 | 0 | 0 | 102.8679 | 0 | 0 | 0 | 0 | 0 | 231.5261 | 0 | 2746.6621 | 21.9803 | 2006.3645 | 0 | 0 | 0 | 26.6695 | 480.0504 | 0 | 0 | 0 | 0 | 0 | 0 | 0 | 0 | 7093.1991 | 0 | 3398.7452 | 0 | 0 | 781.0344 | 0 | 0 | 0 | 0 | 0 | 20719.5385 | 20719.5385 | 9446.5598 | 9446.5598 | 0 | 11272.9787 | 0 | 1705.3694 | 0 | 2570.0349 | 0 | 3679.4293 | 0 | 2570.0349 | 0 | 3252.177 | 0 | 2570.0349 | 0 | 3872.4614 | 0 | 2570.0349 | 0 | 4275.4043 | 6249.4641 | 5822.2119 | 6442.4963
204536 | 242.131 | 1675 | 2 | Standard Efficiency | None | Standard, 100% Usage | Electric, 100% Usage | 318 Rated kWh, 100% Usage | 400%+ | None | 36 | Single-Family Attached | Single-Family Attached | Single-Family Attached | 1500-1999 | 1500-2499 | 2 | Natural Gas | 20% Conditioned | Room AC | Heating Only | Natural Gas Shared Heating | Boiler Baseboards Heating Only, Natural Gas | 120000-139999 | 100% LED | Occupied | <1940 | Natural Gas | Yes | 67.9925 | 0 | 32.2378 | 0 | 398.8697 | 112.5393 | 319.7405 | 165.8782 | 0 | 0 | 0 | 0 | 0 | 30.4794 | 0 | 470.6721 | 16.412 | 1990.5387 | 0 | 0 | 0 | 431.9868 | 434.0383 | 373.6656 | 0 | 0 | 0 | 0 | 0 | 0 | 0 | 36492.3304 | 0 | 4549.9284 | 0 | 0 | 0 | 0 | 0 | 0 | 0 | 0 | 45887.0166 | 45887.0166 | 4845.0509 | 4845.0509 | 0 | 41041.9657 | 0 | 815.4761 | 0 | 9356.7515 | 0 | 1813.6628 | 0 | 9356.7515 | 0 | 1596.6011 | 0 | 9356.7515 | 0 | 1932.0413 | 0 | 9356.7515 | 0 | 10172.2276 | 11170.4143 | 10953.3526 | 11288.7928
204576 | 242.131 | 1675 | 4 | Standard Efficiency | Electric, 120% Usage | Standard, 120% Usage | Electric, 120% Usage | 290 Rated kWh, 120% Usage | 200-300% | None | 36 | Single-Family Attached | Single-Family Attached | Single-Family Attached | 1500-1999 | 1500-2499 | 2 | Natural Gas | 20% Conditioned | Room AC | None | Natural Gas Fuel Wall/Floor Furnace | None | 80000-99999 | 100% Incandescent | Occupied | <1940 | Natural Gas | Yes | 67.9925 | 1396.7767 | 52.1667 | 0 | 473.6028 | 179.6526 | 0 | 0 | 0 | 0 | 0 | 0 | 0 | 183.7556 | 0 | 1926.0631 | 21.9803 | 4505.3816 | 0 | 0 | 0 | 620.4315 | 434.0383 | 446.3472 | 0 | 0 | 0 | 0 | 0 | 0 | 0 | 26340.0555 | 0 | 10016.583 | 0 | 0 | 0 | 0 | 0 | 0 | 0 | 0 | 46664.8273 | 46664.8273 | 10308.1887 | 10308.1887 | 0 | 36356.6385 | 0 | 1690.903 | 0 | 8288.5528 | 0 | 3793.8851 | 0 | 8288.5528 | 0 | 3336.5402 | 0 | 8288.5528 | 0 | 4056.2416 | 0 | 8288.5528 | 0 | 9979.4558 | 12082.4379 | 11625.093 | 12344.7944
204592 | 242.131 | 1675 | 3 | None | Electric, 100% Usage | Standard, 100% Usage | Electric, 100% Usage | None | 400%+ | None | 12 | Single-Family Attached | Single-Family Attached | Single-Family Attached | 1500-1999 | 1500-2499 | 2 | Electricity | 100% Conditioned | Heat Pump | None | Electricity ASHP | None | 80000-99999 | 100% LED | Occupied | 1980s | Electricity | Yes | 0 | 705.129 | 26.3764 | 661.7545 | 2266.0255 | 0 | 0 | 409.7134 | 1602.5126 | 3919.2394 | 0 | 0 | 2069.3748 | 30.4794 | 0 | 470.6721 | 21.9803 | 1859.5359 | 0 | 0 | 0 | 389.4915 | 480.0504 | 0 | 0 | 0 | 0 | 0 | 0 | 0 | 0 | 0 | 0 | 0 | 0 | 0 | 0 | 0 | 0 | 0 | 0 | 0 | 14912.3353 | 14912.3353 | 14912.3353 | 14912.3353 | 0 | 0 | 0 | 2540.5804 | 0 | 0 | 0 | 5851.7026 | 0 | 0 | 0 | 5113.0288 | 0 | 0 | 0 | 6092.9371 | 0 | 0 | 0 | 2540.5804 | 5851.7026 | 5113.0288 | 6092.9371
204601 | 242.131 | 3301 | 4 | Standard Efficiency | Electric, 100% Usage | Standard, 100% Usage | Electric, 100% Usage | None | 400%+ | None | None | Single-Family Detached | Single-Family Detached | Single-Family Detached | 3000-3999 | 2500-3999 | 2 | Electricity | 100% Conditioned | Heat Pump | None | Electricity ASHP | None | 120000-139999 | 100% Incandescent | Occupied | 1980s | Natural Gas | Yes | 67.9925 | 1237.053 | 46.3052 | 770.7769 | 3428.0523 | 0 | 0 | 1200.7122 | 2620.6415 | 11678.8821 | 0 | 0 | 0 | 264.9362 | 99.9372 | 3321.6675 | 21.9803 | 3524.4727 | 0 | 0 | 0 | 537.1993 | 434.0383 | 0 | 0 | 0 | 0 | 0 | 0 | 0 | 0 | 0 | 0 | 6078.5871 | 0 | 0 | 0 | 0 | 0 | 0 | 0 | 0 | 35333.5274 | 35333.5274 | 29255.2334 | 29255.2334 | 0 | 6078.5871 | 0 | 5466.1038 | 0 | 1385.7846 | 0 | 12091.5692 | 0 | 1385.7846 | 0 | 10889.7354 | 0 | 1385.7846 | 0 | 13267.15 | 0 | 1385.7846 | 0 | 6851.8883 | 13477.3538 | 12275.52 | 14652.9346
204608 | 242.131 | 2176 | 3 | Standard Efficiency | Electric, 100% Usage | EnergyStar, 100% Usage | None | 318 Rated kWh, 100% Usage | 400%+ | None | None | Single-Family Detached | Single-Family Detached | Single-Family Detached | 2000-2499 | 1500-2499 | 2 | Natural Gas | 60% Conditioned | Central AC | None | Natural Gas Fuel Furnace | None | 140000-159999 | 100% Incandescent | Occupied | 1970s | Natural Gas | Yes | 67.9925 | 648.8593 | 37.8062 | 42.7884 | 1181.0764 | 171.7396 | 0 | 645.0494 | 0 | 0 | 0 | 0 | 0 | 208.6666 | 99.9372 | 2355.9983 | 21.9803 | 3166.6329 | 0 | 0 | 0 | 0 | 727.1093 | 0 | 0 | 0 | 0 | 0 | 0 | 0 | 0 | 34356.4285 | 0 | 5934.103 | 0 | 0 | 0 | 0 | 0 | 0 | 0 | 0 | 49666.4612 | 49666.4612 | 9375.9297 | 9375.9297 | 0 | 40290.5315 | 0 | 1603.7293 | 0 | 9185.3784 | 0 | 3546.0935 | 0 | 9185.3784 | 0 | 3122.8238 | 0 | 9185.3784 | 0 | 3767.9469 | 0 | 9185.3784 | 0 | 10789.1077 | 12731.4719 | 12308.2022 | 12953.3253
204614 | 242.131 | 2152 | 2 | Standard Efficiency | Electric, 120% Usage | Standard, 120% Usage | Electric, 120% Usage | 318 Rated kWh, 120% Usage | 400%+ | None | 7 | Single-Family Attached | Single-Family Attached | Single-Family Attached | 2000-2499 | 1500-2499 | 1 | Electricity | 100% Conditioned | Heat Pump | None | Electricity ASHP | None | 140000-159999 | 100% CFL | Occupied | 1940s | Electricity | Yes | 67.9925 | 662.9268 | 24.911 | 972.996 | 4180.9519 | 77.6638 | 0 | 1426.0838 | 6197.867 | 14444.0077 | 0 | 0 | 2452.4187 | 51.8736 | 0 | 747.0382 | 16.412 | 3603.3088 | 0 | 0 | 0 | 416.454 | 434.0383 | 0 | 0 | 0 | 0 | 0 | 0 | 0 | 0 | 0 | 0 | 0 | 0 | 0 | 0 | 0 | 0 | 0 | 0 | 0 | 35776.6509 | 35776.6509 | 35776.6509 | 35776.6509 | 0 | 0 | 0 | 6298.3142 | 0 | 0 | 0 | 14574.0072 | 0 | 0 | 0 | 12688.6011 | 0 | 0 | 0 | 15307.3885 | 0 | 0 | 0 | 6298.3142 | 14574.0072 | 12688.6011 | 15307.3885
204668 | 242.131 | 1675 | 2 | Standard Efficiency | Electric, 120% Usage | EnergyStar, 120% Usage | Electric, 120% Usage | 290 Rated kWh, 120% Usage | 400%+ | None | 5 | Single-Family Attached | Single-Family Attached | Single-Family Attached | 1500-1999 | 1500-2499 | 3 | Electricity | 100% Conditioned | Central AC | None | Electricity Electric Furnace | None | 200000+ | 100% Incandescent | Occupied | 2000s | Propane | Yes | 67.9925 | 347.5823 | 20.2219 | 324.4297 | 1596.3581 | 72.3886 | 0 | 79.7153 | 0 | 10223.4912 | 0 | 0 | 0 | 183.7556 | 0 | 1926.0631 | 16.412 | 3456.7733 | 0 | 0 | 0 | 416.454 | 434.0383 | 0 | 0 | 0 | 0 | 0 | 0 | 0 | 0 | 0 | 0 | 0 | 0 | 0 | 0 | 0 | 0 | 0 | 4064.3096 | 0 | 23229.9853 | 23229.9853 | 19165.6757 | 19165.6757 | 0 | 0 | 4064.3096 | 3562.236 | 0 | 0 | 1118.4309 | 7912.5606 | 0 | 0 | 1118.4309 | 7117.4086 | 0 | 0 | 1118.4309 | 8679.7023 | 0 | 0 | 1118.4309 | 4680.6668 | 9030.9914 | 8235.8395 | 9798.1332
204719 | 242.131 | 866 | 2 | None | Electric, 80% Usage | EnergyStar, 80% Usage | Electric, 80% Usage | None | 200-300% | None | 6 | Single-Family Attached | Single-Family Attached | Single-Family Attached | 750-999 | 0-1499 | 1 | Electricity | 100% Conditioned | Heat Pump | None | Electricity ASHP | None | 30000-34999 | 100% LED | Occupied | 1950s | Natural Gas | No | 0 | 231.8192 | 13.4813 | 435.2105 | 1688.3824 | 0 | 0 | 873.0587 | 3707.6421 | 7890.3524 | 0 | 0 | 0 | 23.7388 | 0 | 300.984 | 16.412 | 802.1355 | 0 | 0 | 0 | 277.5383 | 434.0383 | 0 | 0 | 0 | 0 | 0 | 0 | 0 | 0 | 0 | 0 | 2068.4956 | 0 | 0 | 0 | 0 | 0 | 0 | 0 | 0 | 18762.996 | 18762.996 | 16694.5004 | 16694.5004 | 0 | 2068.4956 | 0 | 3143.5094 | 0 | 471.5573 | 0 | 7239.1269 | 0 | 471.5573 | 0 | 6283.8886 | 0 | 471.5573 | 0 | 7546.4036 | 0 | 471.5573 | 0 | 3615.0668 | 7710.6843 | 6755.446 | 8017.9609
204781 | 242.131 | 1690 | 3 | Standard Efficiency | Electric, 80% Usage | Standard, 80% Usage | Electric, 80% Usage | 318 Rated kWh, 80% Usage | 300-400% | None | None | Mobile Home | Mobile Home | Mobile Home | 1500-1999 | 1500-2499 | 1 | Propane | 100% Conditioned | Central AC | None | Propane Fuel Furnace | None | 60000-69999 | 100% Incandescent | Occupied | 1990s | Electricity | Yes | 67.9925 | 610.174 | 22.8595 | 590.5382 | 2215.9104 | 77.9569 | 0 | 197.5299 | 0 | 0 | 0 | 0 | 1435.4621 | 184.6348 | 0 | 1938.9582 | 21.9803 | 1236.1738 | 0 | 0 | 0 | 324.4297 | 480.0504 | 0 | 0 | 0 | 0 | 0 | 0 | 0 | 0 | 0 | 0 | 0 | 0 | 0 | 0 | 0 | 0 | 22160.862 | 0 | 0 | 31565.5127 | 31565.5127 | 9404.6506 | 9404.6506 | 0 | 0 | 22160.862 | 1487.5925 | 0 | 0 | 6098.3371 | 3306.7374 | 0 | 0 | 6098.3371 | 2924.8802 | 0 | 0 | 6098.3371 | 3528.8779 | 0 | 0 | 6098.3371 | 7585.9296 | 9405.0745 | 9023.2173 | 9627.215
204805 | 242.131 | 885 | 3 | Standard Efficiency | Electric, 80% Usage | Standard, 80% Usage | Electric, 80% Usage | 318 Rated kWh, 80% Usage | 300-400% | None | None | Single-Family Detached | Single-Family Detached | Single-Family Detached | 750-999 | 0-1499 | 1 | Electricity | 100% Conditioned | Heat Pump | None | Electricity ASHP | None | 80000-99999 | 100% CFL | Occupied | 1970s | Electricity | Yes | 67.9925 | 989.701 | 36.927 | 689.5962 | 2034.7924 | 137.4503 | 0 | 258.4887 | 1441.6166 | 4104.7534 | 0 | 0 | 2544.15 | 36.0477 | 0 | 399.1628 | 21.9803 | 1378.0202 | 0 | 0 | 0 | 429.9353 | 434.0383 | 0 | 0 | 0 | 0 | 0 | 0 | 0 | 0 | 0 | 0 | 0 | 0 | 0 | 0 | 0 | 0 | 0 | 0 | 0 | 15004.6526 | 15004.6526 | 15004.6526 | 15004.6526 | 0 | 0 | 0 | 2742.2902 | 0 | 0 | 0 | 6072.0701 | 0 | 0 | 0 | 5500.6598 | 0 | 0 | 0 | 6638.6341 | 0 | 0 | 0 | 2742.2902 | 6072.0701 | 5500.6598 | 6638.6341
204808 | 242.131 | 853 | 2 | Standard Efficiency | Electric, 100% Usage | EnergyStar, 100% Usage | Electric, 100% Usage | None | 150-200% | 12 | None | 10 to 19 Unit | Multifamily with 5+ units, 1-3 stories | Multi-Family with 5+ Units | 750-999 | 0-1499 | 2 | Electricity | 100% Conditioned | Central AC | Cooling Only | Electricity Baseboard | Fan Coil Cooling Only | 40000-44999 | 100% Incandescent | Occupied | 1970s | Electricity | Yes | 67.9925 | 530.4586 | 31.0655 | 33.7032 | 2703.8737 | 0 | 0 | 0 | 0 | 3802.3041 | 0 | 0 | 2968.8099 | 142.7256 | 0 | 1220.3479 | 16.412 | 2052.0836 | 0 | 0 | 0 | 474.4821 | 434.0383 | 0 | 0 | 0 | 0 | 0 | 0 | 0 | 0 | 0 | 0 | 0 | 0 | 0 | 0 | 0 | 0 | 0 | 0 | 0 | 14478.0039 | 14478.0039 | 14478.0039 | 14478.0039 | 0 | 0 | 0 | 2477.1264 | 0 | 0 | 0 | 5576.5317 | 0 | 0 | 0 | 4890.5989 | 0 | 0 | 0 | 5899.8968 | 0 | 0 | 0 | 2477.1264 | 5576.5317 | 4890.5989 | 5899.8968
204816 | 242.131 | 2663 | 4 | Standard Efficiency | None | Standard, 100% Usage | Electric, 100% Usage | 318 Rated kWh, 100% Usage | 400%+ | None | None | Single-Family Detached | Single-Family Detached | Single-Family Detached | 2500-2999 | 2500-3999 | 1 | Fuel Oil | 100% Conditioned | Central AC | None | Fuel Oil Fuel Furnace | None | 200000+ | 100% Incandescent | Occupied | 1970s | Electricity | Yes | 67.9925 | 0 | 19.6358 | 1734.3946 | 5739.5038 | 60.3726 | 0 | 694.8715 | 0 | 0 | 0 | 0 | 1329.9565 | 233.2846 | 99.9372 | 2774.2107 | 21.9803 | 2377.3925 | 0 | 0 | 0 | 339.6694 | 868.0765 | 0 | 0 | 52212.6626 | 0 | 0 | 0 | 760.5194 | 0 | 0 | 0 | 0 | 0 | 0 | 0 | 0 | 0 | 0 | 0 | 0 | 69334.4607 | 69334.4607 | 16361.2786 | 16361.2786 | 52212.6626 | 760.5194 | 0 | 2783.3399 | 15830.8064 | 173.3984 | 0 | 5896.6078 | 15830.8064 | 173.3984 | 0 | 5239.1402 | 15830.8064 | 173.3984 | 0 | 6292.1957 | 15830.8064 | 173.3984 | 0 | 18787.5447 | 21900.8126 | 21243.345 | 22296.4005
204820 | 242.131 | 1220 | 3 | Standard Efficiency | Electric, 120% Usage | EnergyStar, 120% Usage | Electric, 120% Usage | None | 150-200% | None | None | Mobile Home | Mobile Home | Mobile Home | 1000-1499 | 0-1499 | 1 | Fuel Oil | 100% Conditioned | Central AC | None | Fuel Oil Fuel Furnace | None | 25000-29999 | 100% Incandescent | Occupied | 1970s | Electricity | Yes | 67.9925 | 480.0504 | 28.1348 | 381.5785 | 1738.7907 | 0 | 0 | 332.0495 | 0 | 0 | 0 | 0 | 3814.0269 | 160.896 | 0 | 1535.3993 | 21.9803 | 4634.919 | 0 | 0 | 0 | 486.498 | 434.0383 | 0 | 0 | 20257.6585 | 0 | 0 | 0 | 0 | 0 | 0 | 0 | 0 | 0 | 0 | 0 | 0 | 0 | 0 | 0 | 0 | 34374.3058 | 34374.3058 | 14116.6473 | 14116.6473 | 20257.6585 | 0 | 0 | 2402.9446 | 6142.0603 | 0 | 0 | 5317.6257 | 6142.0603 | 0 | 0 | 4683.0409 | 6142.0603 | 0 | 0 | 5667.3609 | 6142.0603 | 0 | 0 | 8545.0049 | 11459.686 | 10825.1012 | 11809.4211
204896 | 242.131 | 2176 | 4 | Standard Efficiency | Electric, 80% Usage | EnergyStar, 80% Usage | Gas, 80% Usage | None | 200-300% | None | None | Single-Family Detached | Single-Family Detached | Single-Family Detached | 2000-2499 | 1500-2499 | 2 | Natural Gas | 20% Conditioned | Room AC | None | Natural Gas Fuel Wall/Floor Furnace | None | 30000-34999 | 100% CFL | Occupied | <1940 | Natural Gas | Yes | 67.9925 | 220.6825 | 12.8951 | 0 | 1039.5231 | 0 | 319.7405 | 0 | 0 | 0 | 0 | 0 | 0 | 52.1667 | 0 | 753.7788 | 21.9803 | 1111.3255 | 0 | 0 | 0 | 18.4635 | 434.0383 | 320.6198 | 0 | 0 | 0 | 0 | 0 | 0 | 0 | 51252.5618 | 0 | 2019.2597 | 0 | 0 | 543.9399 | 0 | 0 | 0 | 0 | 0 | 58188.6748 | 58188.6748 | 4372.9134 | 4372.9134 | 0 | 53815.7614 | 0 | 731.1841 | 0 | 12268.868 | 0 | 1591.6125 | 0 | 12268.868 | 0 | 1407.5674 | 0 | 12268.868 | 0 | 1696.225 | 0 | 12268.868 | 0 | 13000.0521 | 13860.4806 | 13676.4355 | 13965.093
204982 | 242.131 | 2176 | 4 | None | Electric, 80% Usage | Standard, 80% Usage | Propane, 80% Usage | None | 200-300% | None | None | Single-Family Detached | Single-Family Detached | Single-Family Detached | 2000-2499 | 1500-2499 | 2 | Fuel Oil | 60% Conditioned | Room AC | None | Fuel Oil Fuel Furnace | None | 45000-49999 | 100% Incandescent | Occupied | 1950s | Electricity | Yes | 0 | 799.791 | 29.8932 | 0 | 2878.8371 | 0 | 0 | 815.6168 | 0 | 0 | 0 | 0 | 1810.8861 | 208.6666 | 0 | 2355.9983 | 21.9803 | 1426.0838 | 0 | 0 | 0 | 25.7903 | 480.0504 | 0 | 0 | 32728.7117 | 0 | 0 | 1934.8552 | 0 | 0 | 0 | 0 | 0 | 0 | 0 | 0 | 0 | 0 | 0 | 0 | 757.8818 | 46275.0427 | 46275.0427 | 10853.8871 | 10853.8871 | 32728.7117 | 1934.8552 | 757.8818 | 1852.8949 | 9923.3106 | 441.0759 | 208.5255 | 4066.6461 | 9923.3106 | 441.0759 | 208.5255 | 3588.3271 | 9923.3106 | 441.0759 | 208.5255 | 4312.9576 | 9923.3106 | 441.0759 | 208.5255 | 12425.8069 | 14639.5581 | 14161.2391 | 14885.8697
204984 | 242.131 | 2176 | 4 | None | Electric, 100% Usage | EnergyStar, 100% Usage | Propane, 100% Usage | None | 400%+ | None | None | Single-Family Detached | Single-Family Detached | Single-Family Detached | 2000-2499 | 1500-2499 | 1 | Propane | 100% Conditioned | Central AC | None | Propane Fuel Furnace | None | 50000-59999 | 100% LED | Occupied | 1960s | Propane | Yes | 0 | 275.7799 | 16.1189 | 376.3033 | 4210.259 | 0 | 319.7405 | 956.877 | 0 | 0 | 0 | 0 | 0 | 34.8755 | 0 | 575.5916 | 21.9803 | 2222.3579 | 0 | 0 | 0 | 23.1526 | 1356.0398 | 0 | 0 | 0 | 0 | 0 | 0 | 0 | 0 | 0 | 0 | 0 | 0 | 0 | 0 | 0 | 0 | 38376.7774 | 2472.9337 | 679.6318 | 51918.1262 | 51918.1262 | 10389.0764 | 10389.0764 | 0 | 0 | 41529.3429 | 1772.3818 | 0 | 0 | 11428.2339 | 3799.5823 | 0 | 0 | 11428.2339 | 3374.6442 | 0 | 0 | 11428.2339 | 3994.1806 | 0 | 0 | 11428.2339 | 13200.6157 | 15227.8162 | 14802.8781 | 15422.4145
205027 | 242.131 | 1690 | 2 | None | Electric, 100% Usage | EnergyStar, 100% Usage | Electric, 100% Usage | 290 Rated kWh, 100% Usage | 400%+ | None | None | Single-Family Detached | Single-Family Detached | Single-Family Detached | 1500-1999 | 1500-2499 | 1 | Natural Gas | 100% Conditioned | Central AC | None | Natural Gas Fuel Wall/Floor Furnace | None | 200000+ | 100% LED | Occupied | 1940s | Natural Gas | Yes | 0 | 524.5972 | 30.7725 | 749.6758 | 3308.7724 | 125.7275 | 319.7405 | 0 | 0 | 0 | 0 | 0 | 0 | 30.7725 | 0 | 473.6028 | 16.412 | 2697.4261 | 0 | 0 | 0 | 471.2583 | 434.0383 | 0 | 0 | 0 | 0 | 0 | 0 | 0 | 0 | 20795.737 | 0 | 4774.4208 | 0 | 0 | 0 | 0 | 0 | 0 | 0 | 0 | 34753.2467 | 34753.2467 | 9183.0889 | 9183.0889 | 0 | 25570.1578 | 0 | 1614.1511 | 0 | 5829.4571 | 0 | 3452.7869 | 0 | 5829.4571 | 0 | 3066.8491 | 0 | 5829.4571 | 0 | 3600.5704 | 0 | 5829.4571 | 0 | 7443.6082 | 9282.244 | 8896.3062 | 9430.0275
205031 | 242.131 | 1138 | 2 | Standard Efficiency | None | Standard, 120% Usage | Electric, 120% Usage | None | 200-300% | 116 | None | 50 or more Unit | Multifamily with 5+ units, 8+ stories | Multi-Family with 5+ Units | 1000-1499 | 0-1499 | 21 | Electricity | 100% Conditioned | Central AC | None | Electricity Electric Furnace | None | 50000-59999 | 100% Incandescent | Occupied | 1970s | Electricity | No | 67.9925 | 0 | 45.426 | 499.3931 | 2738.4561 | 0 | 0 | 3.8099 | 0 | 1348.42 | 0 | 0 | 5671.5113 | 156.793 | 0 | 1465.0623 | 16.412 | 4333.3488 | 0 | 0 | 0 | 570.6094 | 434.0383 | 0 | 0 | 0 | 0 | 0 | 0 | 0 | 0 | 0 | 0 | 0 | 0 | 0 | 0 | 0 | 0 | 0 | 0 | 0 | 17351.2727 | 17351.2727 | 17351.2727 | 17351.2727 | 0 | 0 | 0 | 2864.644 | 0 | 0 | 0 | 6437.8855 | 0 | 0 | 0 | 5657.6731 | 0 | 0 | 0 | 6881.3006 | 0 | 0 | 0 | 2864.644 | 6437.8855 | 5657.6731 | 6881.3006
205083 | 242.131 | 333 | 2 | Standard Efficiency | Electric, 100% Usage | EnergyStar, 100% Usage | Electric, 100% Usage | 290 Rated kWh, 100% Usage | 0-100% | 12 | None | 10 to 19 Unit | Multifamily with 5+ units, 1-3 stories | Multi-Family with 5+ Units | 0-499 | 0-1499 | 2 | Electricity | 100% Conditioned | Central AC | None | Electricity Electric Furnace | None | <10000 | 100% LED | Occupied | 1970s | Electricity | No | 67.9925 | 369.8557 | 21.6873 | 261.1263 | 1355.1606 | 82.646 | 0 | 26.0833 | 0 | 2536.237 | 0 | 0 | 2000.5031 | 19.3427 | 0 | 189.0308 | 16.412 | 1452.1672 | 0 | 0 | 0 | 389.4915 | 434.0383 | 0 | 0 | 0 | 0 | 0 | 0 | 0 | 0 | 0 | 0 | 0 | 0 | 0 | 0 | 0 | 0 | 0 | 0 | 0 | 9222.3604 | 9222.3604 | 9222.3604 | 9222.3604 | 0 | 0 | 0 | 1550.0744 | 0 | 0 | 0 | 3524.4612 | 0 | 0 | 0 | 3088.3712 | 0 | 0 | 0 | 3743.5831 | 0 | 0 | 0 | 1550.0744 | 3524.4612 | 3088.3712 | 3743.5831
205256 | 242.131 | 1202 | 2 | None | None | None | Electric, 100% Usage | None | 400%+ | None | 6 | Single-Family Attached | Single-Family Attached | Single-Family Attached | 1000-1499 | 0-1499 | 1 | Natural Gas | 100% Conditioned | Central AC | None | Natural Gas Fuel Furnace | None | 140000-159999 | 100% Incandescent | Occupied | 1950s | Natural Gas | Yes | 0 | 0 | 0 | 475.6543 | 1727.0678 | 0 | 0 | 169.3951 | 0 | 0 | 0 | 0 | 0 | 160.0168 | 0 | 1519.8666 | 16.412 | 1786.8543 | 0 | 0 | 0 | 389.4915 | 434.0383 | 0 | 0 | 0 | 0 | 0 | 0 | 0 | 0 | 14021.1061 | 0 | 3400.2106 | 0 | 0 | 0 | 0 | 0 | 0 | 0 | 0 | 24100.1133 | 24100.1133 | 6678.7966 | 6678.7966 | 0 | 17421.3167 | 0 | 1175.8534 | 0 | 3971.6725 | 0 | 2529.8992 | 0 | 3971.6725 | 0 | 2238.2148 | 0 | 3971.6725 | 0 | 2676.9407 | 0 | 3971.6725 | 0 | 5147.5259 | 6501.5717 | 6209.8873 | 6648.6132
205312 | 242.131 | 333 | 1 | Standard Efficiency | Electric, 80% Usage | EnergyStar, 80% Usage | Electric, 80% Usage | 290 Rated kWh, 80% Usage | 100-150% | 6 | None | 5 to 9 Unit | Multifamily with 5+ units, 1-3 stories | Multi-Family with 5+ Units | 0-499 | 0-1499 | 1 | Electricity | 100% Conditioned | Room AC | Heating Only | Electricity Shared Heating | Boiler Baseboards Heating Only, Electricity | 15000-19999 | 100% Incandescent | Occupied | <1940 | Electricity | No | 67.9925 | 296.0018 | 17.2912 | 0 | 819.4267 | 66.2341 | 0 | 64.4756 | 0 | 1528.3656 | 0 | 0 | 1213.6073 | 116.6423 | 0 | 774.0007 | 16.412 | 726.2301 | 0 | 0 | 0 | 311.5345 | 434.0383 | 0 | 0 | 0 | 0 | 0 | 0 | 0 | 0 | 0 | 0 | 0 | 0 | 0 | 0 | 0 | 0 | 0 | 0 | 0 | 6452.5457 | 6452.5457 | 6452.5457 | 6452.5457 | 0 | 0 | 0 | 1106.2478 | 0 | 0 | 0 | 2461.0783 | 0 | 0 | 0 | 2250.489 | 0 | 0 | 0 | 2714.231 | 0 | 0 | 0 | 1106.2478 | 2461.0783 | 2250.489 | 2714.231
205600 | 242.131 | 1202 | 2 | Standard Efficiency | Electric, 100% Usage | EnergyStar, 100% Usage | Electric, 100% Usage | 318 Rated kWh, 100% Usage | 300-400% | None | 60 | Single-Family Attached | Single-Family Attached | Single-Family Attached | 1000-1499 | 0-1499 | 1 | Electricity | 100% Conditioned | Heat Pump | None | Electricity ASHP | None | 45000-49999 | 100% LED | Occupied | 1940s | Electricity | Yes | 67.9925 | 289.8473 | 16.9981 | 312.9999 | 1155.5792 | 64.7687 | 319.7405 | 348.4615 | 573.247 | 3246.6413 | 0 | 0 | 1384.7608 | 26.6695 | 0 | 371.321 | 16.412 | 1655.5585 | 0 | 0 | 0 | 346.9961 | 434.0383 | 0 | 0 | 0 | 0 | 0 | 0 | 0 | 0 | 0 | 0 | 0 | 0 | 0 | 0 | 0 | 0 | 0 | 0 | 0 | 10632.0323 | 10632.0323 | 10632.0323 | 10632.0323 | 0 | 0 | 0 | 1873.6608 | 0 | 0 | 0 | 4276.0389 | 0 | 0 | 0 | 3735.7196 | 0 | 0 | 0 | 4476.4496 | 0 | 0 | 0 | 1873.6608 | 4276.0389 | 3735.7196 | 4476.4496
205666 | 242.131 | 2176 | 2 | Standard Efficiency | Electric, 100% Usage | EnergyStar, 100% Usage | Electric, 100% Usage | 318 Rated kWh, 100% Usage | 300-400% | None | None | Single-Family Detached | Single-Family Detached | Single-Family Detached | 2000-2499 | 1500-2499 | 2 | Natural Gas | 100% Conditioned | Central AC | None | Natural Gas Fuel Furnace | None | 50000-59999 | 100% CFL | Occupied | 1990s | Natural Gas | Yes | 67.9925 | 400.042 | 23.4457 | 344.9446 | 4989.2419 | 97.5927 | 319.7405 | 888.0053 | 0 | 0 | 0 | 0 | 0 | 52.1667 | 0 | 753.7788 | 16.412 | 2537.1163 | 0 | 0 | 0 | 405.6104 | 727.1093 | 0 | 0 | 0 | 0 | 0 | 0 | 0 | 0 | 40905.6877 | 0 | 3869.7104 | 0 | 0 | 0 | 0 | 0 | 0 | 0 | 0 | 56398.3036 | 56398.3036 | 11622.9056 | 11622.9056 | 0 | 44775.3981 | 0 | 1934.8386 | 0 | 10207.8386 | 0 | 4209.7273 | 0 | 10207.8386 | 0 | 3740.168 | 0 | 10207.8386 | 0 | 4400.6166 | 0 | 10207.8386 | 0 | 12142.6773 | 14417.5659 | 13948.0067 | 14608.4553
205810 | 242.131 | 1220 | 3 | Standard Efficiency, No usage | Electric, 80% Usage | EnergyStar, 80% Usage | Electric, 80% Usage | None | 300-400% | None | None | Single-Family Detached | Single-Family Detached | Single-Family Detached | 1000-1499 | 0-1499 | 2 | Fuel Oil | 100% Conditioned | Central AC | None | Fuel Oil Fuel Furnace | None | 60000-69999 | 100% CFL | Vacant | 1950s | Electricity | Yes | 0 | 0 | 0 | 552.439 | 2039.4816 | 0 | 319.7405 | 252.9203 | 0 | 0 | 0 | 0 | 336.1525 | 0 | 0 | 0 | 21.9803 | 0 | 0 | 0 | 0 | 0 | 1356.0398 | 0 | 0 | 14589.9571 | 0 | 0 | 0 | 0 | 0 | 0 | 0 | 0 | 0 | 0 | 0 | 0 | 0 | 0 | 0 | 0 | 19468.4181 | 19468.4181 | 4878.461 | 4878.461 | 14589.9571 | 0 | 0 | 829.3719 | 4423.6247 | 0 | 0 | 1778.1705 | 4423.6247 | 0 | 0 | 1670.5235 | 4423.6247 | 0 | 0 | 1952.4879 | 4423.6247 | 0 | 0 | 5252.9965 | 6201.7952 | 6094.1482 | 6376.1126
205821 | 242.131 | 2631 | 5 | None | Electric, 120% Usage | Standard, 120% Usage | Electric, 120% Usage | 290 Rated kWh, 120% Usage | 400%+ | None | 144 | Single-Family Attached | Single-Family Attached | Single-Family Attached | 2500-2999 | 2500-3999 | 1 | Natural Gas | 100% Conditioned | Central AC | None | Natural Gas Fuel Furnace | None | 160000-179999 | 100% CFL | Occupied | 1960s | Natural Gas | Yes | 0 | 1213.3142 | 45.426 | 428.763 | 2416.371 | 152.9831 | 0 | 174.6704 | 0 | 0 | 0 | 0 | 0 | 58.0281 | 0 | 878.6271 | 27.2556 | 4536.7402 | 0 | 0 | 0 | 569.4371 | 434.0383 | 0 | 0 | 0 | 0 | 0 | 0 | 0 | 0 | 8788.3222 | 0 | 8733.811 | 0 | 0 | 0 | 0 | 0 | 0 | 0 | 0 | 28457.787 | 28457.787 | 10935.6539 | 10935.6539 | 0 | 17522.4262 | 0 | 1923.3877 | 0 | 3994.7268 | 0 | 4213.5561 | 0 | 3994.7268 | 0 | 3719.7414 | 0 | 3994.7268 | 0 | 4427.7732 | 0 | 3994.7268 | 0 | 5918.1145 | 8208.2828 | 7714.4682 | 8422.5
205868 | 242.131 | 1138 | 2 | Standard Efficiency | Electric, 100% Usage | EnergyStar, 100% Usage | Electric, 100% Usage | None | 400%+ | 10 | None | 10 to 19 Unit | Multifamily with 5+ units, 1-3 stories | Multi-Family with 5+ Units | 1000-1499 | 0-1499 | 3 | Electricity | 100% Conditioned | Heat Pump | None | Electricity ASHP | None | 80000-99999 | 100% Incandescent | Occupied | 2010s | Electricity | Yes | 67.9925 | 289.8473 | 16.9981 | 306.8454 | 1378.0202 | 0 | 0 | 145.0702 | 187.2724 | 1424.9115 | 0 | 0 | 1230.8985 | 156.793 | 0 | 1465.0623 | 16.412 | 1581.4115 | 0 | 0 | 0 | 346.9961 | 434.0383 | 0 | 0 | 0 | 0 | 0 | 0 | 0 | 0 | 0 | 0 | 0 | 366.6319 | 0 | 0 | 0 | 0 | 0 | 0 | 0 | 9414.6151 | 9414.6151 | 9047.9831 | 9047.9831 | 0 | 366.6319 | 0 | 1513.098 | 0 | 83.5817 | 0 | 3438.1862 | 0 | 83.5817 | 0 | 3019.0754 | 0 | 83.5817 | 0 | 3617.826 | 0 | 83.5817 | 0 | 1596.6796 | 3521.7678 | 3102.6571 | 3701.4076
205878 | 242.131 | 1220 | 3 | Standard Efficiency | Electric, 100% Usage | EnergyStar, 100% Usage | Electric, 100% Usage | None | 150-200% | None | None | Single-Family Detached | Single-Family Detached | Single-Family Detached | 1000-1499 | 0-1499 | 2 | Electricity | 100% Conditioned | Central AC | None | Electricity Electric Furnace | None | 20000-24999 | 100% Incandescent | Occupied | 1950s | Natural Gas | Yes | 67.9925 | 275.7799 | 16.1189 | 471.8444 | 4793.7635 | 0 | 0 | 478.292 | 0 | 20378.6969 | 0 | 0 | 0 | 160.896 | 0 | 1535.3993 | 21.9803 | 1918.4432 | 0 | 0 | 0 | 339.6694 | 434.0383 | 0 | 0 | 0 | 0 | 0 | 0 | 0 | 0 | 0 | 0 | 2589.869 | 0 | 0 | 0 | 0 | 0 | 0 | 0 | 0 | 33482.7836 | 33482.7836 | 30892.9146 | 30892.9146 | 0 | 2589.869 | 0 | 5424.3365 | 0 | 590.4471 | 0 | 12587.7231 | 0 | 590.4471 | 0 | 10954.9747 | 0 | 590.4471 | 0 | 13225.5705 | 0 | 590.4471 | 0 | 6014.7836 | 13178.1701 | 11545.4218 | 13816.0176
205881 | 242.131 | 3301 | 4 | Standard Efficiency | Electric, 120% Usage | EnergyStar, 120% Usage | Electric, 120% Usage | 290 Rated kWh, 120% Usage | 400%+ | None | None | Single-Family Detached | Single-Family Detached | Single-Family Detached | 3000-3999 | 2500-3999 | 1 | Natural Gas | 100% Conditioned | Central AC | None | Natural Gas Fuel Furnace | None | 200000+ | 100% LED | Occupied | 1950s | Natural Gas | Yes | 67.9925 | 778.6898 | 45.426 | 1048.3152 | 4788.4882 | 192.5477 | 319.7405 | 277.2452 | 0 | 0 | 1399.1213 | 1382.1232 | 0 | 44.2537 | 0 | 811.5138 | 21.9803 | 7048.9454 | 0 | 3105.3811 | 0 | 644.7564 | 434.0383 | 0 | 0 | 0 | 0 | 0 | 0 | 0 | 0 | 30482.6151 | 0 | 9124.1816 | 0 | 0 | 0 | 0 | 0 | 0 | 0 | 0 | 62017.9414 | 62017.9414 | 22411.1447 | 22411.1447 | 0 | 39606.7967 | 0 | 3677.7655 | 0 | 9029.5018 | 0 | 8057.9455 | 0 | 9029.5018 | 0 | 7135.0012 | 0 | 9029.5018 | 0 | 8537.1758 | 0 | 9029.5018 | 0 | 12707.2673 | 17087.4474 | 16164.503 | 17566.6777
206017 | 242.131 | 866 | 1 | Standard Efficiency | Electric, 100% Usage | EnergyStar, 100% Usage | Electric, 100% Usage | None | 300-400% | None | 5 | Single-Family Attached | Single-Family Attached | Single-Family Attached | 750-999 | 0-1499 | 1 | Electricity | 100% Conditioned | Central AC | None | Electricity Electric Furnace | None | 60000-69999 | 100% Incandescent | Occupied | 1970s | Electricity | Yes | 67.9925 | 369.8557 | 21.6873 | 428.4699 | 3258.9503 | 0 | 0 | 263.764 | 0 | 11253.3429 | 0 | 0 | 1891.4807 | 143.3118 | 0 | 1231.4846 | 16.412 | 1735.2738 | 0 | 0 | 0 | 389.4915 | 480.0504 | 295.1226 | 0 | 0 | 0 | 0 | 1317.6475 | 0 | 0 | 0 | 0 | 0 | 0 | 0 | 0 | 0 | 0 | 0 | 0 | 0 | 23164.3374 | 23164.3374 | 21846.6898 | 21846.6898 | 0 | 1317.6475 | 0 | 3855.825 | 0 | 300.377 | 0 | 8816.1324 | 0 | 300.377 | 0 | 7692.0983 | 0 | 300.377 | 0 | 9297.3785 | 0 | 300.377 | 0 | 4156.202 | 9116.5095 | 7992.4754 | 9597.7555
206039 | 242.131 | 3301 | 4 | None | Electric, 100% Usage | Standard, 100% Usage | Electric, 100% Usage | None | 400%+ | None | None | Single-Family Detached | Single-Family Detached | Single-Family Detached | 3000-3999 | 2500-3999 | 2 | Electricity | 100% Conditioned | Central AC | None | Electricity Electric Furnace | None | 200000+ | 100% LED | Occupied | 2000s | Natural Gas | Yes | 0 | 1237.053 | 46.3052 | 760.8125 | 3837.1795 | 0 | 319.7405 | 440.7789 | 0 | 23438.0658 | 0 | 0 | 0 | 44.2537 | 16.7051 | 811.5138 | 21.9803 | 3524.4727 | 0 | 0 | 0 | 537.1993 | 868.0765 | 0 | 0 | 0 | 0 | 0 | 0 | 0 | 0 | 0 | 0 | 6209.0037 | 0 | 0 | 0 | 0 | 0 | 0 | 0 | 0 | 42112.8474 | 42112.8474 | 35903.8437 | 35903.8437 | 0 | 6209.0037 | 0 | 6381.6686 | 0 | 1415.5062 | 0 | 14205.8943 | 0 | 1415.5062 | 0 | 12889.7162 | 0 | 1415.5062 | 0 | 15602.8586 | 0 | 1415.5062 | 0 | 7797.1748 | 15621.4005 | 14305.2224 | 17018.3648
206182 | 242.131 | 1690 | 3 | Standard Efficiency | Gas, 100% Usage | EnergyStar, 100% Usage | Electric, 100% Usage | 318 Rated kWh, 100% Usage | 400%+ | None | None | Single-Family Detached | Single-Family Detached | Single-Family Detached | 1500-1999 | 1500-2499 | 1 | Natural Gas | 40% Conditioned | Room AC | None | Natural Gas Fuel Boiler | None | 100000-119999 | 100% Incandescent | Occupied | 1960s | Natural Gas | Yes | 67.9925 | 58.0281 | 37.8062 | 0 | 1492.3179 | 171.7396 | 0 | 137.1573 | 0 | 0 | 0 | 0 | 0 | 184.6348 | 0 | 1938.9582 | 21.9803 | 3012.1845 | 0 | 0 | 0 | 537.1993 | 400.042 | 0 | 0 | 0 | 0 | 770.4838 | 0 | 0 | 0 | 37055.3199 | 0 | 6013.2322 | 0 | 0 | 0 | 0 | 0 | 0 | 0 | 0 | 51899.0766 | 51899.0766 | 8059.7475 | 8059.7475 | 0 | 43839.3291 | 0 | 1366.1599 | 0 | 9994.4334 | 0 | 2984.0844 | 0 | 9994.4334 | 0 | 2633.6439 | 0 | 9994.4334 | 0 | 3190.4962 | 0 | 9994.4334 | 0 | 11360.5933 | 12978.5178 | 12628.0774 | 13184.9296
206199 | 242.131 | 1220 | 3 | Standard Efficiency | Electric, 120% Usage | EnergyStar, 120% Usage | Electric, 120% Usage | None | 200-300% | None | None | Single-Family Detached | Single-Family Detached | Single-Family Detached | 1000-1499 | 0-1499 | 1 | Natural Gas | 80% Conditioned | Room AC | None | Natural Gas Fuel Wall/Floor Furnace | None | 70000-79999 | 100% CFL | Occupied | <1940 | Natural Gas | Yes | 67.9925 | 927.863 | 54.2181 | 0 | 2354.2399 | 0 | 0 | 0 | 0 | 0 | 0 | 0 | 0 | 40.1507 | 0 | 491.1871 | 21.9803 | 6354.9531 | 0 | 0 | 0 | 723.8855 | 434.0383 | 0 | 0 | 0 | 0 | 0 | 0 | 0 | 0 | 19143.9884 | 0 | 11205.2793 | 0 | 0 | 0 | 0 | 0 | 0 | 0 | 0 | 41819.7763 | 41819.7763 | 11470.8017 | 11470.8017 | 0 | 30348.9747 | 0 | 1926.6472 | 0 | 6918.9665 | 0 | 4263.849 | 0 | 6918.9665 | 0 | 3768.3075 | 0 | 6918.9665 | 0 | 4480.169 | 0 | 6918.9665 | 0 | 8845.6137 | 11182.8155 | 10687.274 | 11399.1355
206225 | 242.131 | 1220 | 2 | Standard Efficiency | Electric, 100% Usage | EnergyStar, 100% Usage | Electric, 100% Usage | None | 100-150% | None | None | Single-Family Detached | Single-Family Detached | Single-Family Detached | 1000-1499 | 0-1499 | 1 | Electricity | 100% Conditioned | Central AC | None | Electricity Electric Furnace | None | 10000-14999 | 100% Incandescent | Occupied | 2000s | Electricity | Yes | 67.9925 | 275.7799 | 16.1189 | 330.2911 | 1394.7252 | 0 | 0 | 32.5309 | 0 | 5480.429 | 0 | 0 | 1137.4088 | 160.896 | 0 | 1535.3993 | 16.412 | 1918.4432 | 0 | 0 | 0 | 339.6694 | 480.0504 | 0 | 0 | 0 | 0 | 0 | 1209.5043 | 0 | 0 | 0 | 0 | 0 | 0 | 0 | 0 | 0 | 0 | 0 | 0 | 0 | 14395.651 | 14395.651 | 13186.1467 | 13186.1467 | 0 | 1209.5043 | 0 | 2266.7122 | 0 | 275.7148 | 0 | 5208.9291 | 0 | 275.7148 | 0 | 4541.3723 | 0 | 275.7148 | 0 | 5498.8314 | 0 | 275.7148 | 0 | 2542.427 | 5484.6439 | 4817.087 | 5774.5461
206245 | 242.131 | 853 | 4 | Standard Efficiency, No usage | Electric, 80% Usage | EnergyStar, 80% Usage | Gas, 80% Usage | None | 400%+ | 20 | None | 20 to 49 Unit | Multifamily with 5+ units, 4-7 stories | Multi-Family with 5+ Units | 750-999 | 0-1499 | 5 | Electricity | 100% Conditioned | Heat Pump | None | Electricity ASHP | None | 200000+ | 100% LED | Vacant | 2000s | Electricity | Yes | 0 | 0 | 0 | 177.0149 | 1030.1448 | 0 | 0 | 66.5271 | 12.0159 | 837.8902 | 0 | 0 | 356.6675 | 0 | 0 | 0 | 21.9803 | 0 | 0 | 0 | 0 | 0 | 480.0504 | 0 | 0 | 0 | 0 | 0 | 0 | 0 | 0 | 0 | 0 | 0 | 0 | 0 | 0 | 0 | 0 | 0 | 0 | 0 | 2982.2912 | 2982.2912 | 2982.2912 | 2982.2912 | 0 | 0 | 0 | 530.9462 | 0 | 0 | 0 | 1169.3421 | 0 | 0 | 0 | 1030.5356 | 0 | 0 | 0 | 1213.2126 | 0 | 0 | 0 | 530.9462 | 1169.3421 | 1030.5356 | 1213.2126
206262 | 242.131 | 1220 | 3 | Standard Efficiency | Electric, 120% Usage | Standard, 120% Usage | Electric, 120% Usage | None | 200-300% | None | None | Single-Family Detached | Single-Family Detached | Single-Family Detached | 1000-1499 | 0-1499 | 1 | Natural Gas | 40% Conditioned | Room AC | None | Natural Gas Fuel Wall/Floor Furnace | None | 35000-39999 | 100% LED | Occupied | 1970s | Natural Gas | Yes | 67.9925 | 630.6889 | 23.7388 | 0 | 1507.2645 | 0 | 0 | 0 | 0 | 0 | 0 | 0 | 0 | 26.9625 | 0 | 375.131 | 21.9803 | 3836.8864 | 0 | 0 | 0 | 407.3688 | 868.0765 | 0 | 0 | 0 | 0 | 0 | 0 | 595.5204 | 0 | 19324.5202 | 0 | 3835.4211 | 0 | 0 | 0 | 0 | 0 | 0 | 0 | 0 | 31521.2589 | 31521.2589 | 7766.0903 | 7766.0903 | 0 | 23755.1686 | 0 | 1344.5625 | 0 | 5415.7078 | 0 | 2919.8376 | 0 | 5415.7078 | 0 | 2579.9504 | 0 | 5415.7078 | 0 | 3107.8063 | 0 | 5415.7078 | 0 | 6760.2704 | 8335.5454 | 7995.6582 | 8523.5141
206273 | 242.131 | 1675 | 3 | Standard Efficiency | Electric, 80% Usage | Standard, 80% Usage | Electric, 80% Usage | 318 Rated kWh, 80% Usage | 400%+ | None | 7 | Single-Family Attached | Single-Family Attached | Single-Family Attached | 1500-1999 | 1500-2499 | 2 | Electricity | 100% Conditioned | Central AC | None | Electricity Electric Furnace | None | 80000-99999 | 100% Incandescent | Occupied | 2000s | Electricity | Yes | 67.9925 | 441.9512 | 16.412 | 563.5757 | 2581.37 | 51.5805 | 0 | 33.7032 | 0 | 8079.3833 | 0 | 0 | 981.7881 | 183.7556 | 0 | 1926.0631 | 21.9803 | 864.2666 | 0 | 0 | 0 | 277.5383 | 434.0383 | 0 | 0 | 0 | 0 | 0 | 0 | 0 | 0 | 0 | 0 | 0 | 0 | 0 | 0 | 0 | 0 | 0 | 0 | 0 | 16525.3984 | 16525.3984 | 16525.3984 | 16525.3984 | 0 | 0 | 0 | 2851.1701 | 0 | 0 | 0 | 6572.6478 | 0 | 0 | 0 | 5735.099 | 0 | 0 | 0 | 6909.0292 | 0 | 0 | 0 | 2851.1701 | 6572.6478 | 5735.099 | 6909.0292
206550 | 242.131 | 8194 | 5 | None | Electric, 120% Usage | Standard, 120% Usage | Gas, 120% Usage | None | 400%+ | None | None | Single-Family Detached | Single-Family Detached | Single-Family Detached | 4000+ | 4000+ | 1 | Natural Gas | 60% Conditioned | Central AC | None | Natural Gas Fuel Boiler | None | 200000+ | 100% LED | Occupied | 1990s | Natural Gas | Yes | 0 | 915.261 | 34.2893 | 535.4408 | 1973.5406 | 0 | 319.7405 | 76.1985 | 0 | 0 | 0 | 0 | 0 | 84.9906 | 16.7051 | 1837.8487 | 27.2556 | 8902.0338 | 0 | 0 | 0 | 33.4101 | 434.0383 | 690.4754 | 0 | 0 | 0 | 0 | 0 | 0 | 0 | 15593.1394 | 0 | 6247.9821 | 0 | 0 | 976.2197 | 0 | 0 | 0 | 0 | 0 | 38697.6902 | 38697.6902 | 15880.6421 | 15880.6421 | 0 | 22817.0482 | 0 | 2721.4939 | 0 | 5201.8232 | 0 | 6017.1423 | 0 | 5201.8232 | 0 | 5304.467 | 0 | 5201.8232 | 0 | 6359.4902 | 0 | 5201.8232 | 0 | 7923.317 | 11218.9654 | 10506.2902 | 11561.3134
206594 | 242.131 | 1690 | 3 | None | Electric, 100% Usage | EnergyStar, 100% Usage | Electric, 100% Usage | 318 Rated kWh, 100% Usage | 400%+ | None | None | Single-Family Detached | Single-Family Detached | Single-Family Detached | 1500-1999 | 1500-2499 | 2 | Electricity | 100% Conditioned | Heat Pump | None | Electricity ASHP | None | 200000+ | 100% CFL | Occupied | 1950s | Electricity | Yes | 0 | 400.042 | 23.4457 | 1003.4753 | 3352.44 | 97.5927 | 319.7405 | 678.4595 | 1860.7082 | 12312.7949 | 0 | 0 | 2073.4778 | 46.0122 | 24.911 | 620.1384 | 21.9803 | 2382.6678 | 0 | 0 | 0 | 405.6104 | 434.0383 | 0 | 0 | 0 | 0 | 0 | 0 | 0 | 0 | 0 | 0 | 0 | 0 | 0 | 0 | 0 | 0 | 0 | 0 | 0 | 26057.828 | 26057.828 | 26057.828 | 26057.828 | 0 | 0 | 0 | 4613.7874 | 0 | 0 | 0 | 10600.9799 | 0 | 0 | 0 | 9247.2652 | 0 | 0 | 0 | 11099.0456 | 0 | 0 | 0 | 4613.7874 | 10600.9799 | 9247.2652 | 11099.0456
206777 | 242.131 | 885 | 2 | Standard Efficiency, No usage | Electric, 100% Usage | EnergyStar, 100% Usage | Electric, 100% Usage | None | 400%+ | None | None | Single-Family Detached | Single-Family Detached | Single-Family Detached | 750-999 | 0-1499 | 1 | Fuel Oil | 100% Conditioned | Central AC | None | Fuel Oil Fuel Boiler | None | 80000-99999 | 100% CFL | Vacant | 1950s | Electricity | Yes | 0 | 0 | 0 | 477.1197 | 2051.2044 | 0 | 0 | 28.1348 | 0 | 0 | 0 | 0 | 340.8417 | 0 | 0 | 0 | 16.412 | 0 | 0 | 0 | 0 | 0 | 868.0765 | 0 | 0 | 2935.6929 | 0 | 0 | 0 | 0 | 0 | 0 | 0 | 0 | 0 | 0 | 0 | 0 | 0 | 0 | 0 | 0 | 6717.482 | 6717.482 | 3781.7891 | 3781.7891 | 2935.6929 | 0 | 0 | 679.1171 | 890.1242 | 0 | 0 | 1427.2397 | 890.1242 | 0 | 0 | 1274.688 | 890.1242 | 0 | 0 | 1457.4231 | 890.1242 | 0 | 0 | 1569.2414 | 2317.364 | 2164.8122 | 2347.5474
206959 | 242.131 | 2176 | 4 | Standard Efficiency, No usage | Electric, 80% Usage | EnergyStar, 80% Usage | Gas, 80% Usage | 318 Rated kWh, 80% Usage | 400%+ | None | None | Single-Family Detached | Single-Family Detached | Single-Family Detached | 2000-2499 | 1500-2499 | 1 | Natural Gas | 100% Conditioned | Central AC | None | Natural Gas Fuel Furnace | None | 160000-179999 | 100% Incandescent | Vacant | 1970s | Natural Gas | Yes | 0 | 0 | 0 | 520.2011 | 3656.9408 | 0 | 319.7405 | 249.6966 | 0 | 0 | 0 | 0 | 0 | 0 | 0 | 0 | 21.9803 | 0 | 1955.6633 | 2135.3158 | 0 | 0 | 434.0383 | 0 | 0 | 0 | 0 | 0 | 0 | 0 | 0 | 10016.8761 | 0 | 1645.5941 | 0 | 0 | 0 | 0 | 0 | 0 | 0 | 0 | 20956.3399 | 20956.3399 | 9293.5767 | 9293.5767 | 0 | 11662.7632 | 0 | 1382.9727 | 0 | 2658.8464 | 0 | 3130.9835 | 0 | 2658.8464 | 0 | 2783.5158 | 0 | 2658.8464 | 0 | 3260.2546 | 0 | 2658.8464 | 0 | 4041.8192 | 5789.8299 | 5442.3623 | 5919.101
206984 | 242.131 | 2663 | 3 | None | Electric, 80% Usage | EnergyStar, 80% Usage | Electric, 80% Usage | 318 Rated kWh, 80% Usage | 300-400% | None | None | Single-Family Detached | Single-Family Detached | Single-Family Detached | 2500-2999 | 2500-3999 | 2 | Electricity | 100% Conditioned | Central AC | None | Electricity Electric Furnace | None | 60000-69999 | 100% Incandescent | Occupied | 1970s | Electricity | Yes | 0 | 419.6778 | 24.618 | 729.747 | 3358.8875 | 107.8502 | 319.7405 | 274.0215 | 0 | 20210.181 | 0 | 0 | 1778.9414 | 233.2846 | 99.9372 | 2774.2107 | 21.9803 | 1503.4546 | 0 | 0 | 0 | 377.1825 | 434.0383 | 0 | 0 | 0 | 0 | 0 | 0 | 0 | 0 | 0 | 0 | 0 | 0 | 0 | 0 | 0 | 0 | 0 | 0 | 0 | 32667.1668 | 32667.1668 | 32667.1668 | 32667.1668 | 0 | 0 | 0 | 6004.9266 | 0 | 0 | 0 | 13516.9787 | 0 | 0 | 0 | 12139.655 | 0 | 0 | 0 | 14707.172 | 0 | 0 | 0 | 6004.9266 | 13516.9787 | 12139.655 | 14707.172
206999 | 242.131 | 2631 | 3 | Standard Efficiency | Gas, 120% Usage | Standard, 120% Usage | Electric, 120% Usage | 290 Rated kWh, 120% Usage | 400%+ | None | 10 | Single-Family Attached | Single-Family Attached | Single-Family Attached | 2500-2999 | 2500-3999 | 3 | Natural Gas | 100% Conditioned | Central AC | None | Natural Gas Fuel Boiler | None | 200000+ | 100% LED | Occupied | <1940 | Natural Gas | Yes | 67.9925 | 75.6123 | 31.6517 | 678.1665 | 3421.3117 | 99.3511 | 0 | 125.4344 | 0 | 0 | 0 | 0 | 0 | 38.6854 | 0 | 671.1328 | 21.9803 | 4012.436 | 0 | 0 | 0 | 467.4484 | 434.0383 | 0 | 0 | 0 | 0 | 1004.9407 | 0 | 0 | 0 | 33603.2358 | 0 | 5869.0412 | 0 | 0 | 0 | 0 | 0 | 0 | 0 | 0 | 50621.8729 | 50621.8729 | 10144.9482 | 10144.9482 | 0 | 40477.2178 | 0 | 1750.0846 | 0 | 9227.939 | 0 | 3775.5664 | 0 | 9227.939 | 0 | 3349.5519 | 0 | 9227.939 | 0 | 3959.2826 | 0 | 9227.939 | 0 | 10978.0235 | 13003.5053 | 12577.4909 | 13187.2216
207132 | 242.131 | 333 | 1 | None | None | None | Gas, 80% Usage | 318 Rated kWh, 80% Usage | 0-100% | 17 | None | 10 to 19 Unit | Multifamily with 5+ units, 4-7 stories | Multi-Family with 5+ Units | 0-499 | 0-1499 | 4 | Natural Gas | 60% Conditioned | Room AC | Heating Only | Natural Gas Shared Heating | Boiler Baseboards Heating Only, Natural Gas | 10000-14999 | 100% Incandescent | Vacant | 1940s | Natural Gas | No | 0 | 0 | 0 | 0 | 427.5907 | 0 | 0 | 50.9944 | 0 | 0 | 0 | 0 | 0 | 0 | 0 | 0 | 16.412 | 0 | 0 | 0 | 0 | 0 | 480.0504 | 0 | 0 | 0 | 0 | 0 | 0 | 0 | 0 | 2268.6632 | 0 | 879.2132 | 0 | 0 | 0 | 0 | 0 | 0 | 0 | 0 | 4122.9238 | 4122.9238 | 975.0474 | 975.0474 | 0 | 3147.8764 | 0 | 165.9926 | 0 | 717.6752 | 0 | 355.9952 | 0 | 717.6752 | 0 | 316.8551 | 0 | 717.6752 | 0 | 371.1025 | 0 | 717.6752 | 0 | 883.6678 | 1073.6704 | 1034.5303 | 1088.7777
207143 | 242.131 | 1220 | 3 | Standard Efficiency | Electric, 80% Usage | EnergyStar, 80% Usage | Gas, 80% Usage | None | 0-100% | None | None | Single-Family Detached | Single-Family Detached | Single-Family Detached | 1000-1499 | 0-1499 | 1 | Electricity | 100% Conditioned | Heat Pump | None | Electricity ASHP | None | <10000 | 100% LED | Occupied | 1950s | Electricity | Yes | 81.7668 | 220.6825 | 12.8951 | 746.1589 | 3258.0711 | 0 | 0 | 691.3547 | 1423.4462 | 7013.1907 | 0 | 0 | 710.4043 | 26.9625 | 0 | 375.131 | 21.9803 | 959.2216 | 0 | 0 | 0 | 18.4635 | 914.0887 | 0 | 0 | 0 | 0 | 0 | 0 | 0 | 0 | 0 | 0 | 0 | 0 | 0 | 543.9399 | 0 | 0 | 0 | 0 | 0 | 17017.4648 | 17017.4648 | 16473.5248 | 16473.5248 | 0 | 543.9399 | 0 | 2966.2673 | 0 | 123.975 | 0 | 6757.2086 | 0 | 123.975 | 0 | 5897.0864 | 0 | 123.975 | 0 | 7040.8935 | 0 | 123.975 | 0 | 3090.2423 | 6881.1836 | 6021.0613 | 7164.8684
207203 | 242.131 | 2663 | 2 | None | Electric, 120% Usage | EnergyStar, 120% Usage | Gas, 120% Usage | None | 200-300% | None | None | Single-Family Detached | Single-Family Detached | Single-Family Detached | 2500-2999 | 2500-3999 | 2 | Electricity | 100% Conditioned | Central AC | None | Electricity Baseboard | None | 40000-44999 | 100% Incandescent | Occupied | 1990s | Electricity | Yes | 0 | 480.0504 | 28.1348 | 1709.1905 | 6602.5981 | 0 | 319.7405 | 0 | 0 | 10521.2514 | 0 | 0 | 3889.0531 | 233.2846 | 99.9372 | 2773.9177 | 16.412 | 5384.3017 | 0 | 0 | 0 | 33.4101 | 868.0765 | 0 | 0 | 0 | 0 | 0 | 0 | 0 | 0 | 0 | 0 | 0 | 0 | 0 | 976.2197 | 0 | 0 | 0 | 0 | 0 | 33935.2853 | 33935.2853 | 32959.0656 | 32959.0656 | 0 | 976.2197 | 0 | 5755.0779 | 0 | 222.5474 | 0 | 12906.8702 | 0 | 222.5474 | 0 | 11324.4692 | 0 | 222.5474 | 0 | 13592.1485 | 0 | 222.5474 | 0 | 5977.6253 | 13129.4176 | 11547.0166 | 13814.6959
207293 | 242.131 | 1690 | 3 | Standard Efficiency | None | Standard, 80% Usage | Electric, 80% Usage | None | 400%+ | None | None | Single-Family Detached | Single-Family Detached | Single-Family Detached | 1500-1999 | 1500-2499 | 1 | Electricity | 100% Conditioned | Heat Pump | None | Electricity ASHP | None | 120000-139999 | 100% Incandescent | Occupied | 1980s | Electricity | Yes | 67.9925 | 0 | 29.8932 | 925.8115 | 2936.5721 | 0 | 0 | 140.381 | 156.793 | 2328.1566 | 0 | 0 | 1818.2129 | 184.6348 | 99.9372 | 1938.9582 | 21.9803 | 1348.7131 | 0 | 0 | 0 | 377.1825 | 1836.0903 | 0 | 0 | 0 | 0 | 0 | 0 | 0 | 0 | 0 | 0 | 0 | 0 | 0 | 0 | 0 | 0 | 0 | 0 | 0 | 14211.3093 | 14211.3093 | 14211.3093 | 14211.3093 | 0 | 0 | 0 | 2439.7287 | 0 | 0 | 0 | 5437.5864 | 0 | 0 | 0 | 4785.9089 | 0 | 0 | 0 | 5703.0137 | 0 | 0 | 0 | 2439.7287 | 5437.5864 | 4785.9089 | 5703.0137
207307 | 242.131 | 853 | 2 | None | None | None | Electric, 100% Usage | 318 Rated kWh, 100% Usage | 300-400% | 183 | None | 50 or more Unit | Multifamily with 5+ units, 4-7 stories | Multi-Family with 5+ Units | 750-999 | 0-1499 | 6 | Electricity | 100% Conditioned | Heat Pump | None | Electricity ASHP | None | 50000-59999 | 100% CFL | Occupied | 2010s | Electricity | No | 0 | 0 | 0 | 334.101 | 1003.1823 | 88.5075 | 319.7405 | 4.103 | 1.7584 | 227.7162 | 0 | 0 | 1945.9919 | 35.7547 | 0 | 390.3707 | 16.412 | 1661.713 | 0 | 0 | 0 | 389.4915 | 434.0383 | 0 | 0 | 0 | 0 | 0 | 0 | 0 | 0 | 0 | 0 | 0 | 0 | 0 | 0 | 0 | 0 | 0 | 0 | 0 | 6853.1739 | 6853.1739 | 6853.1739 | 6853.1739 | 0 | 0 | 0 | 1155.4717 | 0 | 0 | 0 | 2570.9039 | 0 | 0 | 0 | 2264.9291 | 0 | 0 | 0 | 2727.6487 | 0 | 0 | 0 | 1155.4717 | 2570.9039 | 2264.9291 | 2727.6487
207320 | 242.131 | 1690 | 3 | Standard Efficiency | Electric, 120% Usage | EnergyStar, 120% Usage | Electric, 120% Usage | None | 400%+ | None | None | Single-Family Detached | Single-Family Detached | Single-Family Detached | 1500-1999 | 1500-2499 | 2 | Electricity | 100% Conditioned | Central AC | None | Electricity Electric Furnace | None | 100000-119999 | 100% CFL | Occupied | 2010s | Electricity | Yes | 67.9925 | 629.5167 | 36.6339 | 468.3276 | 2636.4673 | 0 | 319.7405 | 321.499 | 0 | 13661.2149 | 0 | 0 | 5566.2988 | 46.0122 | 24.911 | 620.1384 | 21.9803 | 5394.8523 | 0 | 0 | 0 | 565.6272 | 480.0504 | 0 | 0 | 0 | 0 | 0 | 0 | 0 | 0 | 0 | 0 | 0 | 0 | 0 | 0 | 0 | 0 | 0 | 0 | 0 | 30861.849 | 30861.849 | 30861.849 | 30861.849 | 0 | 0 | 0 | 5538.6359 | 0 | 0 | 0 | 12416.1853 | 0 | 0 | 0 | 11216.3205 | 0 | 0 | 0 | 13598.6757 | 0 | 0 | 0 | 5538.6359 | 12416.1853 | 11216.3205 | 13598.6757
207332 | 242.131 | 2663 | 4 | Standard Efficiency | Electric, 100% Usage | EnergyStar, 100% Usage | Gas, 100% Usage | 318 Rated kWh, 100% Usage | 400%+ | None | None | Single-Family Detached | Single-Family Detached | Single-Family Detached | 2500-2999 | 2500-3999 | 2 | Electricity | 100% Conditioned | Central AC | None | Electricity Electric Furnace | None | 60000-69999 | 100% CFL | Occupied | 1970s | Electricity | Yes | 67.9925 | 400.042 | 23.4457 | 1139.7534 | 4247.7721 | 97.5927 | 0 | 319.4475 | 0 | 25835.6802 | 0 | 0 | 2209.4628 | 58.3211 | 24.911 | 887.4192 | 21.9803 | 2692.1508 | 0 | 0 | 0 | 27.8418 | 1160.8545 | 0 | 0 | 0 | 0 | 0 | 0 | 0 | 0 | 0 | 0 | 0 | 0 | 0 | 813.5653 | 0 | 0 | 0 | 0 | 0 | 40027.9398 | 40027.9398 | 39214.6676 | 39214.6676 | 0 | 813.5653 | 0 | 6933.8529 | 0 | 185.4562 | 0 | 16068.8299 | 0 | 185.4562 | 0 | 13979.3154 | 0 | 185.4562 | 0 | 16888.7149 | 0 | 185.4562 | 0 | 7119.3091 | 16254.2862 | 14164.7716 | 17074.1712
207335 | 242.131 | 1138 | 2 | Standard Efficiency | Electric, 120% Usage | EnergyStar, 120% Usage | Electric, 120% Usage | 318 Rated kWh, 120% Usage | 0-100% | 67 | None | 50 or more Unit | Multifamily with 5+ units, 1-3 stories | Multi-Family with 5+ Units | 1000-1499 | 0-1499 | 3 | Natural Gas | 100% Conditioned | Central AC | None | Natural Gas Fuel Furnace | None | 10000-14999 | 100% Incandescent | Occupied | 2000s | Electricity | Yes | 67.9925 | 347.5823 | 20.2219 | 348.1684 | 1436.0482 | 77.6638 | 319.7405 | 32.5309 | 0 | 0 | 0 | 0 | 2370.3588 | 156.793 | 0 | 1465.0623 | 16.412 | 3162.5299 | 0 | 0 | 0 | 416.454 | 434.0383 | 0 | 0 | 0 | 0 | 0 | 0 | 0 | 0 | 2038.0162 | 0 | 0 | 0 | 0 | 0 | 0 | 0 | 0 | 0 | 0 | 12709.6131 | 12709.6131 | 10671.5969 | 10671.5969 | 0 | 2038.0162 | 0 | 1792.2419 | 0 | 464.6124 | 0 | 4021.8611 | 0 | 464.6124 | 0 | 3694.6264 | 0 | 464.6124 | 0 | 4415.6909 | 0 | 464.6124 | 0 | 2256.8543 | 4486.4735 | 4159.2388 | 4880.3033
207488 | 242.131 | 1202 | 2 | Standard Efficiency, No usage | None | EnergyStar, 120% Usage | Electric, 120% Usage | 318 Rated kWh, 120% Usage | 400%+ | None | 50 | Single-Family Attached | Single-Family Attached | Single-Family Attached | 1000-1499 | 0-1499 | 1 | Fuel Oil | 100% Conditioned | Central AC | None | Fuel Oil Fuel Furnace | None | 70000-79999 | 100% CFL | Vacant | 1940s | Electricity | Yes | 0 | 0 | 0 | 175.2565 | 1226.5024 | 0 | 0 | 184.0486 | 0 | 0 | 0 | 0 | 340.2555 | 0 | 0 | 0 | 16.412 | 0 | 0 | 0 | 0 | 0 | 434.0383 | 0 | 0 | 7378.6503 | 0 | 0 | 0 | 0 | 0 | 0 | 0 | 0 | 0 | 0 | 0 | 0 | 0 | 0 | 0 | 0 | 9755.1636 | 9755.1636 | 2376.5133 | 2376.5133 | 7378.6503 | 0 | 0 | 405.7579 | 2237.2255 | 0 | 0 | 863.8766 | 2237.2255 | 0 | 0 | 769.8724 | 2237.2255 | 0 | 0 | 895.2117 | 2237.2255 | 0 | 0 | 2642.9834 | 3101.1022 | 3007.0979 | 3132.4372
207505 | 242.131 | 1623 | 4 | Standard Efficiency | None | None | Electric, 80% Usage | None | 400%+ | 2 | None | 2 Unit | Multifamily with 2-4 Units | Multi-Family with 2 - 4 Units | 1500-1999 | 1500-2499 | 1 | Electricity | 40% Conditioned | Room AC | None | Electricity Baseboard | None | 200000+ | 100% Incandescent | Occupied | <1940 | Electricity | Yes | 67.9925 | 0 | 0 | 0 | 596.6927 | 0 | 0 | 0 | 0 | 19155.7113 | 0 | 0 | 1049.4875 | 181.1179 | 0 | 1881.5163 | 21.9803 | 762.5709 | 0 | 0 | 0 | 311.5345 | 1356.0398 | 334.3941 | 0 | 0 | 0 | 0 | 0 | 0 | 0 | 0 | 0 | 0 | 0 | 0 | 0 | 0 | 0 | 0 | 0 | 0 | 25719.0379 | 25719.0379 | 25719.0379 | 25719.0379 | 0 | 0 | 0 | 4731.5191 | 0 | 0 | 0 | 10635.76 | 0 | 0 | 0 | 9494.2063 | 0 | 0 | 0 | 11730.7787 | 0 | 0 | 0 | 4731.5191 | 10635.76 | 9494.2063 | 11730.7787
207590 | 242.131 | 3301 | 4 | None | Electric, 80% Usage | EnergyStar, 80% Usage | Gas, 80% Usage | None | 400%+ | None | None | Single-Family Detached | Single-Family Detached | Single-Family Detached | 3000-3999 | 2500-3999 | 2 | Electricity | 100% Conditioned | Heat Pump | None | Electricity ASHP | None | 180000-199999 | 100% CFL | Occupied | 1990s | Electricity | Yes | 0 | 519.0289 | 30.1863 | 1134.7712 | 3714.3827 | 0 | 0 | 393.5944 | 678.7526 | 6827.6767 | 0 | 0 | 1885.6193 | 66.2341 | 24.911 | 1062.6757 | 21.9803 | 1762.2363 | 0 | 0 | 0 | 29.6002 | 434.0383 | 0 | 0 | 0 | 0 | 0 | 0 | 0 | 0 | 0 | 0 | 0 | 0 | 0 | 864.8527 | 0 | 0 | 0 | 0 | 0 | 19450.5408 | 19450.5408 | 18585.9811 | 18585.9811 | 0 | 864.8527 | 0 | 3407.502 | 0 | 197.1444 | 0 | 7635.8896 | 0 | 197.1444 | 0 | 6682.8481 | 0 | 197.1444 | 0 | 7966.1489 | 0 | 197.1444 | 0 | 3604.6464 | 7833.034 | 6879.9925 | 8163.2933
207740 | 242.131 | 1202 | 2 | None | Electric, 120% Usage | EnergyStar, 120% Usage | Electric, 120% Usage | 290 Rated kWh, 120% Usage | 300-400% | None | 6 | Single-Family Attached | Single-Family Attached | Single-Family Attached | 1000-1499 | 0-1499 | 2 | Natural Gas | 100% Conditioned | Central AC | None | Natural Gas Fuel Furnace | None | 70000-79999 | 100% CFL | Occupied | 2000s | Natural Gas | Yes | 0 | 538.3716 | 31.6517 | 454.2602 | 2123.593 | 126.0206 | 0 | 154.4485 | 0 | 0 | 0 | 0 | 0 | 40.1507 | 0 | 486.2049 | 16.412 | 3835.7142 | 0 | 0 | 0 | 518.4427 | 914.0887 | 0 | 0 | 0 | 0 | 0 | 0 | 0 | 0 | 7885.6633 | 0 | 7135.9875 | 0 | 0 | 0 | 0 | 0 | 0 | 0 | 0 | 24260.4232 | 24260.4232 | 9239.0655 | 9239.0655 | 0 | 15021.3577 | 0 | 1608.6858 | 0 | 3424.5634 | 0 | 3538.6714 | 0 | 3424.5634 | 0 | 3254.2694 | 0 | 3424.5634 | 0 | 3880.2777 | 0 | 3424.5634 | 0 | 5033.2492 | 6963.2348 | 6678.8329 | 7304.8411
207765 | 242.131 | 317 | 2 | Standard Efficiency, No usage | Electric, 100% Usage | EnergyStar, 100% Usage | Electric, 100% Usage | 290 Rated kWh, 100% Usage | 0-100% | None | 20 | Single-Family Attached | Single-Family Attached | Single-Family Attached | 0-499 | 0-1499 | 2 | Natural Gas | 100% Conditioned | Central AC | None | Natural Gas Fuel Wall/Floor Furnace | None | <10000 | 100% CFL | Vacant | <1940 | Natural Gas | Yes | 0 | 0 | 0 | 298.6394 | 1077.0362 | 0 | 0 | 0 | 0 | 0 | 0 | 0 | 0 | 0 | 0 | 0 | 16.412 | 0 | 0 | 0 | 0 | 0 | 434.0383 | 0 | 0 | 0 | 0 | 0 | 0 | 0 | 0 | 4323.9706 | 0 | 1538.6231 | 0 | 0 | 0 | 0 | 0 | 0 | 0 | 0 | 7688.7195 | 7688.7195 | 1826.1258 | 1826.1258 | 0 | 5862.5937 | 0 | 310.3334 | 0 | 1336.5594 | 0 | 660.7888 | 0 | 1336.5594 | 0 | 622.2081 | 0 | 1336.5594 | 0 | 726.6876 | 0 | 1336.5594 | 0 | 1646.8927 | 1997.3482 | 1958.7674 | 2063.247
207873 | 242.131 | 1202 | 3 | None | Electric, 100% Usage | EnergyStar, 100% Usage | Electric, 100% Usage | None | 400%+ | None | 12 | Single-Family Attached | Single-Family Attached | Single-Family Attached | 1000-1499 | 0-1499 | 3 | Natural Gas | 100% Conditioned | Room AC | None | Natural Gas Fuel Boiler | None | 140000-159999 | 100% CFL | Vacant | <1940 | Natural Gas | Yes | 0 | 0 | 0 | 0 | 4543.1877 | 0 | 0 | 36.3408 | 0 | 0 | 0 | 0 | 0 | 0 | 0 | 0 | 21.9803 | 0 | 0 | 0 | 0 | 0 | 914.0887 | 0 | 0 | 0 | 0 | 0 | 0 | 0 | 0 | 9132.0945 | 0 | 1456.2701 | 0 | 0 | 0 | 0 | 0 | 0 | 0 | 0 | 16103.9622 | 16103.9622 | 5515.5975 | 5515.5975 | 0 | 10588.3647 | 0 | 985.0144 | 0 | 2413.9152 | 0 | 2015.6153 | 0 | 2413.9152 | 0 | 1810.7026 | 0 | 2413.9152 | 0 | 2072.2191 | 0 | 2413.9152 | 0 | 3398.9296 | 4429.5304 | 4224.6178 | 4486.1342
207975 | 242.131 | 617 | 1 | None | None | EnergyStar, 80% Usage | Electric, 80% Usage | None | 200-300% | 10 | None | 10 to 19 Unit | Multifamily with 5+ units, 1-3 stories | Multi-Family with 5+ Units | 500-749 | 0-1499 | 2 | Natural Gas | 40% Conditioned | Room AC | None | Natural Gas Fuel Boiler | None | 35000-39999 | 100% CFL | Vacant | 1970s | Natural Gas | No | 0 | 0 | 0 | 0 | 691.6477 | 0 | 0 | 16.7051 | 0 | 0 | 0 | 0 | 0 | 0 | 0 | 0 | 16.412 | 0 | 0 | 0 | 0 | 0 | 434.0383 | 0 | 0 | 0 | 0 | 0 | 0 | 0 | 0 | 1949.8018 | 0 | 1601.6334 | 0 | 0 | 0 | 0 | 0 | 0 | 0 | 0 | 4710.5313 | 4710.5313 | 1158.803 | 1158.803 | 0 | 3551.7283 | 0 | 213.4651 | 0 | 809.6932 | 0 | 447.9148 | 0 | 809.6932 | 0 | 399.4089 | 0 | 809.6932 | 0 | 458.2285 | 0 | 809.6932 | 0 | 1023.1583 | 1257.608 | 1209.1022 | 1267.9218
207987 | 242.131 | 3301 | 5 | Standard Efficiency | Electric, 100% Usage | EnergyStar, 100% Usage | Electric, 100% Usage | 318 Rated kWh, 100% Usage | 400%+ | None | None | Single-Family Detached | Single-Family Detached | Single-Family Detached | 3000-3999 | 2500-3999 | 1 | Electricity | 100% Conditioned | Central AC | None | Electricity Electric Furnace | None | 140000-159999 | 100% LED | Occupied | 1990s | Electricity | Yes | 67.9925 | 773.1215 | 45.1329 | 896.2113 | 5257.695 | 208.9597 | 319.7405 | 329.1188 | 0 | 22805.0322 | 0 | 0 | 4679.4658 | 44.2537 | 16.7051 | 811.5138 | 27.2556 | 3839.231 | 0 | 0 | 0 | 603.1403 | 880.0924 | 0 | 0 | 0 | 0 | 0 | 0 | 0 | 0 | 0 | 0 | 0 | 0 | 0 | 0 | 0 | 0 | 0 | 0 | 0 | 41604.6622 | 41604.6622 | 41604.6622 | 41604.6622 | 0 | 0 | 0 | 7256.3494 | 0 | 0 | 0 | 16716.6488 | 0 | 0 | 0 | 14572.6809 | 0 | 0 | 0 | 17591.31 | 0 | 0 | 0 | 7256.3494 | 16716.6488 | 14572.6809 | 17591.31
208276 | 242.131 | 2176 | 3 | None | Electric, 80% Usage | EnergyStar, 80% Usage | Electric, 80% Usage | None | 400%+ | None | None | Single-Family Detached | Single-Family Detached | Single-Family Detached | 2000-2499 | 1500-2499 | 2 | Propane | 80% Conditioned | Room AC | None | Propane Fuel Wall/Floor Furnace | None | 100000-119999 | 100% CFL | Occupied | <1940 | Electricity | Yes | 0 | 320.0336 | 18.7565 | 0 | 2757.7988 | 0 | 0 | 0 | 0 | 0 | 0 | 0 | 1225.0371 | 52.1667 | 0 | 753.7788 | 21.9803 | 1268.7047 | 0 | 0 | 0 | 324.4297 | 1790.0781 | 0 | 0 | 0 | 0 | 0 | 0 | 0 | 0 | 0 | 0 | 0 | 0 | 0 | 0 | 0 | 0 | 53209.1043 | 0 | 0 | 61741.8685 | 61741.8685 | 8532.7642 | 8532.7642 | 0 | 0 | 53209.1043 | 1456.7677 | 0 | 0 | 14642.3459 | 3160.5577 | 0 | 0 | 14642.3459 | 2937.9337 | 0 | 0 | 14642.3459 | 3479.107 | 0 | 0 | 14642.3459 | 16099.1136 | 17802.9036 | 17580.2796 | 18121.4529
208351 | 242.131 | 2663 | 4 | Standard Efficiency | Electric, 100% Usage | EnergyStar, 100% Usage | Gas, 100% Usage | None | 400%+ | None | None | Single-Family Detached | Single-Family Detached | Single-Family Detached | 2500-2999 | 2500-3999 | 2 | Natural Gas | 80% Conditioned | Central AC | None | Natural Gas Fuel Wall/Floor Furnace | None | 200000+ | 100% Incandescent | Occupied | 1960s | Natural Gas | Yes | 67.9925 | 400.042 | 23.4457 | 1231.4846 | 4056.6898 | 0 | 319.7405 | 0 | 0 | 0 | 0 | 0 | 0 | 233.2846 | 99.9372 | 2774.2107 | 21.9803 | 2692.1508 | 0 | 0 | 0 | 27.8418 | 434.0383 | 0 | 0 | 0 | 0 | 0 | 0 | 0 | 0 | 38907.8222 | 0 | 3107.1395 | 0 | 0 | 813.5653 | 0 | 0 | 0 | 0 | 0 | 55210.7797 | 55210.7797 | 12382.2527 | 12382.2527 | 0 | 42828.527 | 0 | 2158.9972 | 0 | 9764.0135 | 0 | 4636.5786 | 0 | 9764.0135 | 0 | 4113.9172 | 0 | 9764.0135 | 0 | 4858.8969 | 0 | 9764.0135 | 0 | 11923.0107 | 14400.592 | 13877.9307 | 14622.9104
208396 | 242.131 | 1220 | 4 | Standard Efficiency | Electric, 80% Usage | EnergyStar, 80% Usage | Electric, 80% Usage | None | 0-100% | None | None | Single-Family Detached | Single-Family Detached | Single-Family Detached | 1000-1499 | 0-1499 | 1 | Electricity | 100% Conditioned | Central AC | None | Electricity Electric Furnace | None | <10000 | 100% Incandescent | Occupied | 1970s | Electricity | Yes | 67.9925 | 220.6825 | 12.8951 | 154.1554 | 2055.8936 | 0 | 319.7405 | 410.5926 | 0 | 17392.0096 | 0 | 0 | 778.6898 | 160.896 | 0 | 1535.3993 | 21.9803 | 959.2216 | 0 | 0 | 0 | 271.6769 | 880.0924 | 0 | 0 | 0 | 0 | 0 | 0 | 0 | 0 | 0 | 0 | 0 | 0 | 0 | 0 | 0 | 0 | 0 | 0 | 0 | 25242.2113 | 25242.2113 | 25242.2113 | 25242.2113 | 0 | 0 | 0 | 4493.3082 | 0 | 0 | 0 | 10454.9145 | 0 | 0 | 0 | 9085.8643 | 0 | 0 | 0 | 11010.5688 | 0 | 0 | 0 | 4493.3082 | 10454.9145 | 9085.8643 | 11010.5688
208405 | 242.131 | 1202 | 3 | Standard Efficiency | Electric, 120% Usage | Standard, 120% Usage | Electric, 120% Usage | None | 400%+ | None | 6 | Single-Family Attached | Single-Family Attached | Single-Family Attached | 1000-1499 | 0-1499 | 2 | Electricity | 100% Conditioned | Heat Pump | None | Electricity ASHP | None | 100000-119999 | 100% CFL | Occupied | 1990s | Natural Gas | Yes | 67.9925 | 846.3893 | 31.6517 | 324.7227 | 1353.1091 | 0 | 0 | 317.689 | 1370.9865 | 3713.5035 | 0 | 0 | 0 | 40.1507 | 0 | 486.2049 | 21.9803 | 3573.4156 | 0 | 0 | 0 | 467.4484 | 914.0887 | 0 | 0 | 0 | 0 | 0 | 0 | 0 | 0 | 0 | 0 | 5593.5544 | 0 | 0 | 0 | 0 | 0 | 0 | 0 | 0 | 19122.5942 | 19122.5942 | 13529.0398 | 13529.0398 | 0 | 5593.5544 | 0 | 2329.6441 | 0 | 1275.2124 | 0 | 5326.6835 | 0 | 1275.2124 | 0 | 4656.5017 | 0 | 1275.2124 | 0 | 5627.7645 | 0 | 1275.2124 | 0 | 3604.8564 | 6601.8959 | 5931.7141 | 6902.9769
208422 | 242.131 | 2176 | 4 | Standard Efficiency | Electric, 120% Usage | EnergyStar, 120% Usage | Electric, 120% Usage | None | 200-300% | None | None | Single-Family Detached | Single-Family Detached | Single-Family Detached | 2000-2499 | 1500-2499 | 2 | Electricity | 40% Conditioned | Room AC | None | Electricity Baseboard | None | 120000-139999 | 100% LED | Occupied | 1940s | Natural Gas | Yes | 81.7668 | 1524.8488 | 89.0936 | 0 | 1772.7869 | 0 | 0 | 0 | 0 | 15578.4858 | 0 | 0 | 0 | 34.8755 | 16.7051 | 575.5916 | 21.9803 | 9481.1422 | 0 | 0 | 0 | 1040.1092 | 434.0383 | 0 | 0 | 0 | 0 | 0 | 0 | 0 | 0 | 0 | 0 | 18319.8726 | 0 | 0 | 0 | 0 | 0 | 0 | 0 | 0 | 48971.0035 | 48971.0035 | 30651.1309 | 30651.1309 | 0 | 18319.8726 | 0 | 5410.4326 | 0 | 4176.5579 | 0 | 12651.7776 | 0 | 4176.5579 | 0 | 10995.9046 | 0 | 4176.5579 | 0 | 13169.3736 | 0 | 4176.5579 | 0 | 9586.9904 | 16828.3354 | 15172.4625 | 17345.9315
208427 | 242.131 | 3301 | 4 | Standard Efficiency | Electric, 80% Usage | EnergyStar, 80% Usage | Gas, 80% Usage | None | 400%+ | None | None | Single-Family Detached | Single-Family Detached | Single-Family Detached | 3000-3999 | 2500-3999 | 2 | Natural Gas | None | None | None | Natural Gas Fuel Boiler | None | 200000+ | 100% CFL | Occupied | 1990s | Natural Gas | Yes | 67.9925 | 320.0336 | 18.7565 | 0 | 0 | 0 | 0 | 76.1985 | 0 | 0 | 0 | 0 | 0 | 66.2341 | 24.911 | 1062.6757 | 21.9803 | 1447.478 | 0 | 0 | 0 | 22.2734 | 480.0504 | 0 | 0 | 0 | 0 | 0 | 0 | 0 | 0 | 22926.6567 | 0 | 2565.8372 | 0 | 0 | 650.9108 | 0 | 0 | 0 | 0 | 0 | 29751.6958 | 29751.6958 | 3608.291 | 3608.291 | 0 | 26143.4048 | 0 | 595.4874 | 0 | 5960.1498 | 0 | 1340.868 | 0 | 5960.1498 | 0 | 1177.8292 | 0 | 5960.1498 | 0 | 1434.5838 | 0 | 5960.1498 | 0 | 6555.6372 | 7301.0178 | 7137.979 | 7394.7336
208489 | 242.131 | 333 | 1 | Standard Efficiency, No usage | None | None | Electric, 80% Usage | None | 0-100% | 3 | None | 3 or 4 Unit | Multifamily with 2-4 Units | Multi-Family with 2 - 4 Units | 0-499 | 0-1499 | 3 | Natural Gas | None | None | Heating Only | Natural Gas Shared Heating | Boiler Baseboards Heating Only, Natural Gas | <10000 | 100% Incandescent | Vacant | 1940s | Natural Gas | No | 0 | 0 | 0 | 0 | 0 | 0 | 0 | 27.5487 | 0 | 0 | 0 | 0 | 0 | 0 | 0 | 0 | 16.412 | 0 | 0 | 0 | 0 | 0 | 480.0504 | 0 | 0 | 0 | 0 | 0 | 0 | 0 | 0 | 1279.5483 | 0 | 1522.5042 | 0 | 0 | 0 | 0 | 0 | 0 | 0 | 0 | 3326.0636 | 3326.0636 | 524.0111 | 524.0111 | 0 | 2802.0525 | 0 | 89.5042 | 0 | 638.795 | 0 | 199.9898 | 0 | 638.795 | 0 | 175.9721 | 0 | 638.795 | 0 | 211.6081 | 0 | 638.795 | 0 | 728.2992 | 838.7848 | 814.7671 | 850.4031
208656 | 242.131 | 1220 | 3 | None | Electric, 100% Usage | EnergyStar, 100% Usage | Electric, 100% Usage | None | 400%+ | None | None | Single-Family Detached | Single-Family Detached | Single-Family Detached | 1000-1499 | 0-1499 | 1 | Natural Gas | 60% Conditioned | Central AC | None | Natural Gas Fuel Furnace | None | 80000-99999 | 100% LED | Occupied | 1960s | Natural Gas | Yes | 0 | 400.042 | 23.4457 | 64.1826 | 849.9061 | 0 | 319.7405 | 531.924 | 0 | 0 | 0 | 0 | 0 | 26.9625 | 0 | 375.131 | 21.9803 | 2233.2016 | 0 | 0 | 0 | 405.6104 | 1160.8545 | 0 | 0 | 0 | 0 | 0 | 0 | 0 | 0 | 21244.7219 | 0 | 3695.6262 | 0 | 0 | 0 | 0 | 0 | 0 | 0 | 0 | 31353.0361 | 31353.0361 | 6412.6881 | 6412.6881 | 0 | 24940.3481 | 0 | 1105.0386 | 0 | 5685.8602 | 0 | 2428.5453 | 0 | 5685.8602 | 0 | 2139.3199 | 0 | 5685.8602 | 0 | 2583.1169 | 0 | 5685.8602 | 0 | 6790.8987 | 8114.4055 | 7825.1801 | 8268.9771
208809 | 242.131 | 333 | 2 | Standard Efficiency | None | None | Electric, 80% Usage | None | 200-300% | 2 | None | 2 Unit | Multifamily with 2-4 Units | Multi-Family with 2 - 4 Units | 0-499 | 0-1499 | 2 | Electricity | None | None | None | Electricity Baseboard | None | 25000-29999 | 100% CFL | Occupied | 1940s | Electricity | Yes | 67.9925 | 0 | 0 | 0 | 0 | 0 | 0 | 0 | 0 | 5158.0508 | 0 | 0 | 746.1589 | 29.3071 | 0 | 247.6451 | 16.412 | 486.2049 | 0 | 0 | 0 | 277.5383 | 434.0383 | 230.94 | 0 | 0 | 0 | 0 | 0 | 0 | 0 | 0 | 0 | 0 | 0 | 0 | 0 | 0 | 0 | 0 | 0 | 0 | 7694.2879 | 7694.2879 | 7694.2879 | 7694.2879 | 0 | 0 | 0 | 1391.7874 | 0 | 0 | 0 | 3239.9495 | 0 | 0 | 0 | 2812.7558 | 0 | 0 | 0 | 3422.4556 | 0 | 0 | 0 | 1391.7874 | 3239.9495 | 2812.7558 | 3422.4556
208819 | 242.131 | 866 | 2 | Standard Efficiency | None | None | Gas, 100% Usage | 290 Rated kWh, 100% Usage | 100-150% | None | 12 | Single-Family Attached | Single-Family Attached | Single-Family Attached | 750-999 | 0-1499 | 1 | Natural Gas | 100% Conditioned | Central AC | None | Natural Gas Fuel Furnace | None | 20000-24999 | 100% CFL | Occupied | <1940 | Natural Gas | Yes | 67.9925 | 0 | 0 | 231.8192 | 1842.2447 | 82.646 | 0 | 565.6272 | 0 | 0 | 0 | 0 | 0 | 35.7547 | 0 | 393.8875 | 16.412 | 1735.2738 | 0 | 0 | 0 | 26.6695 | 400.042 | 0 | 0 | 0 | 0 | 0 | 0 | 0 | 0 | 22675.4948 | 0 | 3506.0092 | 0 | 0 | 781.0344 | 0 | 0 | 0 | 0 | 0 | 32361.4937 | 32361.4937 | 5398.6622 | 5398.6622 | 0 | 26962.8315 | 0 | 942.4361 | 0 | 6146.9459 | 0 | 2039.6811 | 0 | 6146.9459 | 0 | 1803.9786 | 0 | 6146.9459 | 0 | 2149.3733 | 0 | 6146.9459 | 0 | 7089.382 | 8186.627 | 7950.9245 | 8296.3192
208877 | 242.131 | 1690 | 3 | Standard Efficiency, No usage | Electric, 100% Usage | Standard, 100% Usage | Propane, 100% Usage | 290 Rated kWh, 100% Usage | 300-400% | None | None | Single-Family Detached | Single-Family Detached | Single-Family Detached | 1500-1999 | 1500-2499 | 1 | Other Fuel | 100% Conditioned | Central AC | None | None | None | 70000-79999 | 100% LED | Vacant | 2000s | Electricity | Yes | 0 | 0 | 0 | 253.7995 | 1392.9668 | 0 | 0 | 0 | 0 | 0 | 0 | 0 | 347.2892 | 0 | 0 | 0 | 21.9803 | 0 | 0 | 2311.1585 | 0 | 0 | 480.0504 | 0 | 0 | 0 | 0 | 0 | 0 | 0 | 0 | 0 | 0 | 0 | 0 | 0 | 0 | 0 | 0 | 0 | 0 | 0 | 4806.9517 | 4806.9517 | 4806.9517 | 4806.9517 | 0 | 0 | 0 | 710.7743 | 0 | 0 | 0 | 1599.0886 | 0 | 0 | 0 | 1523.2181 | 0 | 0 | 0 | 1750.9804 | 0 | 0 | 0 | 710.7743 | 1599.0886 | 1523.2181 | 1750.9804
208928 | 242.131 | 333 | 2 | Standard Efficiency | None | None | Electric, 100% Usage | 290 Rated kWh, 100% Usage | 100-150% | 12 | None | 10 to 19 Unit | Multifamily with 5+ units, 1-3 stories | Multi-Family with 5+ Units | 0-499 | 0-1499 | 3 | Electricity | 100% Conditioned | Heat Pump | None | Electricity ASHP | None | 20000-24999 | 100% CFL | Occupied | <1940 | Electricity | No | 67.9925 | 0 | 0 | 329.1188 | 1014.319 | 105.2125 | 0 | 63.3034 | 118.4007 | 1114.5493 | 0 | 0 | 2543.8569 | 29.3071 | 0 | 247.6451 | 16.412 | 1647.3525 | 0 | 0 | 0 | 431.9868 | 434.0383 | 0 | 0 | 0 | 0 | 0 | 0 | 0 | 0 | 0 | 0 | 0 | 0 | 0 | 0 | 0 | 0 | 0 | 0 | 0 | 8163.2016 | 8163.2016 | 8163.2016 | 8163.2016 | 0 | 0 | 0 | 1434.8878 | 0 | 0 | 0 | 3177.136 | 0 | 0 | 0 | 2896.9661 | 0 | 0 | 0 | 3499.496 | 0 | 0 | 0 | 1434.8878 | 3177.136 | 2896.9661 | 3499.496
208953 | 242.131 | 1138 | 3 | Standard Efficiency | None | None | Electric, 100% Usage | None | 300-400% | 10 | None | 10 to 19 Unit | Multifamily with 5+ units, 1-3 stories | Multi-Family with 5+ Units | 1000-1499 | 0-1499 | 2 | Natural Gas | 100% Conditioned | Central AC | None | Natural Gas Fuel Furnace | None | 60000-69999 | 100% CFL | Occupied | 1990s | Electricity | Yes | 67.9925 | 0 | 0 | 285.4512 | 1365.125 | 0 | 0 | 75.0262 | 0 | 0 | 0 | 0 | 1871.2588 | 39.2715 | 0 | 468.6206 | 21.9803 | 1776.3038 | 0 | 0 | 0 | 389.4915 | 480.0504 | 309.19 | 0 | 0 | 0 | 0 | 0 | 0 | 0 | 5014.7391 | 0 | 0 | 0 | 0 | 0 | 0 | 0 | 0 | 0 | 0 | 12164.5009 | 12164.5009 | 7149.7618 | 7149.7618 | 0 | 5014.7391 | 0 | 1227.284 | 0 | 1143.2823 | 0 | 2701.1875 | 0 | 1143.2823 | 0 | 2382.1492 | 0 | 1143.2823 | 0 | 2862.9113 | 0 | 1143.2823 | 0 | 2370.5663 | 3844.4698 | 3525.4315 | 4006.1936
208971 | 242.131 | 1202 | 1 | Standard Efficiency, No usage | Electric, 100% Usage | EnergyStar, 100% Usage | Electric, 100% Usage | 290 Rated kWh, 100% Usage | 400%+ | None | 16 | Single-Family Attached | Single-Family Attached | Single-Family Attached | 1000-1499 | 0-1499 | 1 | Electricity | 100% Conditioned | Central AC | None | Electricity Electric Furnace | None | 80000-99999 | 100% CFL | Vacant | 1960s | Electricity | Yes | 0 | 0 | 0 | 149.1732 | 1855.726 | 0 | 0 | 49.2359 | 0 | 2100.7334 | 0 | 0 | 334.9802 | 0 | 0 | 0 | 16.412 | 0 | 0 | 0 | 0 | 0 | 914.0887 | 0 | 0 | 0 | 0 | 0 | 0 | 0 | 0 | 0 | 0 | 0 | 0 | 0 | 0 | 0 | 0 | 0 | 0 | 0 | 5420.0564 | 5420.0564 | 5420.0564 | 5420.0564 | 0 | 0 | 0 | 965.3838 | 0 | 0 | 0 | 2164.6108 | 0 | 0 | 0 | 1898.1235 | 0 | 0 | 0 | 2225.1427 | 0 | 0 | 0 | 965.3838 | 2164.6108 | 1898.1235 | 2225.1427
208984 | 242.131 | 2176 | 3 | Standard Efficiency | None | None | Electric, 100% Usage | None | 300-400% | None | None | Mobile Home | Mobile Home | Mobile Home | 2000-2499 | 1500-2499 | 1 | Fuel Oil | 100% Conditioned | Central AC | None | Fuel Oil Fuel Wall/Floor Furnace | None | 50000-59999 | 100% Incandescent | Occupied | 1980s | Electricity | Yes | 67.9925 | 0 | 0 | 868.6627 | 4098.3058 | 0 | 0 | 0 | 0 | 0 | 0 | 0 | 2099.2681 | 208.6666 | 0 | 2355.9983 | 21.9803 | 2632.9505 | 0 | 0 | 0 | 405.6104 | 1356.0398 | 0 | 0 | 18486.9231 | 0 | 0 | 1683.1072 | 0 | 0 | 0 | 0 | 0 | 0 | 0 | 0 | 0 | 0 | 0 | 0 | 0 | 34285.5053 | 34285.5053 | 14115.475 | 14115.475 | 18486.9231 | 1683.1072 | 0 | 2464.6853 | 5605.1843 | 383.736 | 0 | 5254.7855 | 5605.1843 | 383.736 | 0 | 4657.6951 | 5605.1843 | 383.736 | 0 | 5572.4412 | 5605.1843 | 383.736 | 0 | 8453.6055 | 11243.7057 | 10646.6153 | 11561.3615
209024 | 242.131 | 1138 | 2 | Standard Efficiency | Electric, 80% Usage | EnergyStar, 80% Usage | Electric, 80% Usage | None | 400%+ | 8 | None | 5 to 9 Unit | Multifamily with 5+ units, 1-3 stories | Multi-Family with 5+ Units | 1000-1499 | 0-1499 | 1 | Electricity | 100% Conditioned | Central AC | None | Electricity Electric Furnace | None | 100000-119999 | 100% CFL | Occupied | 1990s | Electricity | No | 67.9925 | 296.0018 | 17.2912 | 261.4194 | 1557.6727 | 0 | 0 | 106.0917 | 0 | 6205.4868 | 0 | 0 | 1120.9968 | 39.2715 | 0 | 468.6206 | 16.412 | 888.2984 | 0 | 0 | 0 | 311.5345 | 434.0383 | 0 | 0 | 0 | 0 | 0 | 0 | 0 | 0 | 0 | 0 | 0 | 0 | 0 | 0 | 0 | 0 | 0 | 0 | 0 | 11790.8353 | 11790.8353 | 11790.8353 | 11790.8353 | 0 | 0 | 0 | 1963.0816 | 0 | 0 | 0 | 4581.9683 | 0 | 0 | 0 | 3994.2265 | 0 | 0 | 0 | 4847.6247 | 0 | 0 | 0 | 1963.0816 | 4581.9683 | 3994.2265 | 4847.6247
209057 | 242.131 | 866 | 3 | Standard Efficiency | Electric, 100% Usage | EnergyStar, 100% Usage | Electric, 100% Usage | 318 Rated kWh, 100% Usage | 200-300% | None | 90 | Single-Family Attached | Single-Family Attached | Single-Family Attached | 750-999 | 0-1499 | 2 | Natural Gas | 100% Conditioned | Central AC | None | Natural Gas Fuel Furnace | None | 60000-69999 | 100% CFL | Occupied | 1950s | Electricity | Yes | 67.9925 | 610.7601 | 35.7547 | 781.6205 | 3021.5627 | 160.3099 | 0 | 427.0045 | 0 | 0 | 0 | 0 | 3637.5981 | 35.7547 | 0 | 393.8875 | 21.9803 | 2128.2821 | 0 | 0 | 0 | 516.9774 | 480.0504 | 0 | 0 | 0 | 0 | 0 | 0 | 0 | 0 | 17658.4112 | 0 | 0 | 0 | 0 | 0 | 0 | 0 | 0 | 0 | 0 | 29977.9467 | 29977.9467 | 12319.5355 | 12319.5355 | 0 | 17658.4112 | 0 | 2022.0032 | 0 | 4025.7838 | 0 | 4446.1133 | 0 | 4025.7838 | 0 | 3930.8097 | 0 | 4025.7838 | 0 | 4734.5736 | 0 | 4025.7838 | 0 | 6047.787 | 8471.8971 | 7956.5935 | 8760.3574
209127 | 242.131 | 1690 | 5 | None | Electric, 100% Usage | EnergyStar, 100% Usage | Electric, 100% Usage | 318 Rated kWh, 100% Usage | 400%+ | None | None | Single-Family Detached | Single-Family Detached | Single-Family Detached | 1500-1999 | 1500-2499 | 1 | Fuel Oil | None | None | None | Fuel Oil Fuel Boiler | None | 70000-79999 | 100% LED | Occupied | 1950s | Electricity | Yes | 0 | 275.7799 | 16.1189 | 0 | 0 | 60.3726 | 319.7405 | 214.8211 | 0 | 0 | 0 | 0 | 1029.5587 | 30.7725 | 16.7051 | 473.6028 | 27.2556 | 2067.9095 | 0 | 0 | 0 | 339.6694 | 434.0383 | 0 | 0 | 30865.3659 | 0 | 0 | 0 | 0 | 0 | 0 | 0 | 0 | 0 | 0 | 0 | 0 | 0 | 0 | 0 | 0 | 36171.7107 | 36171.7107 | 5306.6379 | 5306.6379 | 30865.3659 | 0 | 0 | 873.0097 | 9358.3168 | 0 | 0 | 1966.3397 | 9358.3168 | 0 | 0 | 1725.9661 | 9358.3168 | 0 | 0 | 2110.7055 | 9358.3168 | 0 | 0 | 10231.3266 | 11324.6565 | 11084.283 | 11469.0223
209166 | 242.131 | 1202 | 3 | Standard Efficiency | Electric, 120% Usage | EnergyStar, 120% Usage | Electric, 120% Usage | 290 Rated kWh, 120% Usage | 0-100% | None | 12 | Single-Family Attached | Single-Family Attached | Single-Family Attached | 1000-1499 | 0-1499 | 1 | Electricity | 60% Conditioned | Room AC | None | Electricity Baseboard | None | 20000-24999 | 100% Incandescent | Occupied | 1980s | Electricity | Yes | 67.9925 | 636.5504 | 37.22 | 0 | 1376.5548 | 152.9831 | 0 | 0 | 0 | 5787.5675 | 0 | 0 | 5662.7192 | 160.0168 | 0 | 1519.8666 | 21.9803 | 4097.7197 | 0 | 0 | 0 | 569.4371 | 434.0383 | 0 | 0 | 0 | 0 | 0 | 0 | 0 | 0 | 0 | 0 | 0 | 0 | 0 | 0 | 0 | 0 | 0 | 0 | 0 | 20524.6462 | 20524.6462 | 20524.6462 | 20524.6462 | 0 | 0 | 0 | 3511.6291 | 0 | 0 | 0 | 8027.0001 | 0 | 0 | 0 | 7014.7992 | 0 | 0 | 0 | 8521.1382 | 0 | 0 | 0 | 3511.6291 | 8027.0001 | 7014.7992 | 8521.1382
209196 | 242.131 | 853 | 2 | Standard Efficiency | Electric, 100% Usage | EnergyStar, 100% Usage | Electric, 100% Usage | None | 300-400% | 67 | None | 50 or more Unit | Multifamily with 5+ units, 4-7 stories | Multi-Family with 5+ Units | 750-999 | 0-1499 | 6 | Natural Gas | 20% Conditioned | Room AC | None | Natural Gas Fuel Boiler | None | 60000-69999 | 100% Incandescent | Occupied | 1950s | Electricity | No | 67.9925 | 369.8557 | 21.6873 | 0 | 150.6385 | 0 | 0 | 47.7706 | 0 | 0 | 0 | 0 | 1795.6464 | 142.7256 | 0 | 1220.3479 | 16.412 | 1661.713 | 0 | 0 | 0 | 389.4915 | 480.0504 | 294.5364 | 0 | 0 | 0 | 0 | 0 | 0 | 0 | 2915.7641 | 0 | 0 | 0 | 0 | 0 | 0 | 0 | 0 | 0 | 0 | 9574.6319 | 9574.6319 | 6658.8678 | 6658.8678 | 0 | 2915.7641 | 0 | 1087.3244 | 0 | 664.7437 | 0 | 2449.499 | 0 | 664.7437 | 0 | 2153.0596 | 0 | 664.7437 | 0 | 2628.6177 | 0 | 664.7437 | 0 | 1752.0681 | 3114.2427 | 2817.8033 | 3293.3614
209317 | 242.131 | 1220 | 3 | None | None | None | Electric, 100% Usage | 290 Rated kWh, 100% Usage | 300-400% | None | None | Mobile Home | Mobile Home | Mobile Home | 1000-1499 | 0-1499 | 1 | Propane | 40% Conditioned | Room AC | None | Propane Fuel Furnace | None | 50000-59999 | 100% Incandescent | Vacant | 2000s | Electricity | Yes | 0 | 0 | 0 | 0 | 723.5925 | 0 | 0 | 156.5 | 0 | 0 | 0 | 0 | 213.9419 | 0 | 0 | 0 | 21.9803 | 0 | 0 | 0 | 0 | 0 | 434.0383 | 0 | 0 | 0 | 0 | 0 | 0 | 0 | 0 | 0 | 0 | 0 | 0 | 0 | 0 | 0 | 0 | 6211.0552 | 0 | 0 | 7761.1081 | 7761.1081 | 1549.7598 | 1549.7598 | 0 | 0 | 6211.0552 | 265.6495 | 0 | 0 | 1709.2163 | 569.3215 | 0 | 0 | 1709.2163 | 505.873 | 0 | 0 | 1709.2163 | 596.303 | 0 | 0 | 1709.2163 | 1974.8659 | 2278.5378 | 2215.0893 | 2305.5193
209370 | 242.131 | 3301 | 3 | None | None | None | Gas, 100% Usage | None | 400%+ | None | None | Single-Family Detached | Single-Family Detached | Single-Family Detached | 3000-3999 | 2500-3999 | 1 | Natural Gas | 100% Conditioned | Central AC | None | Natural Gas Fuel Furnace | None | 140000-159999 | 100% LED | Occupied | 2010s | Natural Gas | Yes | 0 | 0 | 0 | 560.3519 | 3042.6638 | 0 | 319.7405 | 605.7779 | 0 | 0 | 0 | 0 | 0 | 44.2537 | 16.7051 | 811.5138 | 21.9803 | 2894.956 | 0 | 0 | -11140.8037 | 27.8418 | 434.0383 | 435.5036 | 0 | 0 | 0 | 0 | 1944.8196 | 0 | 0 | 24310.8314 | 0 | 3690.0578 | 0 | 0 | 813.5653 | 0 | 0 | 0 | 0 | 0 | 28834.0903 | 39974.6009 | -1925.1839 | 9215.3267 | 0 | 30759.2742 | 0 | 551.0036 | 0 | 7012.4623 | 0 | 748.9599 | 0 | 7012.4623 | 0 | 642.9132 | 0 | 7012.4623 | 0 | 652.8228 | 0 | 7012.4623 | 0 | 7563.4659 | 7761.4222 | 7655.3755 | 7665.2851
209439 | 242.131 | 1690 | 3 | Standard Efficiency | Electric, 80% Usage | EnergyStar, 80% Usage | Electric, 80% Usage | None | 400%+ | None | None | Single-Family Detached | Single-Family Detached | Single-Family Detached | 1500-1999 | 1500-2499 | 2 | Electricity | 40% Conditioned | Room AC | None | Electricity Electric Boiler | None | 100000-119999 | 100% Incandescent | Occupied | 1980s | Electricity | Yes | 67.9925 | 320.0336 | 18.7565 | 0 | 439.6066 | 0 | 0 | 110.7809 | 0 | 24511.5851 | 0 | 0 | 1264.8947 | 184.6348 | 99.9372 | 1938.9582 | 21.9803 | 1191.3339 | 0 | 0 | 0 | 324.4297 | 400.042 | 0 | 0 | 0 | 0 | 0 | 0 | 0 | 0 | 0 | 0 | 0 | 0 | 0 | 0 | 0 | 0 | 0 | 0 | 0 | 30894.9661 | 30894.9661 | 30894.9661 | 30894.9661 | 0 | 0 | 0 | 5766.014 | 0 | 0 | 0 | 12996.5146 | 0 | 0 | 0 | 11551.6732 | 0 | 0 | 0 | 14326.4229 | 0 | 0 | 0 | 5766.014 | 12996.5146 | 11551.6732 | 14326.4229
209444 | 242.131 | 2663 | 3 | None | Electric, 120% Usage | EnergyStar, 120% Usage | Electric, 120% Usage | 318 Rated kWh, 120% Usage | 400%+ | None | None | Single-Family Detached | Single-Family Detached | Single-Family Detached | 2500-2999 | 2500-3999 | 1 | Natural Gas | 100% Conditioned | Central AC | None | Natural Gas Fuel Furnace | None | 200000+ | 100% CFL | Occupied | 2010s | Natural Gas | Yes | 0 | 480.0504 | 28.1348 | 720.9548 | 2559.6827 | 117.2284 | 0 | 231.2331 | 0 | 0 | 0 | 0 | 0 | 58.3211 | 24.911 | 887.4192 | 21.9803 | 5384.3017 | 0 | 0 | 0 | 486.498 | 914.0887 | 402.3866 | 0 | 0 | 0 | 0 | 0 | 0 | 0 | 20929.6705 | 0 | 5900.3999 | 0 | 0 | 0 | 0 | 0 | 0 | 0 | 0 | 39147.2612 | 39147.2612 | 12316.8979 | 12316.8979 | 0 | 26830.0703 | 0 | 2116.0542 | 0 | 6116.7258 | 0 | 4567.8063 | 0 | 6116.7258 | 0 | 4041.7062 | 0 | 6116.7258 | 0 | 4853.4388 | 0 | 6116.7258 | 0 | 8232.78 | 10684.532 | 10158.432 | 10970.1646
209457 | 242.131 | 885 | 2 | Standard Efficiency | Electric, 100% Usage | EnergyStar, 100% Usage | Electric, 100% Usage | 318 Rated kWh, 100% Usage | 300-400% | None | None | Single-Family Detached | Single-Family Detached | Single-Family Detached | 750-999 | 0-1499 | 1 | Natural Gas | 100% Conditioned | Central AC | None | Natural Gas Fuel Furnace | None | 60000-69999 | 100% LED | Occupied | 1950s | Natural Gas | Yes | 67.9925 | 400.042 | 23.4457 | 662.9268 | 2289.4712 | 97.5927 | 0 | 303.3286 | 0 | 0 | 0 | 0 | 0 | 24.0318 | 0 | 304.7939 | 16.412 | 2126.8168 | 0 | 0 | 0 | 405.6104 | 727.1093 | 309.7761 | 0 | 0 | 0 | 0 | 0 | 0 | 0 | 21174.6779 | 0 | 3785.599 | 0 | 0 | 0 | 0 | 0 | 0 | 0 | 0 | 32719.6265 | 32719.6265 | 7759.3496 | 7759.3496 | 0 | 24960.2769 | 0 | 1303.0144 | 0 | 5690.3993 | 0 | 2799.6792 | 0 | 5690.3993 | 0 | 2482.6385 | 0 | 5690.3993 | 0 | 2985.2579 | 0 | 5690.3993 | 0 | 6993.4137 | 8490.0784 | 8173.0378 | 8675.6571
209494 | 242.131 | 2176 | 5 | Standard Efficiency, No usage | Electric, 100% Usage | Standard, 100% Usage | Electric, 100% Usage | 290 Rated kWh, 100% Usage | 300-400% | None | None | Single-Family Detached | Single-Family Detached | Single-Family Detached | 2000-2499 | 1500-2499 | 1 | Natural Gas | 100% Conditioned | Central AC | None | Natural Gas Fuel Furnace | None | 60000-69999 | 100% Incandescent | Vacant | 1990s | Natural Gas | Yes | 0 | 0 | 0 | 217.1657 | 1838.1418 | 0 | 319.7405 | 34.8755 | 0 | 0 | 0 | 0 | 0 | 0 | 0 | 0 | 27.2556 | 0 | 0 | 0 | 0 | 0 | 868.0765 | 0 | 0 | 0 | 0 | 0 | 0 | 0 | 0 | 1651.4555 | 0 | 1589.9106 | 0 | 0 | 0 | 0 | 0 | 0 | 0 | 0 | 6546.6216 | 6546.6216 | 3305.2555 | 3305.2555 | 0 | 3241.366 | 0 | 577.4884 | 0 | 738.9455 | 0 | 1252.877 | 0 | 738.9455 | 0 | 1171.806 | 0 | 738.9455 | 0 | 1346.2195 | 0 | 738.9455 | 0 | 1316.4339 | 1991.8225 | 1910.7515 | 2085.165
209518 | 242.131 | 1690 | 4 | Standard Efficiency | Electric, 100% Usage | EnergyStar, 100% Usage | Electric, 100% Usage | None | 150-200% | None | None | Single-Family Detached | Single-Family Detached | Single-Family Detached | 1500-1999 | 1500-2499 | 1 | Natural Gas | 100% Conditioned | Central AC | None | Natural Gas Fuel Furnace | None | 25000-29999 | 100% CFL | Occupied | 1960s | Electricity | Yes | 67.9925 | 400.042 | 23.4457 | 1056.8143 | 3911.9126 | 0 | 319.7405 | 551.8528 | 0 | 0 | 0 | 0 | 2101.6126 | 46.0122 | 24.911 | 620.1384 | 21.9803 | 2382.6678 | 0 | 1992.0041 | 0 | 405.6104 | 434.0383 | 0 | 0 | 0 | 0 | 0 | 0 | 0 | 0 | 25357.0951 | 0 | 0 | 0 | 0 | 0 | 0 | 0 | 0 | 0 | 0 | 39717.8706 | 39717.8706 | 14360.7755 | 14360.7755 | 0 | 25357.0951 | 0 | 2275.8344 | 0 | 5780.905 | 0 | 5033.153 | 0 | 5780.905 | 0 | 4458.6624 | 0 | 5780.905 | 0 | 5325.3722 | 0 | 5780.905 | 0 | 8056.7394 | 10814.058 | 10239.5674 | 11106.2772
209647 | 242.131 | 2176 | 4 | Standard Efficiency | Gas, 120% Usage | EnergyStar, 120% Usage | Electric, 120% Usage | None | 400%+ | None | None | Single-Family Detached | Single-Family Detached | Single-Family Detached | 2000-2499 | 1500-2499 | 1 | Other Fuel | 100% Conditioned | Central AC | None | None | None | 100000-119999 | 100% CFL | Occupied | 1990s | Other Fuel | Yes | 81.7668 | 0 | 0 | 679.3387 | 2636.4673 | 0 | 319.7405 | 0 | 0 | 0 | 0 | 0 | 0 | 52.1667 | 0 | 753.7788 | 21.9803 | 6333.5589 | 0 | 0 | 0 | 644.7564 | 434.0383 | 0 | 0 | 0 | 0 | 0 | 0 | 0 | 0 | 0 | 0 | 0 | 0 | 0 | 0 | 0 | 0 | 0 | 0 | 0 | 11957.2997 | 11957.2997 | 11957.2997 | 11957.2997 | 0 | 0 | 0 | 2036.1734 | 0 | 0 | 0 | 4467.2911 | 0 | 0 | 0 | 3947.7831 | 0 | 0 | 0 | 4705.9097 | 0 | 0 | 0 | 2036.1734 | 4467.2911 | 3947.7831 | 4705.9097
209853 | 242.131 | 1690 | 3 | Standard Efficiency, No usage | Electric, 120% Usage | EnergyStar, 120% Usage | Gas, 120% Usage | None | 400%+ | None | None | Single-Family Detached | Single-Family Detached | Single-Family Detached | 1500-1999 | 1500-2499 | 2 | Electricity | 100% Conditioned | Central AC | None | Electricity Baseboard | None | 120000-139999 | 100% CFL | Vacant | 1980s | Electricity | Yes | 0 | 0 | 0 | 265.5224 | 1122.4622 | 0 | 319.7405 | 0 | 0 | 8208.3345 | 0 | 0 | 340.5486 | 0 | 0 | 0 | 21.9803 | 0 | 0 | 0 | 0 | 0 | 880.0924 | 0 | 0 | 0 | 0 | 0 | 0 | 0 | 0 | 0 | 0 | 0 | 0 | 0 | 0 | 0 | 0 | 0 | 0 | 0 | 11158.681 | 11158.681 | 11158.681 | 11158.681 | 0 | 0 | 0 | 2077.5528 | 0 | 0 | 0 | 4791.3257 | 0 | 0 | 0 | 4162.3201 | 0 | 0 | 0 | 5012.1363 | 0 | 0 | 0 | 2077.5528 | 4791.3257 | 4162.3201 | 5012.1363
210084 | 242.131 | 1220 | 3 | None | Electric, 100% Usage | EnergyStar, 100% Usage | Electric, 100% Usage | 290 Rated kWh, 100% Usage | 150-200% | None | None | Single-Family Detached | Single-Family Detached | Single-Family Detached | 1000-1499 | 0-1499 | 1 | Natural Gas | 20% Conditioned | Room AC | None | Natural Gas Fuel Wall/Floor Furnace | None | 30000-34999 | 100% CFL | Occupied | <1940 | Natural Gas | Yes | 0 | 400.042 | 23.4457 | 0 | 461.88 | 91.1451 | 0 | 0 | 0 | 0 | 834.9595 | 824.9951 | 0 | 40.1507 | 24.911 | 491.1871 | 21.9803 | 2233.2016 | 0 | 0 | 0 | 405.6104 | 434.0383 | 0 | 0 | 0 | 0 | 0 | 0 | 0 | 0 | 20756.7585 | 0 | 3827.8012 | 0 | 0 | 0 | 0 | 0 | 0 | 0 | 0 | 30872.3996 | 30872.3996 | 6287.5467 | 6287.5467 | 0 | 24584.8528 | 0 | 1070.8186 | 0 | 5604.8259 | 0 | 2350.9375 | 0 | 5604.8259 | 0 | 2071.8008 | 0 | 5604.8259 | 0 | 2511.5736 | 0 | 5604.8259 | 0 | 6675.6446 | 7955.7634 | 7676.6268 | 8116.3995
210156 | 242.131 | 2152 | 3 | None | Electric, 80% Usage | EnergyStar, 80% Usage | Electric, 80% Usage | 290 Rated kWh, 80% Usage | 400%+ | None | 12 | Single-Family Attached | Single-Family Attached | Single-Family Attached | 2000-2499 | 1500-2499 | 1 | Electricity | 100% Conditioned | Heat Pump | None | Electricity ASHP | None | 80000-99999 | 100% LED | Occupied | 2010s | Electricity | Yes | 0 | 360.1843 | 21.1011 | 356.6675 | 1374.7964 | 84.1114 | 0 | 120.4522 | 598.4511 | 1509.0229 | 0 | 0 | 1479.7158 | 34.5824 | 0 | 570.6094 | 21.9803 | 1031.9032 | 0 | 0 | 0 | 345.5308 | 480.0504 | 398.2836 | 0 | 0 | 0 | 0 | 0 | 0 | 0 | 0 | 0 | 0 | 0 | 0 | 0 | 0 | 0 | 0 | 0 | 0 | 8787.443 | 8787.443 | 8787.443 | 8787.443 | 0 | 0 | 0 | 1497.2499 | 0 | 0 | 0 | 3382.5231 | 0 | 0 | 0 | 2967.6997 | 0 | 0 | 0 | 3569.9067 | 0 | 0 | 0 | 1497.2499 | 3382.5231 | 2967.6997 | 3569.9067
210162 | 242.131 | 853 | 1 | Standard Efficiency, No usage | None | Standard, 100% Usage | Electric, 100% Usage | None | 0-100% | 67 | None | 50 or more Unit | Multifamily with 5+ units, 4-7 stories | Multi-Family with 5+ Units | 750-999 | 0-1499 | 5 | Electricity | None | None | None | Electricity Baseboard | None | <10000 | 100% CFL | Vacant | 1960s | Electricity | Yes | 0 | 0 | 0 | 0 | 0 | 0 | 0 | 0 | 0 | 3299.6872 | 0 | 0 | 317.1029 | 0 | 0 | 0 | 16.412 | 0 | 0 | 0 | 0 | 0 | 400.042 | 0 | 0 | 0 | 0 | 0 | 0 | 0 | 0 | 0 | 0 | 0 | 0 | 0 | 0 | 0 | 0 | 0 | 0 | 0 | 4032.951 | 4032.951 | 4032.951 | 4032.951 | 0 | 0 | 0 | 784.1669 | 0 | 0 | 0 | 1851.0075 | 0 | 0 | 0 | 1597.6857 | 0 | 0 | 0 | 1901.52 | 0 | 0 | 0 | 784.1669 | 1851.0075 | 1597.6857 | 1901.52
210192 | 242.131 | 333 | 1 | Standard Efficiency | None | EnergyStar, 100% Usage | Electric, 100% Usage | None | 150-200% | 12 | None | 10 to 19 Unit | Multifamily with 5+ units, 4-7 stories | Multi-Family with 5+ Units | 0-499 | 0-1499 | 4 | Electricity | 100% Conditioned | Room AC | None | Electricity Electric Furnace | None | 15000-19999 | 100% LED | Occupied | 1970s | Electricity | No | 67.9925 | 0 | 16.9981 | 0 | 1419.9293 | 0 | 0 | 72.9747 | 0 | 3121.2069 | 0 | 0 | 1317.9406 | 19.3427 | 0 | 189.0308 | 16.412 | 1256.9818 | 0 | 0 | 0 | 346.9961 | 434.0383 | 0 | 0 | 0 | 0 | 0 | 0 | 0 | 0 | 0 | 0 | 0 | 0 | 0 | 0 | 0 | 0 | 0 | 0 | 0 | 8279.8439 | 8279.8439 | 8279.8439 | 8279.8439 | 0 | 0 | 0 | 1471.9213 | 0 | 0 | 0 | 3345.6946 | 0 | 0 | 0 | 2924.8616 | 0 | 0 | 0 | 3513.5029 | 0 | 0 | 0 | 1471.9213 | 3345.6946 | 2924.8616 | 3513.5029
210196 | 242.131 | 2176 | 4 | Standard Efficiency | Electric, 120% Usage | EnergyStar, 120% Usage | Propane, 120% Usage | 318 Rated kWh, 120% Usage | 400%+ | None | None | Single-Family Detached | Single-Family Detached | Single-Family Detached | 2000-2499 | 1500-2499 | 1 | Fuel Oil | 100% Conditioned | Central AC | None | Fuel Oil Fuel Boiler | None | 120000-139999 | 100% Incandescent | Occupied | <1940 | Electricity | Yes | 81.7668 | 1077.0362 | 63.0103 | 1958.594 | 9427.8033 | 295.4156 | 319.7405 | 132.7612 | 0 | 0 | 0 | 0 | 9500.7779 | 208.6666 | 0 | 2355.9983 | 21.9803 | 7592.5922 | 0 | 0 | 0 | 55.0974 | 434.0383 | 0 | 0 | 21320.6273 | 0 | 0 | 0 | 0 | 0 | 0 | 0 | 0 | 0 | 0 | 0 | 0 | 0 | 0 | 0 | 1618.0454 | 56463.9516 | 56463.9516 | 33525.2789 | 33525.2789 | 21320.6273 | 0 | 1618.0454 | 5594.3321 | 6464.4025 | 0 | 445.268 | 12236.0665 | 6464.4025 | 0 | 445.268 | 10827.0675 | 6464.4025 | 0 | 445.268 | 12954.9936 | 6464.4025 | 0 | 445.268 | 12504.0026 | 19145.737 | 17736.7381 | 19864.6642
210219 | 242.131 | 8194 | 4 | Standard Efficiency | Electric, 100% Usage | EnergyStar, 100% Usage | Gas, 100% Usage | 290 Rated kWh, 100% Usage | 400%+ | None | None | Single-Family Detached | Single-Family Detached | Single-Family Detached | 4000+ | 4000+ | 2 | Natural Gas | 20% Conditioned | Room AC | None | Natural Gas Fuel Furnace | None | 140000-159999 | 100% LED | Occupied | 2000s | Natural Gas | Yes | 67.9925 | 648.8593 | 37.8062 | 0 | 1586.1006 | 160.6029 | 319.7405 | 715.0934 | 0 | 0 | 0 | 0 | 0 | 84.9906 | 16.7051 | 1837.8487 | 21.9803 | 5080.387 | 0 | 0 | 0 | 36.927 | 480.0504 | 803.0147 | 0 | 0 | 0 | 0 | 0 | 0 | 0 | 28767.5632 | 0 | 5705.5076 | 0 | 0 | 1080.8461 | 0 | 0 | 0 | 0 | 0 | 47452.3092 | 47452.3092 | 11898.0993 | 11898.0993 | 0 | 35554.2099 | 0 | 2049.0799 | 0 | 8105.6095 | 0 | 4531.0462 | 0 | 8105.6095 | 0 | 3987.3713 | 0 | 8105.6095 | 0 | 4814.961 | 0 | 8105.6095 | 0 | 10154.6894 | 12636.6557 | 12092.9808 | 12920.5705
210254 | 242.131 | 2176 | 3 | None | Electric, 120% Usage | Standard, 120% Usage | Electric, 120% Usage | None | 400%+ | None | None | Single-Family Detached | Single-Family Detached | Single-Family Detached | 2000-2499 | 1500-2499 | 1 | Electricity | 100% Conditioned | Heat Pump | None | Electricity ASHP | None | 120000-139999 | 100% CFL | Occupied | 1980s | Electricity | Yes | 0 | 915.261 | 34.2893 | 526.6487 | 2969.103 | 0 | 319.7405 | 166.4644 | 370.7349 | 2268.9562 | 0 | 0 | 3779.1514 | 52.1667 | 24.911 | 753.7788 | 21.9803 | 5074.5256 | 0 | 2135.3158 | 0 | 486.498 | 434.0383 | 0 | 0 | 0 | 0 | 0 | 0 | 0 | 0 | 0 | 0 | 0 | 0 | 0 | 0 | 0 | 0 | 0 | 0 | 0 | 20334.15 | 20334.15 | 20334.15 | 20334.15 | 0 | 0 | 0 | 3420.2693 | 0 | 0 | 0 | 7717.8175 | 0 | 0 | 0 | 6779.7014 | 0 | 0 | 0 | 8134.975 | 0 | 0 | 0 | 3420.2693 | 7717.8175 | 6779.7014 | 8134.975
210290 | 242.131 | 1138 | 1 | Standard Efficiency | None | None | Electric, 80% Usage | None | 400%+ | 67 | None | 50 or more Unit | Multifamily with 5+ units, 4-7 stories | Multi-Family with 5+ Units | 1000-1499 | 0-1499 | 6 | Electricity | 100% Conditioned | Heat Pump | None | Electricity ASHP | None | 100000-119999 | 100% Incandescent | Occupied | 2010s | Electricity | No | 67.9925 | 0 | 0 | 344.9446 | 1136.2365 | 0 | 0 | 1.7584 | 6.4476 | 174.3773 | 0 | 0 | 796.2741 | 156.793 | 0 | 1465.0623 | 16.412 | 790.7057 | 0 | 0 | 0 | 277.5383 | 434.0383 | 0 | 0 | 0 | 0 | 0 | 0 | 0 | 0 | 0 | 0 | 0 | 0 | 0 | 0 | 0 | 0 | 0 | 0 | 0 | 5668.5806 | 5668.5806 | 5668.5806 | 5668.5806 | 0 | 0 | 0 | 943.7797 | 0 | 0 | 0 | 2078.3811 | 0 | 0 | 0 | 1832.1063 | 0 | 0 | 0 | 2235.6257 | 0 | 0 | 0 | 943.7797 | 2078.3811 | 1832.1063 | 2235.6257
210362 | 242.131 | 617 | 1 | Standard Efficiency | None | None | Electric, 100% Usage | None | 400%+ | 2 | None | 2 Unit | Multifamily with 2-4 Units | Multi-Family with 2 - 4 Units | 500-749 | 0-1499 | 2 | Electricity | 100% Conditioned | Room AC | None | Electricity Baseboard | None | 50000-59999 | 100% Incandescent | Occupied | <1940 | Electricity | Yes | 67.9925 | 0 | 0 | 0 | 1586.6868 | 0 | 0 | 0 | 0 | 9036.8464 | 0 | 0 | 1267.8254 | 130.7097 | 0 | 1017.8358 | 16.412 | 1060.9173 | 0 | 0 | 0 | 346.9961 | 434.0383 | 0 | 0 | 0 | 0 | 0 | 0 | 0 | 0 | 0 | 0 | 0 | 0 | 0 | 0 | 0 | 0 | 0 | 0 | 0 | 14966.2603 | 14966.2603 | 14966.2603 | 14966.2603 | 0 | 0 | 0 | 2644.5977 | 0 | 0 | 0 | 6075.8335 | 0 | 0 | 0 | 5290.5953 | 0 | 0 | 0 | 6439.6046 | 0 | 0 | 0 | 2644.5977 | 6075.8335 | 5290.5953 | 6439.6046
210378 | 242.131 | 8194 | 5 | Standard Efficiency | Electric, 100% Usage | EnergyStar, 100% Usage | Electric, 100% Usage | None | 400%+ | None | None | Single-Family Detached | Single-Family Detached | Single-Family Detached | 4000+ | 4000+ | 1 | Electricity | 100% Conditioned | Heat Pump | None | Electricity ASHP | None | 200000+ | 100% LED | Occupied | 1990s | Electricity | Yes | 67.9925 | 775.4661 | 45.426 | 941.3443 | 2877.9579 | 0 | 0 | 297.7602 | 3537.0747 | 4467.2823 | 0 | 0 | 4675.3628 | 84.9906 | 16.7051 | 1837.8487 | 27.2556 | 5395.1453 | 0 | 4868.2035 | 0 | 603.1403 | 868.0765 | 0 | 0 | 0 | 0 | 0 | 0 | 0 | 0 | 0 | 0 | 0 | 0 | 0 | 0 | 0 | 0 | 0 | 0 | 0 | 31386.7393 | 31386.7393 | 31386.7393 | 31386.7393 | 0 | 0 | 0 | 5221.8824 | 0 | 0 | 0 | 11762.2861 | 0 | 0 | 0 | 10796.1969 | 0 | 0 | 0 | 12951.769 | 0 | 0 | 0 | 5221.8824 | 11762.2861 | 10796.1969 | 12951.769
210683 | 242.131 | 885 | 3 | None | Electric, 80% Usage | EnergyStar, 80% Usage | Electric, 80% Usage | None | 0-100% | None | None | Mobile Home | Mobile Home | Mobile Home | 750-999 | 0-1499 | 1 | Fuel Oil | 100% Conditioned | Central AC | None | Fuel Oil Fuel Furnace | None | <10000 | 100% LED | Occupied | 1960s | Electricity | Yes | 0 | 220.6825 | 12.8951 | 425.8323 | 1850.4507 | 0 | 0 | 697.8022 | 0 | 0 | 0 | 0 | 790.1196 | 24.0318 | 0 | 304.7939 | 21.9803 | 940.172 | 0 | 0 | 0 | 271.6769 | 1356.0398 | 0 | 0 | 28447.8226 | 0 | 0 | 0 | 0 | 0 | 0 | 0 | 0 | 0 | 0 | 0 | 0 | 0 | 0 | 0 | 0 | 35364.0068 | 35364.0068 | 6916.1842 | 6916.1842 | 28447.8226 | 0 | 0 | 1197.4607 | 8625.3651 | 0 | 0 | 2604.4031 | 8625.3651 | 0 | 0 | 2404.8896 | 8625.3651 | 0 | 0 | 2878.4078 | 8625.3651 | 0 | 0 | 9822.8258 | 11229.7682 | 11030.2547 | 11503.7729
210715 | 242.131 | 1220 | 3 | Standard Efficiency | Electric, 100% Usage | Standard, 100% Usage | Gas, 100% Usage | None | 400%+ | None | None | Single-Family Detached | Single-Family Detached | Single-Family Detached | 1000-1499 | 0-1499 | 1 | Natural Gas | 100% Conditioned | Central AC | None | Natural Gas Fuel Furnace | None | 120000-139999 | 100% Incandescent | Occupied | 1990s | Natural Gas | Yes | 67.9925 | 1237.053 | 46.3052 | 410.0064 | 1696.8815 | 0 | 0 | 84.6975 | 0 | 0 | 0 | 0 | 0 | 160.896 | 0 | 1535.3993 | 21.9803 | 2862.7182 | 0 | 0 | 0 | 36.927 | 480.0504 | 0 | 0 | 0 | 0 | 0 | 0 | 0 | 0 | 5928.5347 | 0 | 6090.896 | 0 | 0 | 1080.8461 | 0 | 0 | 0 | 0 | 0 | 21741.1843 | 21741.1843 | 8640.9074 | 8640.9074 | 0 | 13100.2768 | 0 | 1433.83 | 0 | 2986.5982 | 0 | 3149.5939 | 0 | 2986.5982 | 0 | 2784.5269 | 0 | 2986.5982 | 0 | 3340.2311 | 0 | 2986.5982 | 0 | 4420.4282 | 6136.1921 | 5771.1251 | 6326.8293
210724 | 242.131 | 2631 | 4 | Standard Efficiency | Electric, 80% Usage | EnergyStar, 80% Usage | Electric, 80% Usage | 290 Rated kWh, 80% Usage | 400%+ | None | 6 | Single-Family Attached | Single-Family Attached | Single-Family Attached | 2500-2999 | 2500-3999 | 3 | Electricity | 80% Conditioned | Central AC | None | Electricity Electric Furnace | None | 100000-119999 | 100% Incandescent | Occupied | 2010s | Electricity | Yes | 67.9925 | 424.3669 | 24.911 | 454.5532 | 2869.1658 | 101.9887 | 319.7405 | 421.7293 | 0 | 18042.0412 | 0 | 0 | 1776.0107 | 231.5261 | 0 | 2746.6621 | 21.9803 | 1134.185 | 0 | 0 | 0 | 379.527 | 434.0383 | 459.8285 | 0 | 0 | 0 | 0 | 0 | 0 | 0 | 0 | 0 | 0 | 0 | 0 | 0 | 0 | 0 | 0 | 0 | 0 | 29909.6611 | 29909.6611 | 29909.6611 | 29909.6611 | 0 | 0 | 0 | 5301.4679 | 0 | 0 | 0 | 12225.1023 | 0 | 0 | 0 | 10636.8454 | 0 | 0 | 0 | 12916.2292 | 0 | 0 | 0 | 5301.4679 | 12225.1023 | 10636.8454 | 12916.2292
210829 | 242.131 | 853 | 2 | Standard Efficiency | None | None | Electric, 80% Usage | None | 0-100% | 12 | None | 10 to 19 Unit | Multifamily with 5+ units, 1-3 stories | Multi-Family with 5+ Units | 750-999 | 0-1499 | 2 | Electricity | 100% Conditioned | Central AC | None | Electricity Electric Furnace | None | 10000-14999 | 100% Incandescent | Occupied | 1980s | Electricity | Yes | 67.9925 | 0 | 0 | 211.0112 | 1405.2758 | 0 | 0 | 214.235 | 0 | 9098.6844 | 0 | 0 | 779.276 | 142.7256 | 0 | 1220.3479 | 16.412 | 733.2638 | 0 | 0 | 0 | 277.5383 | 480.0504 | 0 | 0 | 0 | 0 | 0 | 0 | 0 | 0 | 0 | 0 | 0 | 0 | 0 | 0 | 0 | 0 | 0 | 0 | 0 | 14646.8129 | 14646.8129 | 14646.8129 | 14646.8129 | 0 | 0 | 0 | 2616.8265 | 0 | 0 | 0 | 5858.9982 | 0 | 0 | 0 | 5284.4228 | 0 | 0 | 0 | 6429.9268 | 0 | 0 | 0 | 2616.8265 | 5858.9982 | 5284.4228 | 6429.9268
210837 | 242.131 | 853 | 1 | Standard Efficiency | None | None | Electric, 100% Usage | None | 100-150% | 4 | None | 3 or 4 Unit | Multifamily with 2-4 Units | Multi-Family with 2 - 4 Units | 750-999 | 0-1499 | 2 | Electricity | None | None | None | Electricity Baseboard | None | 20000-24999 | 100% CFL | Occupied | 1950s | Electricity | Yes | 67.9925 | 0 | 0 | 0 | 0 | 0 | 0 | 0 | 0 | 8317.9431 | 0 | 0 | 1825.8328 | 35.7547 | 0 | 390.3707 | 16.412 | 1285.4097 | 0 | 0 | 0 | 389.4915 | 480.0504 | 0 | 0 | 0 | 0 | 0 | 0 | 0 | 0 | 0 | 0 | 0 | 0 | 0 | 0 | 0 | 0 | 0 | 0 | 0 | 12809.2573 | 12809.2573 | 12809.2573 | 12809.2573 | 0 | 0 | 0 | 2389.1858 | 0 | 0 | 0 | 5376.2389 | 0 | 0 | 0 | 4791.4364 | 0 | 0 | 0 | 5905.564 | 0 | 0 | 0 | 2389.1858 | 5376.2389 | 4791.4364 | 5905.564
211011 | 242.131 | 853 | 2 | Standard Efficiency, No usage | Electric, 100% Usage | Standard, 100% Usage | Electric, 100% Usage | 318 Rated kWh, 100% Usage | 400%+ | 12 | None | 10 to 19 Unit | Multifamily with 5+ units, 1-3 stories | Multi-Family with 5+ Units | 750-999 | 0-1499 | 3 | Electricity | 100% Conditioned | Central AC | None | Electricity Electric Furnace | None | 80000-99999 | 100% Incandescent | Vacant | 1990s | Electricity | Yes | 0 | 0 | 0 | 142.7256 | 858.9913 | 0 | 0 | 4.9822 | 0 | 993.2179 | 0 | 0 | 333.5149 | 0 | 0 | 0 | 16.412 | 0 | 0 | 0 | 0 | 0 | 480.0504 | 0 | 0 | 0 | 0 | 0 | 0 | 0 | 0 | 0 | 0 | 0 | 0 | 0 | 0 | 0 | 0 | 0 | 0 | 0 | 2830.1873 | 2830.1873 | 2830.1873 | 2830.1873 | 0 | 0 | 0 | 513.5278 | 0 | 0 | 0 | 1150.1279 | 0 | 0 | 0 | 1008.0628 | 0 | 0 | 0 | 1190.294 | 0 | 0 | 0 | 513.5278 | 1150.1279 | 1008.0628 | 1190.294
211042 | 242.131 | 1202 | 2 | Standard Efficiency | Electric, 100% Usage | Standard, 100% Usage | Electric, 100% Usage | 290 Rated kWh, 100% Usage | 100-150% | None | 6 | Single-Family Attached | Single-Family Attached | Single-Family Attached | 1000-1499 | 0-1499 | 1 | Natural Gas | 100% Conditioned | Central AC | None | Natural Gas Fuel Boiler | None | 40000-44999 | 100% Incandescent | Occupied | 1960s | Natural Gas | Yes | 67.9925 | 1164.0783 | 43.6676 | 366.0458 | 1896.4629 | 149.7593 | 0 | 80.0084 | 0 | 0 | 0 | 0 | 0 | 160.0168 | 0 | 1519.8666 | 16.412 | 2179.8626 | 0 | 0 | 0 | 516.9774 | 434.0383 | 0 | 0 | 0 | 0 | 0 | 0 | 0 | 0 | 19126.1111 | 0 | 6031.6957 | 0 | 0 | 0 | 0 | 0 | 0 | 0 | 0 | 33753.5813 | 33753.5813 | 8595.4814 | 8595.4814 | 0 | 25158.0999 | 0 | 1487.6006 | 0 | 5735.4945 | 0 | 3226.8371 | 0 | 5735.4945 | 0 | 2853.0121 | 0 | 5735.4945 | 0 | 3422.784 | 0 | 5735.4945 | 0 | 7223.0952 | 8962.3316 | 8588.5066 | 9158.2785
211103 | 242.131 | 853 | 1 | Standard Efficiency | None | None | Electric, 120% Usage | None | 300-400% | 13 | None | 10 to 19 Unit | Multifamily with 5+ units, 1-3 stories | Multi-Family with 5+ Units | 750-999 | 0-1499 | 2 | Electricity | 100% Conditioned | Heat Pump | None | Electricity ASHP | None | 45000-49999 | 100% LED | Occupied | 1980s | Electricity | Yes | 81.7668 | 0 | 0 | 837.304 | 2511.6191 | 0 | 0 | 53.3389 | 20.2219 | 947.4988 | 0 | 0 | 2140.8842 | 23.7388 | 0 | 298.0533 | 16.412 | 2933.0553 | 0 | 0 | 0 | 416.454 | 434.0383 | 0 | 0 | 0 | 0 | 0 | 0 | 0 | 0 | 0 | 0 | 0 | 0 | 0 | 0 | 0 | 0 | 0 | 0 | 0 | 10714.3852 | 10714.3852 | 10714.3852 | 10714.3852 | 0 | 0 | 0 | 1880.2238 | 0 | 0 | 0 | 4181.8672 | 0 | 0 | 0 | 3682.8158 | 0 | 0 | 0 | 4351.6817 | 0 | 0 | 0 | 1880.2238 | 4181.8672 | 3682.8158 | 4351.6817
211306 | 242.131 | 1138 | 2 | Standard Efficiency | Electric, 80% Usage | EnergyStar, 80% Usage | Electric, 80% Usage | None | 300-400% | 5 | None | 5 to 9 Unit | Multifamily with 5+ units, 1-3 stories | Multi-Family with 5+ Units | 1000-1499 | 0-1499 | 2 | Natural Gas | 100% Conditioned | Central AC | None | Natural Gas Fuel Furnace | None | 70000-79999 | 100% CFL | Occupied | 1970s | Natural Gas | Yes | 67.9925 | 360.1843 | 21.1011 | 452.2087 | 2323.7605 | 0 | 0 | 621.8968 | 0 | 0 | 0 | 0 | 0 | 39.2715 | 0 | 468.6206 | 16.412 | 985.8911 | 0 | 0 | 0 | 345.5308 | 434.0383 | 0 | 0 | 0 | 0 | 0 | 0 | 0 | 0 | 24950.0194 | 0 | 2785.3474 | 0 | 0 | 0 | 0 | 0 | 0 | 0 | 0 | 33871.982 | 33871.982 | 6136.6151 | 6136.6151 | 0 | 27735.3669 | 0 | 1052.1284 | 0 | 6323.0631 | 0 | 2248.9804 | 0 | 6323.0631 | 0 | 1995.2952 | 0 | 6323.0631 | 0 | 2384.2194 | 0 | 6323.0631 | 0 | 7375.1915 | 8572.0435 | 8318.3584 | 8707.2825
211318 | 242.131 | 3301 | 4 | None | None | None | Electric, 120% Usage | 290 Rated kWh, 120% Usage | 400%+ | None | None | Single-Family Detached | Single-Family Detached | Single-Family Detached | 3000-3999 | 2500-3999 | 2 | Electricity | 100% Conditioned | Central AC | None | Electricity Electric Wall Furnace | None | 140000-159999 | 100% CFL | Occupied | 1980s | Electricity | Yes | 0 | 0 | 0 | 1128.3236 | 4174.7974 | 109.3155 | 0 | 0 | 0 | 19907.1455 | 0 | 0 | 4054.9313 | 66.2341 | 24.911 | 1062.6757 | 21.9803 | 5789.9121 | 0 | 0 | 0 | 486.498 | 880.0924 | 435.5036 | 0 | 0 | 0 | 0 | 0 | 0 | 0 | 0 | 0 | 0 | 0 | 0 | 0 | 0 | 0 | 0 | 0 | 0 | 38142.6136 | 38142.6136 | 38142.6136 | 38142.6136 | 0 | 0 | 0 | 6623.5327 | 0 | 0 | 0 | 14698.4857 | 0 | 0 | 0 | 13416.8953 | 0 | 0 | 0 | 16177.1796 | 0 | 0 | 0 | 6623.5327 | 14698.4857 | 13416.8953 | 16177.1796
211340 | 242.131 | 853 | 1 | Standard Efficiency | Electric, 120% Usage | EnergyStar, 120% Usage | Electric, 120% Usage | 290 Rated kWh, 120% Usage | 400%+ | 24 | None | 20 to 49 Unit | Multifamily with 5+ units, 1-3 stories | Multi-Family with 5+ Units | 750-999 | 0-1499 | 3 | Natural Gas | 40% Conditioned | Room AC | None | Natural Gas Fuel Wall/Floor Furnace | None | 70000-79999 | 100% CFL | Occupied | 1960s | Natural Gas | No | 67.9925 | 444.0027 | 25.7903 | 0 | 1300.3563 | 99.3511 | 0 | 0 | 0 | 0 | 0 | 0 | 0 | 35.7547 | 0 | 390.3707 | 16.412 | 3323.1329 | 0 | 0 | 0 | 467.4484 | 914.0887 | 0 | 0 | 0 | 0 | 0 | 0 | 0 | 0 | 22000.5522 | 0 | 5652.4617 | 0 | 0 | 0 | 0 | 0 | 0 | 0 | 0 | 34737.7139 | 34737.7139 | 7084.7 | 7084.7 | 0 | 27653.0139 | 0 | 1177.343 | 0 | 6304.3048 | 0 | 2588.5106 | 0 | 6304.3048 | 0 | 2286.0107 | 0 | 6304.3048 | 0 | 2759.9975 | 0 | 6304.3048 | 0 | 7481.6478 | 8892.8154 | 8590.3156 | 9064.3023
211397 | 242.131 | 1623 | 3 | Standard Efficiency | Electric, 80% Usage | Standard, 80% Usage | Electric, 80% Usage | None | 100-150% | 116 | None | 50 or more Unit | Multifamily with 5+ units, 8+ stories | Multi-Family with 5+ Units | 1500-1999 | 1500-2499 | 10 | Electricity | 40% Conditioned | Room AC | Heating Only | Electricity Shared Heating | Boiler Baseboards Heating Only, Electricity | 30000-34999 | 100% CFL | Occupied | 1940s | Natural Gas | No | 67.9925 | 808.8762 | 30.1863 | 0 | 992.9248 | 0 | 0 | 75.0262 | 0 | 3824.2844 | 0 | 0 | 0 | 45.426 | 0 | 601.968 | 21.9803 | 1181.0764 | 0 | 0 | 0 | 379.527 | 434.0383 | 0 | 0 | 0 | 0 | 0 | 0 | 0 | 0 | 0 | 0 | 3417.7948 | 0 | 0 | 0 | 0 | 0 | 0 | 0 | 0 | 11880.8081 | 11880.8081 | 8463.0133 | 8463.0133 | 0 | 3417.7948 | 0 | 1472.4125 | 0 | 779.1805 | 0 | 3383.5446 | 0 | 779.1805 | 0 | 2953.197 | 0 | 779.1805 | 0 | 3578.2156 | 0 | 779.1805 | 0 | 2251.5931 | 4162.7251 | 3732.3776 | 4357.3961
211406 | 242.131 | 2176 | 3 | Standard Efficiency | Gas, 120% Usage | EnergyStar, 120% Usage | Gas, 120% Usage | None | 400%+ | None | None | Single-Family Detached | Single-Family Detached | Single-Family Detached | 2000-2499 | 1500-2499 | 1 | Natural Gas | 80% Conditioned | Room AC | None | Natural Gas Fuel Boiler | None | 80000-99999 | 100% CFL | Occupied | 1970s | Natural Gas | Yes | 67.9925 | 56.2696 | 36.6339 | 0 | 4602.3881 | 0 | 0 | 105.7987 | 0 | 0 | 0 | 0 | 0 | 52.1667 | 24.911 | 753.7788 | 21.9803 | 5704.0422 | 0 | 0 | 0 | 38.6854 | 1324.9743 | 0 | 0 | 0 | 0 | 747.3312 | 0 | 0 | 0 | 33032.6264 | 0 | 8048.0247 | 0 | 0 | 1136.5296 | 0 | 0 | 0 | 0 | 0 | 55754.7196 | 55754.7196 | 12789.9146 | 12789.9146 | 0 | 42964.805 | 0 | 2185.4094 | 0 | 9795.0623 | 0 | 4715.6347 | 0 | 9795.0623 | 0 | 4181.9593 | 0 | 9795.0623 | 0 | 4964.8143 | 0 | 9795.0623 | 0 | 11980.4717 | 14510.6971 | 13977.0216 | 14759.8767
211439 | 242.131 | 2663 | 3 | Standard Efficiency | Electric, 100% Usage | EnergyStar, 100% Usage | Gas, 100% Usage | 290 Rated kWh, 100% Usage | 400%+ | None | None | Single-Family Detached | Single-Family Detached | Single-Family Detached | 2500-2999 | 2500-3999 | 2 | Natural Gas | 60% Conditioned | Central AC | None | Natural Gas Fuel Furnace | None | 160000-179999 | 100% Incandescent | Occupied | 2010s | Natural Gas | Yes | 67.9925 | 524.5972 | 30.7725 | 364.2873 | 1705.3806 | 125.7275 | 0 | 316.2237 | 0 | 0 | 0 | 0 | 0 | 233.2846 | 99.9372 | 2774.2107 | 21.9803 | 3006.9092 | 0 | 0 | 0 | 32.2378 | 400.042 | 0 | 0 | 0 | 0 | 0 | 0 | 0 | 0 | 17258.0761 | 0 | 4688.2579 | 0 | 0 | 947.2057 | 0 | 0 | 0 | 0 | 0 | 32596.5367 | 32596.5367 | 9702.997 | 9702.997 | 0 | 22893.5397 | 0 | 1674.0085 | 0 | 5219.2348 | 0 | 3653.1177 | 0 | 5219.2348 | 0 | 3222.6128 | 0 | 5219.2348 | 0 | 3889.125 | 0 | 5219.2348 | 0 | 6893.2432 | 8872.3525 | 8441.8475 | 9108.3598
211550 | 242.131 | 885 | 2 | Standard Efficiency | Electric, 120% Usage | Standard, 120% Usage | Gas, 120% Usage | 290 Rated kWh, 120% Usage | 200-300% | None | None | Single-Family Detached | Single-Family Detached | Single-Family Detached | 750-999 | 0-1499 | 1 | Natural Gas | 20% Conditioned | Room AC | None | Natural Gas Fuel Furnace | None | 50000-59999 | 100% LED | Occupied | 1940s | Natural Gas | Yes | 67.9925 | 1199.833 | 44.8399 | 0 | 377.7686 | 150.9316 | 319.7405 | 436.0898 | 0 | 0 | 0 | 0 | 0 | 24.0318 | 0 | 304.7939 | 16.412 | 4882.8571 | 0 | 0 | 0 | 38.6854 | 914.0887 | 0 | 0 | 0 | 0 | 0 | 0 | 0 | 0 | 17182.7568 | 0 | 9118.9063 | 0 | 0 | 1136.5296 | 0 | 0 | 0 | 0 | 0 | 36216.8436 | 36216.8436 | 8778.6508 | 8778.6508 | 0 | 27438.1928 | 0 | 1499.7496 | 0 | 6255.3649 | 0 | 3346.57 | 0 | 6255.3649 | 0 | 3059.8094 | 0 | 6255.3649 | 0 | 3688.3551 | 0 | 6255.3649 | 0 | 7755.1146 | 9601.9349 | 9315.1743 | 9943.72
211636 | 242.131 | 1690 | 3 | Standard Efficiency | Electric, 80% Usage | EnergyStar, 80% Usage | Electric, 80% Usage | None | 400%+ | None | None | Single-Family Detached | Single-Family Detached | Single-Family Detached | 1500-1999 | 1500-2499 | 2 | Electricity | 100% Conditioned | Heat Pump | None | Electricity ASHP | None | 140000-159999 | 100% CFL | Occupied | 1980s | Natural Gas | Yes | 67.9925 | 519.0289 | 30.1863 | 869.2488 | 2822.2744 | 0 | 319.7405 | 259.3679 | 1080.553 | 4573.374 | 0 | 0 | 0 | 46.0122 | 0 | 620.1384 | 21.9803 | 1506.0922 | 0 | 0 | 0 | 429.9353 | 434.0383 | 0 | 0 | 0 | 0 | 0 | 0 | 0 | 0 | 0 | 0 | 3466.7377 | 0 | 0 | 0 | 0 | 0 | 0 | 0 | 0 | 17066.9938 | 17066.9938 | 13600.2561 | 13600.2561 | 0 | 3466.7377 | 0 | 2431.329 | 0 | 790.3625 | 0 | 5501.708 | 0 | 790.3625 | 0 | 4816.569 | 0 | 790.3625 | 0 | 5704.9528 | 0 | 790.3625 | 0 | 3221.6915 | 6292.0705 | 5606.9315 | 6495.3153
211716 | 242.131 | 1690 | 3 | None | Electric, 100% Usage | EnergyStar, 100% Usage | Electric, 100% Usage | None | 150-200% | None | None | Single-Family Detached | Single-Family Detached | Single-Family Detached | 1500-1999 | 1500-2499 | 2 | Fuel Oil | 100% Conditioned | Central AC | None | Fuel Oil Fuel Furnace | None | 25000-29999 | 100% Incandescent | Occupied | <1940 | Propane | Yes | 0 | 400.042 | 23.4457 | 445.175 | 2307.6416 | 0 | 319.7405 | 837.5971 | 0 | 0 | 0 | 0 | 0 | 184.6348 | 0 | 1938.9582 | 21.9803 | 2382.6678 | 0 | 0 | 0 | 405.6104 | 817.9614 | 351.6853 | 0 | 32389.0424 | 0 | 0 | 0 | 0 | 0 | 0 | 0 | 0 | 0 | 0 | 0 | 0 | 0 | 0 | 3872.055 | 0 | 46697.9443 | 46697.9443 | 10436.8469 | 10436.8469 | 32389.0424 | 0 | 3872.055 | 1832.3476 | 9820.2989 | 0 | 1065.5406 | 3993.894 | 9820.2989 | 0 | 1065.5406 | 3673.8682 | 9820.2989 | 0 | 1065.5406 | 4400.1435 | 9820.2989 | 0 | 1065.5406 | 12718.1871 | 14879.7335 | 14559.7077 | 15285.983
211722 | 242.131 | 853 | 1 | None | None | None | Electric, 80% Usage | 318 Rated kWh, 80% Usage | 100-150% | 11 | None | 10 to 19 Unit | Multifamily with 5+ units, 1-3 stories | Multi-Family with 5+ Units | 750-999 | 0-1499 | 2 | Natural Gas | 20% Conditioned | Room AC | None | Natural Gas Fuel Wall/Floor Furnace | None | 15000-19999 | 100% CFL | Vacant | 1990s | Natural Gas | Yes | 0 | 0 | 0 | 0 | 186.1001 | 0 | 0 | 0 | 0 | 0 | 0 | 0 | 0 | 0 | 0 | 0 | 16.412 | 0 | 0 | 0 | 0 | 0 | 434.0383 | 0 | 0 | 0 | 0 | 0 | 0 | 0 | 0 | 2783.0029 | 0 | 1597.8235 | 0 | 0 | 0 | 0 | 0 | 0 | 0 | 0 | 5017.3767 | 5017.3767 | 636.5504 | 636.5504 | 0 | 4381.1194 | 0 | 108.0221 | 0 | 998.7746 | 0 | 233.2785 | 0 | 998.7746 | 0 | 207.1633 | 0 | 998.7746 | 0 | 244.9961 | 0 | 998.7746 | 0 | 1106.7967 | 1232.053 | 1205.9379 | 1243.7707
211728 | 242.131 | 3301 | 4 | Standard Efficiency | Electric, 120% Usage | EnergyStar, 120% Usage | Electric, 120% Usage | 318 Rated kWh, 120% Usage | 400%+ | None | None | Single-Family Detached | Single-Family Detached | Single-Family Detached | 3000-3999 | 2500-3999 | 2 | Fuel Oil | 100% Conditioned | Central AC | None | Fuel Oil Fuel Furnace | None | 120000-139999 | 100% Incandescent | Occupied | 2000s | Natural Gas | Yes | 67.9925 | 330.8772 | 19.3427 | 861.922 | 3169.5636 | 72.6816 | 319.7405 | 446.9334 | 0 | 0 | 0 | 0 | 0 | 264.9362 | 99.9372 | 3321.6675 | 21.9803 | 5160.3954 | 0 | 0 | 0 | 407.3688 | 400.042 | 0 | 0 | 20858.4542 | 0 | 0 | 0 | 0 | 0 | 0 | 0 | 3912.2057 | 0 | 0 | 0 | 0 | 0 | 0 | 0 | 0 | 39736.6272 | 39736.6272 | 14965.9673 | 14965.9673 | 20858.4542 | 3912.2057 | 0 | 2489.0813 | 6324.2143 | 891.9322 | 0 | 5505.1758 | 6324.2143 | 891.9322 | 0 | 5098.2136 | 6324.2143 | 891.9322 | 0 | 6087.9072 | 6324.2143 | 891.9322 | 0 | 9705.2279 | 12721.3223 | 12314.3602 | 13304.0538
211751 | 242.131 | 333 | 1 | Standard Efficiency | Electric, 100% Usage | EnergyStar, 100% Usage | Electric, 100% Usage | 318 Rated kWh, 100% Usage | 200-300% | 20 | None | 20 to 49 Unit | Multifamily with 5+ units, 1-3 stories | Multi-Family with 5+ Units | 0-499 | 0-1499 | 2 | Electricity | 100% Conditioned | Heat Pump | None | Electricity ASHP | None | 30000-34999 | 100% CFL | Occupied | 1950s | Natural Gas | No | 67.9925 | 289.8473 | 16.9981 | 246.7658 | 797.7395 | 64.7687 | 319.7405 | 75.6123 | 235.6291 | 1410.5511 | 0 | 0 | 0 | 29.3071 | 0 | 247.6451 | 16.412 | 1256.9818 | 0 | 0 | 0 | 346.9961 | 434.0383 | 230.94 | 0 | 0 | 0 | 0 | 0 | 0 | 0 | 0 | 0 | 2734.6462 | 0 | 0 | 0 | 0 | 0 | 0 | 0 | 0 | 8822.0253 | 8822.0253 | 6087.3792 | 6087.3792 | 0 | 2734.6462 | 0 | 1069.2215 | 0 | 623.4627 | 0 | 2408.898 | 0 | 623.4627 | 0 | 2110.1589 | 0 | 623.4627 | 0 | 2531.8143 | 0 | 623.4627 | 0 | 1692.6843 | 3032.3607 | 2733.6216 | 3155.277
211780 | 242.131 | 3301 | 3 | Standard Efficiency | Electric, 100% Usage | Standard, 100% Usage | Electric, 100% Usage | 318 Rated kWh, 100% Usage | 400%+ | None | None | Single-Family Detached | Single-Family Detached | Single-Family Detached | 3000-3999 | 2500-3999 | 1 | Natural Gas | 100% Conditioned | Central AC | None | Natural Gas Fuel Furnace | None | 200000+ | 100% Incandescent | Occupied | 1960s | Natural Gas | Yes | 67.9925 | 762.864 | 28.4279 | 316.5168 | 3950.598 | 97.5927 | 319.7405 | 666.7367 | 0 | 0 | 0 | 0 | 0 | 264.9362 | 0 | 3321.6675 | 21.9803 | 2894.956 | 0 | 0 | 0 | 405.6104 | 1324.9743 | 0 | 0 | 0 | 0 | 0 | 0 | 0 | 0 | 26624.6275 | 0 | 4063.4304 | 0 | 0 | 0 | 0 | 0 | 0 | 0 | 0 | 45132.6517 | 45132.6517 | 14444.5938 | 14444.5938 | 0 | 30688.0579 | 0 | 2526.5131 | 0 | 6996.2146 | 0 | 5521.7949 | 0 | 6996.2146 | 0 | 4879.8461 | 0 | 6996.2146 | 0 | 5773.1146 | 0 | 6996.2146 | 0 | 9522.7277 | 12518.0095 | 11876.0607 | 12769.3292
211869 | 242.131 | 3241 | 3 | Standard Efficiency | Electric, 80% Usage | EnergyStar, 80% Usage | Electric, 80% Usage | 290 Rated kWh, 80% Usage | 300-400% | None | 6 | Single-Family Attached | Single-Family Attached | Single-Family Attached | 3000-3999 | 2500-3999 | 1 | Natural Gas | 100% Conditioned | Central AC | None | Natural Gas Fuel Furnace | None | 80000-99999 | 100% LED | Occupied | 1990s | Natural Gas | Yes | 67.9925 | 423.7808 | 24.618 | 573.8332 | 2061.755 | 101.9887 | 319.7405 | 189.0308 | 0 | 0 | 0 | 0 | 0 | 43.6676 | 0 | 798.9117 | 21.9803 | 1181.0764 | 0 | 0 | 0 | 379.527 | 434.0383 | 0 | 0 | 0 | 0 | 0 | 0 | 0 | 0 | 7560.3544 | 0 | 3380.5748 | 0 | 0 | 0 | 0 | 0 | 0 | 0 | 0 | 17563.1631 | 17563.1631 | 6622.2339 | 6622.2339 | 0 | 10940.9292 | 0 | 1150.166 | 0 | 2494.299 | 0 | 2549.865 | 0 | 2494.299 | 0 | 2251.046 | 0 | 2494.299 | 0 | 2660.7252 | 0 | 2494.299 | 0 | 3644.465 | 5044.164 | 4745.345 | 5155.0242
211905 | 242.131 | 1690 | 3 | Standard Efficiency | Electric, 80% Usage | Standard, 80% Usage | Propane, 80% Usage | 290 Rated kWh, 80% Usage | 400%+ | None | None | Single-Family Detached | Single-Family Detached | Single-Family Detached | 1500-1999 | 1500-2499 | 2 | Other Fuel | 100% Conditioned | Central AC | None | None | None | 180000-199999 | 100% LED | Occupied | 1970s | Electricity | Yes | 67.9925 | 799.791 | 29.8932 | 909.6926 | 4211.4313 | 100.5234 | 0 | 0 | 0 | 0 | 0 | 0 | 1881.8093 | 30.7725 | 16.7051 | 473.6028 | 21.9803 | 1348.7131 | 0 | 0 | 0 | 25.7903 | 834.0803 | 0 | 0 | 0 | 0 | 0 | 0 | 0 | 0 | 0 | 0 | 0 | 0 | 0 | 0 | 0 | 0 | 0 | 0 | 757.8818 | 11510.9524 | 11510.9524 | 10753.3637 | 10753.3637 | 0 | 0 | 757.8818 | 1839.5552 | 0 | 0 | 208.5255 | 3952.4411 | 0 | 0 | 208.5255 | 3512.5254 | 0 | 0 | 208.5255 | 4132.334 | 0 | 0 | 208.5255 | 2048.0807 | 4160.9666 | 3721.0509 | 4340.8595
211936 | 242.131 | 1202 | 2 | None | Electric, 100% Usage | EnergyStar, 100% Usage | Electric, 100% Usage | None | 400%+ | None | 8 | Single-Family Attached | Single-Family Attached | Single-Family Attached | 1000-1499 | 0-1499 | 2 | Natural Gas | 100% Conditioned | Room AC | None | Natural Gas Fuel Wall/Floor Furnace | None | 70000-79999 | 100% LED | Occupied | <1940 | Natural Gas | Yes | 0 | 369.8557 | 21.6873 | 0 | 4492.1934 | 0 | 0 | 0 | 0 | 0 | 0 | 0 | 0 | 26.6695 | 0 | 371.321 | 16.412 | 1786.8543 | 0 | 0 | 0 | 389.4915 | 400.042 | 0 | 0 | 0 | 0 | 0 | 0 | 0 | 0 | 39154.588 | 0 | 3510.9914 | 0 | 0 | 0 | 0 | 0 | 0 | 0 | 0 | 50540.106 | 50540.106 | 7874.5266 | 7874.5266 | 0 | 42665.5794 | 0 | 1361.77 | 0 | 9726.9024 | 0 | 2936.0227 | 0 | 9726.9024 | 0 | 2614.4883 | 0 | 9726.9024 | 0 | 3016.0695 | 0 | 9726.9024 | 0 | 11088.6724 | 12662.925 | 12341.3906 | 12742.9718
211953 | 242.131 | 2176 | 4 | None | Gas, 120% Usage | EnergyStar, 120% Usage | Gas, 120% Usage | None | 200-300% | None | None | Single-Family Detached | Single-Family Detached | Single-Family Detached | 2000-2499 | 1500-2499 | 1 | Natural Gas | 100% Conditioned | Central AC | None | Natural Gas Fuel Boiler | None | 80000-99999 | 100% Incandescent | Occupied | 2000s | Natural Gas | Yes | 0 | 109.6086 | 71.5093 | 1060.0381 | 4535.861 | 0 | 0 | 65.941 | 0 | 0 | 0 | 0 | 0 | 208.6666 | 99.9372 | 2355.9983 | 21.9803 | 8222.1089 | 0 | 0 | 0 | 60.6657 | 434.0383 | 0 | 0 | 0 | 0 | 1456.2701 | 0 | 0 | 0 | 9790.9183 | 0 | 14902.957 | 0 | 0 | 1778.6483 | 0 | 0 | 0 | 0 | 0 | 45175.4401 | 45175.4401 | 17246.6463 | 17246.6463 | 0 | 27928.7938 | 0 | 2972.5641 | 0 | 6367.1791 | 0 | 6504.2193 | 0 | 6367.1791 | 0 | 5751.7604 | 0 | 6367.1791 | 0 | 6831.9611 | 0 | 6367.1791 | 0 | 9339.7431 | 12871.3984 | 12118.9394 | 13199.1402
212110 | 242.131 | 8194 | 4 | Standard Efficiency | Electric, 100% Usage | Standard, 100% Usage | Electric, 100% Usage | None | 400%+ | None | None | Single-Family Detached | Single-Family Detached | Single-Family Detached | 4000+ | 4000+ | 1 | Propane | 100% Conditioned | Central AC | None | Propane Fuel Furnace | None | 160000-179999 | 100% CFL | Occupied | 2000s | Propane | Yes | 67.9925 | 762.864 | 28.4279 | 1063.5549 | 4636.9705 | 0 | 0 | 639.188 | 0 | 0 | 0 | 0 | 0 | 127.4859 | 24.911 | 2406.4066 | 21.9803 | 4451.1634 | 0 | 0 | 0 | 405.6104 | 480.0504 | 0 | 0 | 0 | 0 | 0 | 0 | 0 | 0 | 0 | 0 | 0 | 0 | 0 | 0 | 0 | 0 | 39005.4148 | 3999.5409 | 0 | 58121.2685 | 58121.2685 | 15116.3127 | 15116.3127 | 0 | 0 | 43004.9557 | 2712.7772 | 0 | 0 | 11834.3424 | 5794.965 | 0 | 0 | 11834.3424 | 5133.9304 | 0 | 0 | 11834.3424 | 6077.8352 | 0 | 0 | 11834.3424 | 14547.1196 | 17629.3074 | 16968.2728 | 17912.1776
212121 | 242.131 | 853 | 1 | Standard Efficiency | Electric, 100% Usage | Standard, 100% Usage | Electric, 100% Usage | 318 Rated kWh, 100% Usage | 150-200% | 6 | None | 5 to 9 Unit | Multifamily with 5+ units, 1-3 stories | Multi-Family with 5+ Units | 750-999 | 0-1499 | 2 | Electricity | 100% Conditioned | Heat Pump | None | Electricity ASHP | None | 40000-44999 | 100% Incandescent | Occupied | 1990s | Electricity | Yes | 67.9925 | 1011.0952 | 37.8062 | 734.4361 | 2646.7248 | 136.5711 | 0 | 269.9185 | 431.4006 | 2582.8353 | 0 | 0 | 3142.308 | 142.7256 | 0 | 1220.3479 | 16.412 | 2052.0836 | 0 | 0 | 0 | 474.4821 | 480.0504 | 0 | 0 | 0 | 0 | 0 | 0 | 0 | 0 | 0 | 0 | 0 | 0 | 0 | 0 | 0 | 0 | 0 | 0 | 0 | 15447.483 | 15447.483 | 15447.483 | 15447.483 | 0 | 0 | 0 | 2629.9086 | 0 | 0 | 0 | 5909.034 | 0 | 0 | 0 | 5187.8044 | 0 | 0 | 0 | 6241.7082 | 0 | 0 | 0 | 2629.9086 | 5909.034 | 5187.8044 | 6241.7082
212207 | 242.131 | 1623 | 2 | None | None | None | Electric, 120% Usage | None | 400%+ | 11 | None | 10 to 19 Unit | Multifamily with 5+ units, 1-3 stories | Multi-Family with 5+ Units | 1500-1999 | 1500-2499 | 3 | Electricity | 100% Conditioned | Central AC | None | Electricity Electric Furnace | None | 80000-99999 | 100% Incandescent | Occupied | 1990s | Electricity | Yes | 0 | 0 | 0 | 426.4184 | 3775.9277 | 0 | 0 | 300.984 | 0 | 12828.0138 | 0 | 0 | 4465.817 | 181.1179 | 0 | 1881.2232 | 16.412 | 4333.935 | 0 | 0 | 0 | 518.4427 | 480.0504 | 0 | 0 | 0 | 0 | 0 | 0 | 0 | 0 | 0 | 0 | 0 | 0 | 0 | 0 | 0 | 0 | 0 | 0 | 0 | 29208.6351 | 29208.6351 | 29208.6351 | 29208.6351 | 0 | 0 | 0 | 4863.5988 | 0 | 0 | 0 | 11185.5661 | 0 | 0 | 0 | 9755.7912 | 0 | 0 | 0 | 11892.981 | 0 | 0 | 0 | 4863.5988 | 11185.5661 | 9755.7912 | 11892.981
212227 | 242.131 | 2176 | 4 | Standard Efficiency, No usage | Electric, 100% Usage | EnergyStar, 100% Usage | Electric, 100% Usage | None | 400%+ | None | None | Single-Family Detached | Single-Family Detached | Single-Family Detached | 2000-2499 | 1500-2499 | 2 | Natural Gas | 40% Conditioned | Room AC | None | Natural Gas Fuel Furnace | None | 100000-119999 | 100% CFL | Vacant | <1940 | Natural Gas | Yes | 0 | 0 | 0 | 0 | 2344.2755 | 0 | 0 | 415.5748 | 0 | 0 | 0 | 0 | 0 | 0 | 0 | 0 | 21.9803 | 0 | 0 | 0 | 0 | 0 | 434.0383 | 0 | 0 | 0 | 0 | 0 | 0 | 0 | 0 | 16666.3656 | 0 | 1421.1016 | 0 | 0 | 0 | 0 | 0 | 0 | 0 | 0 | 21303.3361 | 21303.3361 | 3215.8689 | 3215.8689 | 0 | 18087.4672 | 0 | 597.2514 | 0 | 4123.5751 | 0 | 1253.551 | 0 | 4123.5751 | 0 | 1117.7872 | 0 | 4123.5751 | 0 | 1276.2715 | 0 | 4123.5751 | 0 | 4720.8265 | 5377.1262 | 5241.3623 | 5399.8466
212276 | 242.131 | 1220 | 4 | Standard Efficiency | None | None | Electric, 100% Usage | None | 400%+ | None | None | Single-Family Detached | Single-Family Detached | Single-Family Detached | 1000-1499 | 0-1499 | 1 | Natural Gas | 100% Conditioned | Central AC | None | Natural Gas Fuel Furnace | None | 120000-139999 | 100% CFL | Occupied | <1940 | Natural Gas | Yes | 67.9925 | 0 | 0 | 748.5035 | 4452.6288 | 0 | 319.7405 | 249.1104 | 0 | 0 | 834.9595 | 824.9951 | 0 | 40.1507 | 0 | 491.1871 | 21.9803 | 2233.2016 | 0 | 0 | 0 | 405.6104 | 434.0383 | 0 | 0 | 0 | 0 | 0 | 0 | 0 | 0 | 19993.3084 | 0 | 3736.07 | 0 | 0 | 0 | 0 | 0 | 0 | 0 | 0 | 34853.1839 | 34853.1839 | 11124.0986 | 11124.0986 | 0 | 23729.3784 | 0 | 1903.455 | 0 | 5409.7925 | 0 | 4054.161 | 0 | 5409.7925 | 0 | 3606.7003 | 0 | 5409.7925 | 0 | 4259.1566 | 0 | 5409.7925 | 0 | 7313.2476 | 9463.9535 | 9016.4928 | 9668.9491
212308 | 242.131 | 3241 | 4 | Standard Efficiency | None | EnergyStar, 100% Usage | Electric, 100% Usage | 290 Rated kWh, 100% Usage | 400%+ | None | 5 | Single-Family Attached | Single-Family Attached | Single-Family Attached | 3000-3999 | 2500-3999 | 2 | Natural Gas | 100% Conditioned | Central AC | None | Natural Gas Fuel Furnace | None | 80000-99999 | 100% CFL | Occupied | 1950s | Natural Gas | Yes | 67.9925 | 0 | 21.6873 | 906.4688 | 5340.9272 | 82.646 | 0 | 725.3509 | 0 | 0 | 0 | 0 | 0 | 65.6479 | 0 | 1045.9706 | 21.9803 | 2099.8542 | 0 | 0 | 0 | 389.4915 | 480.0504 | 0 | 0 | 0 | 0 | 0 | 1869.7934 | 0 | 0 | 30633.2536 | 0 | 2954.7425 | 0 | 0 | 0 | 0 | 0 | 0 | 0 | 0 | 46706.1503 | 46706.1503 | 11248.3607 | 11248.3607 | 0 | 35457.7895 | 0 | 2031.1113 | 0 | 8083.6307 | 0 | 4265.0492 | 0 | 8083.6307 | 0 | 3785.666 | 0 | 8083.6307 | 0 | 4520.7256 | 0 | 8083.6307 | 0 | 10114.742 | 12348.6799 | 11869.2967 | 12604.3563
212344 | 242.131 | 1202 | 3 | None | Electric, 80% Usage | EnergyStar, 80% Usage | Electric, 80% Usage | None | 400%+ | None | 5 | Single-Family Attached | Single-Family Attached | Single-Family Attached | 1000-1499 | 0-1499 | 1 | Natural Gas | 100% Conditioned | Central AC | None | Natural Gas Fuel Boiler | None | 120000-139999 | 100% Incandescent | Occupied | 1990s | Natural Gas | Yes | 0 | 360.1843 | 21.1011 | 607.2433 | 2678.0834 | 0 | 319.7405 | 65.0618 | 0 | 0 | 0 | 0 | 0 | 160.0168 | 0 | 1519.8666 | 21.9803 | 958.9285 | 0 | 0 | 0 | 345.5308 | 434.0383 | 0 | 0 | 0 | 0 | 0 | 0 | 0 | 0 | 6132.2191 | 0 | 2757.2126 | 0 | 0 | 0 | 0 | 0 | 0 | 0 | 0 | 16381.2075 | 16381.2075 | 7491.7758 | 7491.7758 | 0 | 8889.4317 | 0 | 1324.9683 | 0 | 2026.6344 | 0 | 2832.2652 | 0 | 2026.6344 | 0 | 2511.4239 | 0 | 2026.6344 | 0 | 2977.9319 | 0 | 2026.6344 | 0 | 3351.6026 | 4858.8996 | 4538.0583 | 5004.5663
212409 | 242.131 | 3241 | 4 | Standard Efficiency | Gas, 80% Usage | Standard, 80% Usage | Gas, 80% Usage | None | 400%+ | None | 6 | Single-Family Attached | Single-Family Attached | Single-Family Attached | 3000-3999 | 2500-3999 | 3 | Natural Gas | 40% Conditioned | Room AC | None | Natural Gas Fuel Wall/Floor Furnace | None | 200000+ | 100% LED | Occupied | <1940 | Natural Gas | Yes | 67.9925 | 61.2519 | 25.7903 | 0 | 2912.8334 | 0 | 0 | 0 | 0 | 0 | 0 | 0 | 0 | 43.6676 | 0 | 798.9117 | 21.9803 | 1115.4285 | 0 | 0 | 0 | 23.7388 | 434.0383 | 0 | 0 | 0 | 0 | 815.3237 | 0 | 0 | 0 | 60511.263 | 0 | 3075.7809 | 0 | 0 | 693.6992 | 0 | 0 | 0 | 0 | 0 | 70601.4069 | 70601.4069 | 5505.6331 | 5505.6331 | 0 | 65096.0669 | 0 | 966.4969 | 0 | 14840.529 | 0 | 2063.2765 | 0 | 14840.529 | 0 | 1835.9006 | 0 | 14840.529 | 0 | 2138.0226 | 0 | 14840.529 | 0 | 15807.026 | 16903.8055 | 16676.4296 | 16978.5516
212418 | 242.131 | 1220 | 3 | None | Electric, 100% Usage | EnergyStar, 100% Usage | Electric, 100% Usage | None | 400%+ | None | None | Single-Family Detached | Single-Family Detached | Single-Family Detached | 1000-1499 | 0-1499 | 1 | Other Fuel | 20% Conditioned | Room AC | None | None | None | 100000-119999 | 100% Incandescent | Occupied | 1950s | Natural Gas | Yes | 0 | 524.5972 | 30.7725 | 0 | 878.334 | 0 | 319.7405 | 0 | 0 | 0 | 0 | 0 | 0 | 160.896 | 99.9372 | 1535.3993 | 21.9803 | 2547.9599 | 0 | 0 | 0 | 471.2583 | 1790.0781 | 0 | 0 | 0 | 0 | 0 | 0 | 0 | 0 | 0 | 0 | 5113.211 | 0 | 0 | 0 | 0 | 0 | 0 | 0 | 0 | 13494.1643 | 13494.1643 | 8380.9534 | 8380.9534 | 0 | 5113.211 | 0 | 1459.2275 | 0 | 1165.7356 | 0 | 3213.9464 | 0 | 1165.7356 | 0 | 2943.8059 | 0 | 1165.7356 | 0 | 3547.2352 | 0 | 1165.7356 | 0 | 2624.9631 | 4379.682 | 4109.5414 | 4712.9708
212459 | 242.131 | 1138 | 2 | Standard Efficiency, No usage | None | None | Gas, 100% Usage | 290 Rated kWh, 100% Usage | 200-300% | 6 | None | 5 to 9 Unit | Multifamily with 5+ units, 1-3 stories | Multi-Family with 5+ Units | 1000-1499 | 0-1499 | 3 | Natural Gas | 100% Conditioned | Room AC | None | Natural Gas Fuel Wall/Floor Furnace | None | 30000-34999 | 100% Incandescent | Vacant | 1970s | Natural Gas | Yes | 0 | 0 | 0 | 0 | 2105.1295 | 0 | 319.7405 | 0 | 0 | 0 | 0 | 0 | 0 | 0 | 0 | 0 | 16.412 | 0 | 0 | 0 | 0 | 0 | 400.042 | 0 | 0 | 0 | 0 | 0 | 0 | 0 | 0 | 2955.3287 | 0 | 924.6392 | 0 | 0 | 0 | 0 | 0 | 0 | 0 | 0 | 6721.2919 | 6721.2919 | 2841.324 | 2841.324 | 0 | 3879.9679 | 0 | 484.5664 | 0 | 884.5741 | 0 | 1018.47 | 0 | 884.5741 | 0 | 912.5272 | 0 | 884.5741 | 0 | 1048.5268 | 0 | 884.5741 | 0 | 1369.1404 | 1903.0441 | 1797.1012 | 1933.1009
212537 | 242.131 | 1675 | 3 | Standard Efficiency, No usage | Electric, 100% Usage | EnergyStar, 100% Usage | Electric, 100% Usage | None | 300-400% | None | 15 | Single-Family Attached | Single-Family Attached | Single-Family Attached | 1500-1999 | 1500-2499 | 2 | Electricity | 100% Conditioned | Heat Pump | None | Electricity ASHP | None | 40000-44999 | 100% CFL | Vacant | 1970s | Electricity | Yes | 0 | 0 | 0 | 319.1544 | 1340.5071 | 0 | 0 | 174.3773 | 205.7359 | 1696.2954 | 0 | 0 | 344.3585 | 0 | 0 | 0 | 21.9803 | 0 | 0 | 0 | 0 | 0 | 868.0765 | 0 | 0 | 0 | 0 | 0 | 0 | 0 | 0 | 0 | 0 | 0 | 0 | 0 | 0 | 0 | 0 | 0 | 0 | 0 | 4970.4853 | 4970.4853 | 4970.4853 | 4970.4853 | 0 | 0 | 0 | 1012.5878 | 0 | 0 | 0 | 2191.6635 | 0 | 0 | 0 | 1921.0671 | 0 | 0 | 0 | 2250.44 | 0 | 0 | 0 | 1012.5878 | 2191.6635 | 1921.0671 | 2250.44
212578 | 242.131 | 2176 | 3 | Standard Efficiency | Electric, 100% Usage | EnergyStar, 100% Usage | Gas, 100% Usage | None | 300-400% | None | None | Single-Family Detached | Single-Family Detached | Single-Family Detached | 2000-2499 | 1500-2499 | 2 | Natural Gas | 100% Conditioned | Central AC | None | Natural Gas Fuel Furnace | None | 50000-59999 | 100% Incandescent | Occupied | 1950s | Natural Gas | Yes | 67.9925 | 400.042 | 23.4457 | 1239.3976 | 6129.8745 | 0 | 319.7405 | 436.6759 | 0 | 0 | 0 | 0 | 0 | 208.6666 | 0 | 2355.9983 | 21.9803 | 2537.1163 | 0 | 0 | 0 | 27.8418 | 1160.8545 | 0 | 0 | 0 | 0 | 0 | 0 | 828.805 | 0 | 17568.4384 | 0 | 3740.4661 | 0 | 0 | 813.5653 | 0 | 0 | 0 | 0 | 0 | 37881.1942 | 37881.1942 | 14930.2126 | 14930.2126 | 0 | 22950.9816 | 0 | 2569.3078 | 0 | 5232.3359 | 0 | 5501.2318 | 0 | 5232.3359 | 0 | 4890.065 | 0 | 5232.3359 | 0 | 5746.7636 | 0 | 5232.3359 | 0 | 7801.6436 | 10733.5676 | 10122.4009 | 10979.0994
212669 | 242.131 | 885 | 2 | None | Gas, 80% Usage | Standard, 80% Usage | Electric, 80% Usage | 318 Rated kWh, 80% Usage | 200-300% | None | None | Single-Family Detached | Single-Family Detached | Single-Family Detached | 750-999 | 0-1499 | 1 | Natural Gas | 100% Conditioned | Central AC | None | Natural Gas Fuel Furnace | None | 50000-59999 | 100% CFL | Occupied | 1980s | Natural Gas | Yes | 0 | 88.5075 | 36.927 | 354.9091 | 2542.3915 | 137.4503 | 0 | 86.1629 | 0 | 0 | 0 | 0 | 0 | 36.0477 | 0 | 399.1628 | 16.412 | 1378.0202 | 0 | 0 | 0 | 429.9353 | 727.1093 | 0 | 0 | 0 | 0 | 1175.215 | 0 | 0 | 0 | 5503.2886 | 0 | 4013.3152 | 0 | 0 | 0 | 0 | 0 | 0 | 0 | 0 | 16924.5612 | 16924.5612 | 6233.0355 | 6233.0355 | 0 | 10691.5257 | 0 | 1060.9394 | 0 | 2437.4616 | 0 | 2299.213 | 0 | 2437.4616 | 0 | 2041.2582 | 0 | 2437.4616 | 0 | 2394.6262 | 0 | 2437.4616 | 0 | 3498.401 | 4736.6746 | 4478.7198 | 4832.0878
212686 | 242.131 | 1675 | 3 | None | Electric, 100% Usage | Standard, 100% Usage | Electric, 100% Usage | 290 Rated kWh, 100% Usage | 0-100% | None | 7 | Single-Family Attached | Single-Family Attached | Single-Family Attached | 1500-1999 | 1500-2499 | 2 | Fuel Oil | 20% Conditioned | Room AC | Heating Only | Fuel Oil Shared Heating | Boiler Baseboards Heating Only, Fuel Oil | 10000-14999 | 100% LED | Occupied | <1940 | Electricity | Yes | 0 | 552.439 | 20.808 | 0 | 818.2544 | 60.3726 | 0 | 145.6563 | 0 | 0 | 0 | 0 | 1487.9218 | 30.4794 | 0 | 470.6721 | 21.9803 | 1728.2401 | 0 | 0 | 0 | 346.9961 | 1356.0398 | 0 | 0 | 43242.0502 | 0 | 0 | 0 | 0 | 0 | 0 | 0 | 0 | 0 | 0 | 0 | 0 | 0 | 0 | 0 | 0 | 50281.9104 | 50281.9104 | 7039.8602 | 7039.8602 | 43242.0502 | 0 | 0 | 1155.7416 | 13110.9074 | 0 | 0 | 2568.8927 | 13110.9074 | 0 | 0 | 2263.9135 | 13110.9074 | 0 | 0 | 2746.6746 | 13110.9074 | 0 | 0 | 14266.6489 | 15679.8001 | 15374.8209 | 15857.582
212781 | 242.131 | 1675 | 2 | None | Electric, 100% Usage | Standard, 100% Usage | Gas, 100% Usage | 290 Rated kWh, 100% Usage | 300-400% | None | 8 | Single-Family Attached | Single-Family Attached | Single-Family Attached | 1500-1999 | 1500-2499 | 1 | Natural Gas | 20% Conditioned | Room AC | Heating Only | Natural Gas Shared Heating | Boiler Baseboards Heating Only, Natural Gas | 80000-99999 | 100% CFL | Occupied | <1940 | Natural Gas | Yes | 0 | 1011.0952 | 37.8062 | 0 | 578.2292 | 127.4859 | 319.7405 | 45.1329 | 0 | 0 | 0 | 0 | 0 | 46.0122 | 0 | 616.0354 | 16.412 | 2121.5415 | 0 | 0 | 0 | 32.5309 | 434.0383 | 0 | 0 | 0 | 0 | 0 | 0 | 0 | 0 | 6865.4829 | 0 | 5342.0995 | 0 | 0 | 953.6533 | 0 | 0 | 0 | 0 | 0 | 18547.2957 | 18547.2957 | 5386.0601 | 5386.0601 | 0 | 13160.9425 | 0 | 899.461 | 0 | 3000.4382 | 0 | 1999.6093 | 0 | 3000.4382 | 0 | 1761.6212 | 0 | 3000.4382 | 0 | 2125.6345 | 0 | 3000.4382 | 0 | 3899.8992 | 5000.0476 | 4762.0595 | 5126.0728
212859 | 242.131 | 1220 | 3 | Standard Efficiency | Electric, 120% Usage | EnergyStar, 120% Usage | Electric, 120% Usage | 290 Rated kWh, 120% Usage | 400%+ | None | None | Single-Family Detached | Single-Family Detached | Single-Family Detached | 1000-1499 | 0-1499 | 1 | Electricity | 100% Conditioned | Central AC | None | Electricity Electric Furnace | None | 80000-99999 | 100% Incandescent | Occupied | 1980s | Electricity | Yes | 67.9925 | 629.5167 | 36.6339 | 452.7948 | 3694.4539 | 150.9316 | 0 | 195.1853 | 0 | 8322.9253 | 0 | 0 | 5584.4692 | 160.896 | 0 | 1535.3993 | 21.9803 | 5095.9198 | 0 | 0 | 0 | 565.6272 | 434.0383 | 0 | 0 | 0 | 0 | 0 | 0 | 0 | 0 | 0 | 0 | 0 | 0 | 0 | 0 | 0 | 0 | 0 | 0 | 0 | 26949.0572 | 26949.0572 | 26949.0572 | 26949.0572 | 0 | 0 | 0 | 4539.4522 | 0 | 0 | 0 | 10403.4844 | 0 | 0 | 0 | 9100.9299 | 0 | 0 | 0 | 11015.1659 | 0 | 0 | 0 | 4539.4522 | 10403.4844 | 9100.9299 | 11015.1659
213039 | 242.131 | 1220 | 2 | Standard Efficiency, No usage | Electric, 120% Usage | EnergyStar, 120% Usage | Electric, 120% Usage | None | 400%+ | None | None | Single-Family Detached | Single-Family Detached | Single-Family Detached | 1000-1499 | 0-1499 | 1 | Natural Gas | 40% Conditioned | Room AC | None | Natural Gas Fuel Furnace | None | 80000-99999 | 100% LED | Vacant | 1950s | Natural Gas | Yes | 0 | 0 | 0 | 0 | 1624.786 | 0 | 0 | 133.3473 | 0 | 0 | 0 | 0 | 0 | 0 | 0 | 0 | 16.412 | 0 | 0 | 1853.3814 | 0 | 0 | 434.0383 | 0 | 0 | 0 | 0 | 0 | 0 | 0 | 0 | 6181.7481 | 0 | 1632.6989 | 0 | 0 | 0 | 0 | 0 | 0 | 0 | 0 | 11876.7051 | 11876.7051 | 4061.965 | 4061.965 | 0 | 7814.7401 | 0 | 601.3841 | 0 | 1781.5702 | 0 | 1359.078 | 0 | 1781.5702 | 0 | 1208.0743 | 0 | 1781.5702 | 0 | 1422.2697 | 0 | 1781.5702 | 0 | 2382.9543 | 3140.6482 | 2989.6445 | 3203.8399
213124 | 242.131 | 1202 | 3 | Standard Efficiency | Electric, 80% Usage | Standard, 80% Usage | Gas, 80% Usage | None | 400%+ | None | 8 | Single-Family Attached | Single-Family Attached | Single-Family Attached | 1000-1499 | 0-1499 | 1 | Natural Gas | 80% Conditioned | Room AC | None | Natural Gas Fuel Wall/Floor Furnace | None | 80000-99999 | 100% Incandescent | Occupied | 1940s | Natural Gas | Yes | 67.9925 | 441.9512 | 16.412 | 0 | 2262.2156 | 0 | 0 | 0 | 0 | 0 | 0 | 0 | 0 | 160.0168 | 0 | 1519.8666 | 21.9803 | 827.9258 | 0 | 0 | 0 | 19.0496 | 480.0504 | 276.366 | 0 | 0 | 0 | 0 | 0 | 0 | 0 | 11798.7482 | 0 | 2334.8972 | 0 | 0 | 555.9558 | 0 | 0 | 0 | 0 | 0 | 20783.428 | 20783.428 | 6093.8268 | 6093.8268 | 0 | 14689.3082 | 0 | 1039.885 | 0 | 3348.8897 | 0 | 2253.6977 | 0 | 3348.8897 | 0 | 1996.7844 | 0 | 3348.8897 | 0 | 2374.2354 | 0 | 3348.8897 | 0 | 4388.7747 | 5602.5874 | 5345.6741 | 5723.1251
213141 | 242.131 | 1220 | 2 | Standard Efficiency | Electric, 100% Usage | Standard, 100% Usage | Electric, 100% Usage | 318 Rated kWh, 100% Usage | 200-300% | None | None | Single-Family Detached | Single-Family Detached | Single-Family Detached | 1000-1499 | 0-1499 | 1 | Natural Gas | 40% Conditioned | Room AC | None | Natural Gas Fuel Wall/Floor Furnace | None | 25000-29999 | 100% LED | Occupied | 1940s | Natural Gas | Yes | 67.9925 | 525.7695 | 19.6358 | 0 | 1473.2683 | 60.3726 | 0 | 0 | 0 | 0 | 0 | 0 | 0 | 26.9625 | 0 | 375.131 | 16.412 | 1918.4432 | 0 | 0 | 0 | 339.6694 | 400.042 | 0 | 0 | 0 | 0 | 0 | 0 | 0 | 0 | 46981.0509 | 0 | 2725.2679 | 0 | 0 | 0 | 0 | 0 | 0 | 0 | 0 | 54930.0176 | 54930.0176 | 5223.6988 | 5223.6988 | 0 | 49706.3188 | 0 | 887.9787 | 0 | 11332.0297 | 0 | 1952.6353 | 0 | 11332.0297 | 0 | 1728.3425 | 0 | 11332.0297 | 0 | 2039.4543 | 0 | 11332.0297 | 0 | 12220.0084 | 13284.665 | 13060.3722 | 13371.4839
213144 | 242.131 | 853 | 1 | Standard Efficiency, No usage | None | None | Electric, 100% Usage | None | 300-400% | 16 | None | 10 to 19 Unit | Multifamily with 5+ units, 1-3 stories | Multi-Family with 5+ Units | 750-999 | 0-1499 | 2 | Natural Gas | 100% Conditioned | Central AC | None | Natural Gas Fuel Furnace | None | 40000-44999 | 100% Incandescent | Vacant | 1960s | Electricity | Yes | 0 | 0 | 0 | 502.3238 | 1801.5079 | 0 | 319.7405 | 50.9944 | 0 | 0 | 0 | 0 | 322.9643 | 0 | 0 | 0 | 16.412 | 0 | 0 | 0 | 0 | 0 | 434.0383 | 0 | 0 | 0 | 0 | 0 | 0 | 0 | 0 | 4170.1083 | 0 | 0 | 0 | 0 | 0 | 0 | 0 | 0 | 0 | 0 | 7617.7963 | 7617.7963 | 3447.9811 | 3447.9811 | 0 | 4170.1083 | 0 | 542.2946 | 0 | 950.6779 | 0 | 1145.1638 | 0 | 950.6779 | 0 | 1025.121 | 0 | 950.6779 | 0 | 1215.6774 | 0 | 950.6779 | 0 | 1492.9725 | 2095.8417 | 1975.7989 | 2166.3553
213148 | 242.131 | 2663 | 4 | Standard Efficiency | Electric, 100% Usage | EnergyStar, 100% Usage | Electric, 100% Usage | 290 Rated kWh, 100% Usage | 400%+ | None | None | Single-Family Detached | Single-Family Detached | Single-Family Detached | 2500-2999 | 2500-3999 | 2 | Electricity | 20% Conditioned | Room AC | None | Electricity Baseboard | None | 180000-199999 | 100% Incandescent | Occupied | 1970s | Electricity | Yes | 67.9925 | 400.042 | 23.4457 | 0 | 673.4773 | 91.1451 | 319.7405 | 0 | 0 | 23821.4027 | 0 | 0 | 2218.2549 | 233.2846 | 99.9372 | 2774.2107 | 21.9803 | 2692.1508 | 0 | 0 | 0 | 405.6104 | 727.1093 | 0 | 0 | 0 | 0 | 0 | 0 | 0 | 0 | 0 | 0 | 0 | 0 | 0 | 0 | 0 | 0 | 0 | 0 | 0 | 34569.1981 | 34569.1981 | 34569.1981 | 34569.1981 | 0 | 0 | 0 | 6064.1889 | 0 | 0 | 0 | 14232.3193 | 0 | 0 | 0 | 12350.6925 | 0 | 0 | 0 | 15045.6857 | 0 | 0 | 0 | 6064.1889 | 14232.3193 | 12350.6925 | 15045.6857
213154 | 242.131 | 1202 | 2 | None | Electric, 80% Usage | Standard, 80% Usage | Electric, 80% Usage | 290 Rated kWh, 80% Usage | 400%+ | None | 15 | Single-Family Attached | Single-Family Attached | Single-Family Attached | 1000-1499 | 0-1499 | 2 | Electricity | 60% Conditioned | Room AC | None | Electricity Baseboard | None | 80000-99999 | 100% CFL | Occupied | 1970s | Electricity | No | 0 | 564.1618 | 21.1011 | 0 | 1370.1073 | 66.2341 | 0 | 0 | 0 | 9211.8099 | 0 | 0 | 1149.7178 | 40.1507 | 0 | 486.2049 | 16.412 | 893.2806 | 0 | 0 | 0 | 311.5345 | 434.0383 | 0 | 0 | 0 | 0 | 0 | 0 | 0 | 0 | 0 | 0 | 0 | 0 | 0 | 0 | 0 | 0 | 0 | 0 | 0 | 14564.4599 | 14564.4599 | 14564.4599 | 14564.4599 | 0 | 0 | 0 | 2705.6036 | 0 | 0 | 0 | 6126.0974 | 0 | 0 | 0 | 5327.9286 | 0 | 0 | 0 | 6466.7657 | 0 | 0 | 0 | 2705.6036 | 6126.0974 | 5327.9286 | 6466.7657
213172 | 242.131 | 617 | 3 | Standard Efficiency | Electric, 100% Usage | Standard, 100% Usage | Gas, 100% Usage | 290 Rated kWh, 100% Usage | 300-400% | None | 5 | Single-Family Attached | Single-Family Attached | Single-Family Attached | 500-749 | 0-1499 | 1 | Natural Gas | 100% Conditioned | Central AC | None | Natural Gas Fuel Boiler | None | 50000-59999 | 100% CFL | Occupied | 1940s | Natural Gas | Yes | 67.9925 | 705.129 | 26.3764 | 382.7508 | 1511.6606 | 82.646 | 0 | 75.0262 | 0 | 0 | 0 | 0 | 0 | 32.824 | 0 | 325.602 | 21.9803 | 1696.8815 | 0 | 0 | 0 | 26.6695 | 868.0765 | 0 | 0 | 0 | 0 | 0 | 0 | 0 | 0 | 3494.2864 | 0 | 3789.9951 | 0 | 0 | 781.0344 | 0 | 0 | 0 | 0 | 0 | 13889.2241 | 13889.2241 | 5823.6152 | 5823.6152 | 0 | 8065.6089 | 0 | 985.3414 | 0 | 1838.7628 | 0 | 2153.8026 | 0 | 1838.7628 | 0 | 1904.7614 | 0 | 1838.7628 | 0 | 2274.7231 | 0 | 1838.7628 | 0 | 2824.1042 | 3992.5654 | 3743.5241 | 4113.4859
213173 | 242.131 | 1138 | 2 | Standard Efficiency | Electric, 120% Usage | EnergyStar, 120% Usage | Electric, 120% Usage | 318 Rated kWh, 120% Usage | 400%+ | 12 | None | 10 to 19 Unit | Multifamily with 5+ units, 1-3 stories | Multi-Family with 5+ Units | 1000-1499 | 0-1499 | 3 | Electricity | 40% Conditioned | Room AC | Heating Only | Electricity Shared Heating | Boiler Baseboards Heating Only, Electricity | 80000-99999 | 100% CFL | Occupied | <1940 | Electricity | No | 67.9925 | 444.0027 | 25.7903 | 0 | 819.7198 | 106.3848 | 0 | 88.5075 | 0 | 6410.3435 | 0 | 0 | 3607.1187 | 39.2715 | 0 | 468.6206 | 16.412 | 3552.9006 | 0 | 0 | 0 | 467.4484 | 434.0383 | 0 | 0 | 0 | 0 | 0 | 0 | 0 | 0 | 0 | 0 | 0 | 0 | 0 | 0 | 0 | 0 | 0 | 0 | 0 | 16548.258 | 16548.258 | 16548.258 | 16548.258 | 0 | 0 | 0 | 2780.1103 | 0 | 0 | 0 | 6443.7151 | 0 | 0 | 0 | 5617.888 | 0 | 0 | 0 | 6828.8613 | 0 | 0 | 0 | 2780.1103 | 6443.7151 | 5617.888 | 6828.8613
213250 | 242.131 | 3301 | 4 | Standard Efficiency | Electric, 80% Usage | EnergyStar, 80% Usage | Electric, 80% Usage | 290 Rated kWh, 80% Usage | 400%+ | None | None | Single-Family Detached | Single-Family Detached | Single-Family Detached | 3000-3999 | 2500-3999 | 1 | Natural Gas | 100% Conditioned | Central AC | None | Natural Gas Fuel Furnace | None | 140000-159999 | 100% Incandescent | Occupied | 1960s | Natural Gas | Yes | 67.9925 | 320.0336 | 18.7565 | 1192.2131 | 4111.494 | 72.9747 | 0 | 240.6113 | 0 | 0 | 0 | 0 | 0 | 264.9362 | 99.9372 | 3321.6675 | 21.9803 | 1447.478 | 0 | 0 | 0 | 324.4297 | 434.0383 | 0 | 0 | 0 | 0 | 0 | 1944.8196 | 0 | 0 | 26391.0499 | 0 | 2733.1808 | 0 | 0 | 0 | 0 | 0 | 0 | 0 | 0 | 43007.5934 | 43007.5934 | 11938.8362 | 11938.8362 | 0 | 31069.0503 | 0 | 2136.2432 | 0 | 7083.0821 | 0 | 4480.6716 | 0 | 7083.0821 | 0 | 3979.7396 | 0 | 7083.0821 | 0 | 4737.0248 | 0 | 7083.0821 | 0 | 9219.3252 | 11563.7537 | 11062.8217 | 11820.1069
213310 | 242.131 | 2176 | 4 | Standard Efficiency | Electric, 100% Usage | EnergyStar, 100% Usage | Electric, 100% Usage | 290 Rated kWh, 100% Usage | 400%+ | None | None | Single-Family Detached | Single-Family Detached | Single-Family Detached | 2000-2499 | 1500-2499 | 1 | Natural Gas | 100% Conditioned | Central AC | None | Natural Gas Fuel Furnace | None | 200000+ | 100% Incandescent | Occupied | 1950s | Natural Gas | Yes | 67.9925 | 648.8593 | 37.8062 | 446.0542 | 3104.2088 | 160.6029 | 319.7405 | 1833.4526 | 0 | 0 | 0 | 0 | 0 | 208.6666 | 0 | 2355.9983 | 21.9803 | 3166.6329 | 0 | 0 | 0 | 537.1993 | 434.0383 | 0 | 0 | 0 | 0 | 0 | 0 | 0 | 0 | 73725.5445 | 0 | 5501.8232 | 0 | 0 | 0 | 0 | 0 | 0 | 0 | 0 | 92570.8935 | 92570.8935 | 13343.8189 | 13343.8189 | 0 | 79227.0746 | 0 | 2270.6122 | 0 | 18062.1684 | 0 | 4990.4822 | 0 | 18062.1684 | 0 | 4404.9598 | 0 | 18062.1684 | 0 | 5274.2877 | 0 | 18062.1684 | 0 | 20332.7806 | 23052.6506 | 22467.1282 | 23336.4561
213346 | 242.131 | 853 | 2 | Standard Efficiency | Electric, 80% Usage | Standard, 80% Usage | Electric, 80% Usage | None | 200-300% | 4 | None | 3 or 4 Unit | Multifamily with 2-4 Units | Multi-Family with 2 - 4 Units | 750-999 | 0-1499 | 1 | Natural Gas | 60% Conditioned | Room AC | None | Natural Gas Fuel Wall/Floor Furnace | None | 30000-34999 | 100% CFL | Occupied | <1940 | Electricity | No | 67.9925 | 441.9512 | 16.412 | 0 | 907.6411 | 0 | 0 | 0 | 0 | 0 | 0 | 0 | 906.1757 | 35.7547 | 0 | 390.3707 | 16.412 | 567.0925 | 0 | 0 | 0 | 277.5383 | 434.0383 | 258.1956 | 0 | 0 | 0 | 0 | 0 | 0 | 0 | 23365.3841 | 0 | 0 | 0 | 0 | 0 | 0 | 0 | 0 | 0 | 0 | 27684.9586 | 27684.9586 | 4319.5745 | 4319.5745 | 0 | 23365.3841 | 0 | 714.4592 | 0 | 5326.8414 | 0 | 1570.6897 | 0 | 5326.8414 | 0 | 1390.1041 | 0 | 5326.8414 | 0 | 1667.6537 | 0 | 5326.8414 | 0 | 6041.3006 | 6897.5311 | 6716.9455 | 6994.495
213351 | 242.131 | 1220 | 2 | Standard Efficiency | Electric, 80% Usage | EnergyStar, 80% Usage | Gas, 80% Usage | 290 Rated kWh, 80% Usage | 400%+ | None | None | Single-Family Detached | Single-Family Detached | Single-Family Detached | 1000-1499 | 0-1499 | 1 | Natural Gas | 100% Conditioned | Central AC | None | Natural Gas Fuel Furnace | None | 70000-79999 | 100% CFL | Occupied | 1960s | Electricity | Yes | 67.9925 | 320.0336 | 18.7565 | 342.307 | 2311.7446 | 72.9747 | 0 | 663.806 | 0 | 0 | 0 | 0 | 1298.0118 | 40.1507 | 0 | 491.1871 | 16.412 | 1116.6008 | 0 | 0 | 0 | 22.2734 | 400.042 | 0 | 0 | 0 | 0 | 0 | 0 | 0 | 0 | 26616.4215 | 0 | 0 | 0 | 0 | 650.9108 | 0 | 0 | 0 | 0 | 0 | 34449.6251 | 34449.6251 | 7182.5858 | 7182.5858 | 0 | 27267.3324 | 0 | 1230.8878 | 0 | 6216.3669 | 0 | 2655.4218 | 0 | 6216.3669 | 0 | 2351.5281 | 0 | 6216.3669 | 0 | 2811.2789 | 0 | 6216.3669 | 0 | 7447.2546 | 8871.7887 | 8567.8949 | 9027.6457
213393 | 242.131 | 2663 | 3 | Standard Efficiency | Electric, 100% Usage | Standard, 100% Usage | Electric, 100% Usage | 318 Rated kWh, 100% Usage | 400%+ | None | None | Single-Family Detached | Single-Family Detached | Single-Family Detached | 2500-2999 | 2500-3999 | 1 | Electricity | 100% Conditioned | Heat Pump | None | Electricity ASHP | None | 200000+ | 100% CFL | Occupied | 2010s | Electricity | Yes | 67.9925 | 525.7695 | 19.6358 | 197.5299 | 810.3415 | 60.3726 | 0 | 341.7209 | 1615.1147 | 3779.1514 | 0 | 0 | 1314.4237 | 58.3211 | 24.911 | 887.4192 | 21.9803 | 2377.3925 | 0 | 0 | 0 | 339.6694 | 434.0383 | 0 | 0 | 0 | 0 | 0 | 0 | 0 | 0 | 0 | 0 | 0 | 0 | 0 | 0 | 0 | 0 | 0 | 0 | 0 | 12875.7844 | 12875.7844 | 12875.7844 | 12875.7844 | 0 | 0 | 0 | 2240.9114 | 0 | 0 | 0 | 5170.6768 | 0 | 0 | 0 | 4509.1382 | 0 | 0 | 0 | 5456.4704 | 0 | 0 | 0 | 2240.9114 | 5170.6768 | 4509.1382 | 5456.4704
213487 | 242.131 | 617 | 1 | Standard Efficiency | Electric, 120% Usage | Standard, 120% Usage | Electric, 120% Usage | None | 400%+ | 20 | None | 20 to 49 Unit | Multifamily with 5+ units, 1-3 stories | Multi-Family with 5+ Units | 500-749 | 0-1499 | 2 | Natural Gas | 100% Conditioned | Central AC | Heating Only | Natural Gas Shared Heating | Boiler Baseboards Heating Only, Natural Gas | 50000-59999 | 100% Incandescent | Occupied | 1990s | Natural Gas | Yes | 67.9925 | 662.9268 | 24.911 | 339.6694 | 1493.4902 | 0 | 0 | 81.4738 | 0 | 0 | 0 | 0 | 0 | 130.7097 | 0 | 1017.8358 | 16.412 | 2742.8521 | 0 | 0 | 0 | 416.454 | 434.0383 | 245.8866 | 0 | 0 | 0 | 0 | 0 | 0 | 0 | 4102.7019 | 0 | 4060.4997 | 0 | 0 | 0 | 0 | 0 | 0 | 0 | 0 | 15837.8537 | 15837.8537 | 7674.6521 | 7674.6521 | 0 | 8163.2016 | 0 | 1254.9672 | 0 | 1861.0387 | 0 | 2787.0602 | 0 | 1861.0387 | 0 | 2459.9149 | 0 | 1861.0387 | 0 | 2967.0747 | 0 | 1861.0387 | 0 | 3116.0059 | 4648.0989 | 4320.9536 | 4828.1134
213568 | 242.131 | 1220 | 2 | Standard Efficiency | Electric, 100% Usage | EnergyStar, 100% Usage | Electric, 100% Usage | 290 Rated kWh, 100% Usage | 200-300% | None | None | Single-Family Detached | Single-Family Detached | Single-Family Detached | 1000-1499 | 0-1499 | 1 | Natural Gas | 100% Conditioned | Central AC | None | Natural Gas Fuel Furnace | None | 45000-49999 | 100% Incandescent | Occupied | 1990s | Natural Gas | Yes | 67.9925 | 400.042 | 23.4457 | 747.9174 | 2554.1144 | 91.1451 | 319.7405 | 63.5964 | 0 | 0 | 0 | 0 | 0 | 160.896 | 0 | 1535.3993 | 16.412 | 2233.2016 | 0 | 0 | 0 | 405.6104 | 434.0383 | 0 | 0 | 0 | 0 | 0 | 0 | 0 | 0 | 7487.6728 | 0 | 3917.7741 | 0 | 0 | 0 | 0 | 0 | 0 | 0 | 0 | 20459.2914 | 20459.2914 | 9053.8446 | 9053.8446 | 0 | 11405.7399 | 0 | 1513.5584 | 0 | 2600.2564 | 0 | 3280.5125 | 0 | 2600.2564 | 0 | 2906.7106 | 0 | 2600.2564 | 0 | 3477.2981 | 0 | 2600.2564 | 0 | 4113.8147 | 5880.7688 | 5506.967 | 6077.5544
213576 | 242.131 | 333 | 1 | Standard Efficiency | Electric, 80% Usage | EnergyStar, 80% Usage | Gas, 80% Usage | 318 Rated kWh, 80% Usage | 100-150% | 14 | None | 10 to 19 Unit | Multifamily with 5+ units, 1-3 stories | Multi-Family with 5+ Units | 0-499 | 0-1499 | 2 | Natural Gas | 60% Conditioned | Room AC | Heating Only | Natural Gas Shared Heating | Boiler Baseboards Heating Only, Natural Gas | 15000-19999 | 100% Incandescent | Occupied | 1950s | Natural Gas | No | 67.9925 | 231.8192 | 13.4813 | 0 | 617.5007 | 51.5805 | 0 | 19.3427 | 0 | 0 | 0 | 0 | 0 | 116.6423 | 0 | 774.0007 | 16.412 | 628.6374 | 0 | 0 | 0 | 19.0496 | 480.0504 | 230.94 | 0 | 0 | 0 | 0 | 0 | 0 | 0 | 655.0138 | 0 | 2182.5003 | 0 | 0 | 555.9558 | 0 | 0 | 0 | 0 | 0 | 6661.2124 | 6661.2124 | 3267.7424 | 3267.7424 | 0 | 3393.4699 | 0 | 540.5551 | 0 | 773.6458 | 0 | 1192.556 | 0 | 773.6458 | 0 | 1054.6449 | 0 | 773.6458 | 0 | 1267.7979 | 0 | 773.6458 | 0 | 1314.2009 | 1966.2018 | 1828.2907 | 2041.4437
213661 | 242.131 | 1690 | 3 | Standard Efficiency | Electric, 120% Usage | Standard, 120% Usage | Electric, 120% Usage | None | 400%+ | None | None | Single-Family Detached | Single-Family Detached | Single-Family Detached | 1500-1999 | 1500-2499 | 2 | Electricity | 100% Conditioned | Central AC | None | Electricity Electric Furnace | None | 200000+ | 100% Incandescent | Occupied | 1990s | Electricity | Yes | 67.9925 | 630.6889 | 23.7388 | 366.6319 | 1730.5847 | 0 | 319.7405 | 222.734 | 0 | 13009.4248 | 0 | 0 | 2119.49 | 184.6348 | 99.9372 | 1938.9582 | 21.9803 | 4135.8189 | 0 | 0 | 0 | 407.3688 | 434.0383 | 0 | 0 | 0 | 0 | 0 | 0 | 649.1524 | 0 | 0 | 0 | 0 | 0 | 0 | 0 | 0 | 0 | 0 | 0 | 0 | 26362.915 | 26362.915 | 25713.4695 | 25713.4695 | 0 | 649.1524 | 0 | 4484.6233 | 0 | 148.004 | 0 | 10350.9584 | 0 | 148.004 | 0 | 9017.4993 | 0 | 148.004 | 0 | 10932.8131 | 0 | 148.004 | 0 | 4632.6273 | 10498.9624 | 9165.5033 | 11080.8171
213674 | 242.131 | 1675 | 3 | None | Electric, 80% Usage | EnergyStar, 80% Usage | Electric, 80% Usage | 290 Rated kWh, 80% Usage | 400%+ | None | 7 | Single-Family Attached | Single-Family Attached | Single-Family Attached | 1500-1999 | 1500-2499 | 2 | Electricity | 100% Conditioned | Heat Pump | None | Electricity ASHP | None | 80000-99999 | 100% CFL | Occupied | 1980s | Electricity | Yes | 0 | 231.8192 | 13.4813 | 320.0336 | 1148.8386 | 48.3567 | 0 | 411.7649 | 2427.8007 | 6269.0833 | 0 | 0 | 816.496 | 46.0122 | 0 | 616.0354 | 21.9803 | 864.2666 | 0 | 0 | 0 | 277.5383 | 480.0504 | 0 | 0 | 0 | 0 | 0 | 0 | 0 | 0 | 0 | 0 | 0 | 0 | 0 | 0 | 0 | 0 | 0 | 0 | 0 | 13993.2644 | 13993.2644 | 13993.2644 | 13993.2644 | 0 | 0 | 0 | 2522.5968 | 0 | 0 | 0 | 5798.1057 | 0 | 0 | 0 | 5044.1626 | 0 | 0 | 0 | 6126.9624 | 0 | 0 | 0 | 2522.5968 | 5798.1057 | 5044.1626 | 6126.9624
213701 | 242.131 | 617 | 2 | Standard Efficiency | None | None | Gas, 120% Usage | 290 Rated kWh, 120% Usage | 150-200% | 67 | None | 50 or more Unit | Multifamily with 5+ units, 1-3 stories | Multi-Family with 5+ Units | 500-749 | 0-1499 | 3 | Natural Gas | 100% Conditioned | Central AC | None | Natural Gas Fuel Furnace | None | 30000-34999 | 100% LED | Occupied | 1990s | Natural Gas | Yes | 67.9925 | 0 | 0 | 283.1067 | 1144.7356 | 99.3511 | 0 | 7.6198 | 0 | 0 | 0 | 0 | 0 | 21.6873 | 0 | 248.8173 | 16.412 | 3133.2228 | 0 | 0 | 0 | 31.9447 | 400.042 | 282.2274 | 0 | 0 | 0 | 0 | 0 | 0 | 0 | 480.3435 | 0 | 5597.6574 | 0 | 0 | 937.2413 | 0 | 0 | 0 | 0 | 0 | 12752.4015 | 12752.4015 | 5736.8662 | 5736.8662 | 0 | 7015.5353 | 0 | 987.7532 | 0 | 1599.3789 | 0 | 2169.4085 | 0 | 1599.3789 | 0 | 1913.0821 | 0 | 1599.3789 | 0 | 2302.2108 | 0 | 1599.3789 | 0 | 2587.1321 | 3768.7874 | 3512.461 | 3901.5897
213718 | 242.131 | 617 | 1 | Standard Efficiency | Electric, 100% Usage | EnergyStar, 100% Usage | Electric, 100% Usage | None | 200-300% | 323 | None | 50 or more Unit | Multifamily with 5+ units, 1-3 stories | Multi-Family with 5+ Units | 500-749 | 0-1499 | 2 | Electricity | 100% Conditioned | Heat Pump | None | Electricity ASHP | None | 30000-34999 | 100% CFL | Occupied | 1980s | Electricity | Yes | 67.9925 | 289.8473 | 16.9981 | 268.16 | 1118.9453 | 0 | 0 | 193.72 | 477.7058 | 2070.254 | 0 | 0 | 1291.2711 | 32.824 | 0 | 325.602 | 16.412 | 1371.2795 | 0 | 0 | 0 | 346.9961 | 434.0383 | 0 | 0 | 0 | 0 | 0 | 0 | 0 | 0 | 0 | 0 | 0 | 0 | 0 | 0 | 0 | 0 | 0 | 0 | 0 | 8321.753 | 8321.753 | 8321.753 | 8321.753 | 0 | 0 | 0 | 1475.7419 | 0 | 0 | 0 | 3331.4586 | 0 | 0 | 0 | 2915.943 | 0 | 0 | 0 | 3504.2083 | 0 | 0 | 0 | 1475.7419 | 3331.4586 | 2915.943 | 3504.2083
213848 | 242.131 | 1690 | 3 | Standard Efficiency | Electric, 100% Usage | Standard, 100% Usage | Electric, 100% Usage | 318 Rated kWh, 100% Usage | 0-100% | None | None | Single-Family Detached | Single-Family Detached | Single-Family Detached | 1500-1999 | 1500-2499 | 2 | Electricity | 100% Conditioned | Central AC | None | Electricity Electric Furnace | None | 10000-14999 | 100% LED | Occupied | 1990s | Electricity | Yes | 81.7668 | 762.864 | 28.4279 | 421.1431 | 2551.4767 | 97.5927 | 0 | 198.9953 | 0 | 11239.8617 | 0 | 0 | 2222.9441 | 30.7725 | 16.7051 | 473.6028 | 21.9803 | 2382.6678 | 0 | 0 | 0 | 405.6104 | 434.0383 | 0 | 0 | 0 | 0 | 0 | 0 | 0 | 0 | 0 | 0 | 0 | 0 | 0 | 0 | 0 | 0 | 0 | 0 | 0 | 21370.1563 | 21370.1563 | 21370.1563 | 21370.1563 | 0 | 0 | 0 | 3616.4335 | 0 | 0 | 0 | 8401.1353 | 0 | 0 | 0 | 7317.0922 | 0 | 0 | 0 | 8909.8736 | 0 | 0 | 0 | 3616.4335 | 8401.1353 | 7317.0922 | 8909.8736
213851 | 242.131 | 1690 | 3 | Standard Efficiency | Electric, 100% Usage | EnergyStar, 100% Usage | Electric, 100% Usage | None | 200-300% | None | None | Single-Family Detached | Single-Family Detached | Single-Family Detached | 1500-1999 | 1500-2499 | 1 | Electricity | 100% Conditioned | Heat Pump | None | Electricity ASHP | None | 50000-59999 | 100% CFL | Occupied | 1970s | Natural Gas | Yes | 81.7668 | 524.5972 | 30.7725 | 1249.655 | 4859.7045 | 0 | 0 | 494.1178 | 3345.9924 | 5748.8821 | 0 | 0 | 0 | 46.0122 | 24.911 | 620.1384 | 21.9803 | 2697.4261 | 0 | 0 | 0 | 471.2583 | 480.0504 | 0 | 0 | 0 | 0 | 0 | 0 | 0 | 0 | 0 | 0 | 4628.7645 | 0 | 0 | 0 | 0 | 0 | 0 | 0 | 0 | 25326.0296 | 25326.0296 | 20697.5582 | 20697.5582 | 0 | 4628.7645 | 0 | 3637.653 | 0 | 1055.2368 | 0 | 8330.3391 | 0 | 1055.2368 | 0 | 7289.3142 | 0 | 1055.2368 | 0 | 8600.3853 | 0 | 1055.2368 | 0 | 4692.8898 | 9385.5759 | 8344.551 | 9655.6221
213860 | 242.131 | 853 | 1 | Standard Efficiency | Electric, 80% Usage | Standard, 80% Usage | Electric, 80% Usage | None | 300-400% | 43 | None | 20 to 49 Unit | Multifamily with 5+ units, 1-3 stories | Multi-Family with 5+ Units | 750-999 | 0-1499 | 3 | Electricity | 100% Conditioned | Heat Pump | None | Electricity ASHP | None | 45000-49999 | 100% Incandescent | Occupied | 1990s | Electricity | Yes | 67.9925 | 441.9512 | 16.412 | 350.2199 | 1543.3123 | 0 | 0 | 203.0983 | 337.6179 | 1958.0078 | 0 | 0 | 880.3855 | 142.7256 | 0 | 1220.3479 | 16.412 | 733.2638 | 0 | 0 | 0 | 277.5383 | 480.0504 | 0 | 0 | 0 | 0 | 0 | 0 | 0 | 0 | 0 | 0 | 0 | 0 | 0 | 0 | 0 | 0 | 0 | 0 | 0 | 8669.6284 | 8669.6284 | 8669.6284 | 8669.6284 | 0 | 0 | 0 | 1483.0506 | 0 | 0 | 0 | 3345.525 | 0 | 0 | 0 | 2931.8737 | 0 | 0 | 0 | 3530.8047 | 0 | 0 | 0 | 1483.0506 | 3345.525 | 2931.8737 | 3530.8047
213923 | 242.131 | 617 | 1 | None | Electric, 80% Usage | Standard, 80% Usage | Electric, 80% Usage | 290 Rated kWh, 80% Usage | 300-400% | 12 | None | 10 to 19 Unit | Multifamily with 5+ units, 1-3 stories | Multi-Family with 5+ Units | 500-749 | 0-1499 | 2 | Electricity | 100% Conditioned | Heat Pump | None | Electricity ASHP | None | 35000-39999 | 100% LED | Occupied | 1980s | Electricity | Yes | 0 | 441.9512 | 16.412 | 315.0514 | 1283.0651 | 48.3567 | 0 | 267.2808 | 665.2713 | 2974.3783 | 0 | 0 | 824.702 | 21.6873 | 0 | 248.8173 | 16.412 | 685.7863 | 0 | 0 | 0 | 277.5383 | 434.0383 | 0 | 0 | 0 | 0 | 0 | 0 | 0 | 0 | 0 | 0 | 0 | 0 | 0 | 0 | 0 | 0 | 0 | 0 | 0 | 8520.7483 | 8520.7483 | 8520.7483 | 8520.7483 | 0 | 0 | 0 | 1484.23 | 0 | 0 | 0 | 3385.1603 | 0 | 0 | 0 | 2956.8344 | 0 | 0 | 0 | 3558.1069 | 0 | 0 | 0 | 1484.23 | 3385.1603 | 2956.8344 | 3558.1069
213954 | 242.131 | 3301 | 5 | None | Electric, 100% Usage | EnergyStar, 100% Usage | Propane, 100% Usage | 290 Rated kWh, 100% Usage | 400%+ | None | None | Single-Family Detached | Single-Family Detached | Single-Family Detached | 3000-3999 | 2500-3999 | 2 | Fuel Oil | 100% Conditioned | Central AC | None | Fuel Oil Fuel Furnace | None | 160000-179999 | 100% CFL | Occupied | 1950s | Electricity | Yes | 0 | 648.8593 | 37.8062 | 2201.2568 | 7298.3489 | 160.6029 | 319.7405 | 564.4549 | 0 | 0 | 0 | 0 | 3829.2666 | 66.2341 | 24.911 | 1062.6757 | 27.2556 | 3524.4727 | 0 | 0 | 0 | 36.927 | 434.0383 | 0 | 0 | 61365.5652 | 0 | 0 | 0 | 0 | 0 | 0 | 0 | 0 | 0 | 0 | 0 | 0 | 0 | 0 | 0 | 1080.8461 | 82683.5548 | 82683.5548 | 20237.1435 | 20237.1435 | 61365.5652 | 0 | 1080.8461 | 3386.4372 | 18605.9626 | 0 | 297.4568 | 7242.2685 | 18605.9626 | 0 | 297.4568 | 6440.7608 | 18605.9626 | 0 | 297.4568 | 7660.5292 | 18605.9626 | 0 | 297.4568 | 22289.8566 | 26145.6879 | 25344.1802 | 26563.9486
214025 | 242.131 | 1220 | 3 | None | None | EnergyStar, 100% Usage | Electric, 100% Usage | None | 400%+ | None | None | Single-Family Detached | Single-Family Detached | Single-Family Detached | 1000-1499 | 0-1499 | 2 | Fuel Oil | 20% Conditioned | Room AC | None | Fuel Oil Fuel Boiler | None | 70000-79999 | 100% Incandescent | Occupied | 1950s | Electricity | Yes | 0 | 0 | 23.4457 | 0 | 941.0512 | 0 | 0 | 187.5655 | 0 | 0 | 834.9595 | 824.9951 | 1963.5762 | 160.896 | 0 | 1535.3993 | 21.9803 | 2233.2016 | 0 | 0 | 0 | 405.6104 | 434.0383 | 0 | 0 | 22874.197 | 0 | 0 | 0 | 0 | 0 | 0 | 0 | 0 | 0 | 0 | 0 | 0 | 0 | 0 | 0 | 0 | 32440.916 | 32440.916 | 9566.7189 | 9566.7189 | 22874.197 | 0 | 0 | 1633.2727 | 6935.3979 | 0 | 0 | 3602.9618 | 6935.3979 | 0 | 0 | 3171.3591 | 6935.3979 | 0 | 0 | 3848.348 | 6935.3979 | 0 | 0 | 8568.6706 | 10538.3596 | 10106.7569 | 10783.7458
214078 | 242.131 | 1690 | 2 | Standard Efficiency | Gas, 80% Usage | Standard, 80% Usage | Electric, 80% Usage | None | 100-150% | None | None | Single-Family Detached | Single-Family Detached | Single-Family Detached | 1500-1999 | 1500-2499 | 1 | Electricity | 100% Conditioned | Central AC | None | Electricity Baseboard | None | 10000-14999 | 100% CFL | Occupied | <1940 | Electricity | Yes | 67.9925 | 37.5131 | 15.8258 | 1171.4051 | 4205.5699 | 0 | 0 | 0 | 0 | 13398.037 | 0 | 0 | 838.4763 | 46.0122 | 0 | 620.1384 | 16.412 | 1033.9547 | 0 | 0 | 0 | 271.6769 | 914.0887 | 0 | 0 | 0 | 0 | 499.3931 | 0 | 0 | 0 | 0 | 0 | 0 | 0 | 0 | 0 | 0 | 0 | 0 | 0 | 0 | 23136.4956 | 23136.4956 | 22637.1025 | 22637.1025 | 0 | 499.3931 | 0 | 4138.7124 | 0 | 113.8494 | 0 | 9387.5273 | 0 | 113.8494 | 0 | 8197.4719 | 0 | 113.8494 | 0 | 9842.2096 | 0 | 113.8494 | 0 | 4252.5618 | 9501.3767 | 8311.3213 | 9956.059
214187 | 242.131 | 617 | 1 | None | Electric, 120% Usage | Standard, 120% Usage | Electric, 120% Usage | None | 300-400% | 67 | None | 50 or more Unit | Multifamily with 5+ units, 1-3 stories | Multi-Family with 5+ Units | 500-749 | 0-1499 | 3 | Electricity | 100% Conditioned | Heat Pump | None | Electricity ASHP | None | 50000-59999 | 100% Incandescent | Vacant | 1960s | Electricity | No | 0 | 0 | 0 | 267.867 | 1172.8704 | 0 | 0 | 78.8361 | 31.6517 | 803.6009 | 0 | 0 | 356.3744 | 0 | 0 | 0 | 16.412 | 0 | 0 | 0 | 0 | 0 | 480.0504 | 0 | 0 | 0 | 0 | 0 | 0 | 0 | 0 | 0 | 0 | 0 | 0 | 0 | 0 | 0 | 0 | 0 | 0 | 0 | 3207.6629 | 3207.6629 | 3207.6629 | 3207.6629 | 0 | 0 | 0 | 566.2665 | 0 | 0 | 0 | 1241.8597 | 0 | 0 | 0 | 1096.3523 | 0 | 0 | 0 | 1287.7478 | 0 | 0 | 0 | 566.2665 | 1241.8597 | 1096.3523 | 1287.7478
214201 | 242.131 | 1690 | 3 | Standard Efficiency | Electric, 120% Usage | Standard, 120% Usage | Electric, 120% Usage | 318 Rated kWh, 120% Usage | 150-200% | None | None | Single-Family Detached | Single-Family Detached | Single-Family Detached | 1500-1999 | 1500-2499 | 2 | Electricity | 100% Conditioned | Central AC | None | Electricity Electric Furnace | None | 50000-59999 | 100% CFL | Occupied | 1990s | Electricity | Yes | 67.9925 | 1768.977 | 66.2341 | 575.2985 | 3903.4136 | 250.8688 | 0 | 283.6928 | 0 | 12193.2219 | 0 | 0 | 8818.5085 | 46.0122 | 24.911 | 620.1384 | 21.9803 | 6653.8856 | 0 | 0 | -3594.2236 | 723.8855 | 1111.0324 | 0 | 0 | 0 | 0 | 0 | 0 | 0 | 0 | 0 | 0 | 0 | 0 | 0 | 0 | 0 | 0 | 0 | 0 | 0 | 33535.8295 | 37129.76 | 33535.8295 | 37129.76 | 0 | 0 | 0 | 6029.9644 | 0 | 0 | 0 | 13733.7605 | 0 | 0 | 0 | 11989.9949 | 0 | 0 | 0 | 14441.7846 | 0 | 0 | 0 | 6029.9644 | 13733.7605 | 11989.9949 | 14441.7846
214211 | 242.131 | 3301 | 5 | Standard Efficiency | Gas, 100% Usage | EnergyStar, 100% Usage | Electric, 100% Usage | 318 Rated kWh, 100% Usage | 400%+ | None | None | Single-Family Detached | Single-Family Detached | Single-Family Detached | 3000-3999 | 2500-3999 | 2 | Natural Gas | 60% Conditioned | Central AC | None | Natural Gas Fuel Furnace | None | 200000+ | 100% Incandescent | Occupied | 1960s | Natural Gas | Yes | 67.9925 | 80.3015 | 52.4597 | 1093.1551 | 4651.9171 | 246.1797 | 319.7405 | 1372.7449 | 0 | 0 | 0 | 0 | 0 | 264.9362 | 99.9372 | 3321.6675 | 27.2556 | 4153.9893 | 0 | 0 | -5063.975 | 669.0813 | 434.0383 | 0 | 0 | 0 | 0 | 1065.8995 | 0 | 0 | 0 | 55066.2956 | 0 | 8003.7709 | 0 | 0 | 0 | 0 | 0 | 0 | 0 | 0 | 75927.9736 | 80991.9486 | 11791.7145 | 16855.6895 | 0 | 64136.2591 | 0 | 2362.5921 | 0 | 14621.712 | 0 | 4935.0954 | 0 | 14621.712 | 0 | 4355.3944 | 0 | 14621.712 | 0 | 5211.799 | 0 | 14621.712 | 0 | 16984.3041 | 19556.8074 | 18977.1064 | 19833.511
214294 | 242.131 | 2176 | 4 | None | Electric, 80% Usage | Standard, 80% Usage | Electric, 80% Usage | 290 Rated kWh, 80% Usage | 400%+ | None | None | Single-Family Detached | Single-Family Detached | Single-Family Detached | 2000-2499 | 1500-2499 | 2 | Natural Gas | 100% Conditioned | Central AC | None | Natural Gas Fuel Furnace | None | 140000-159999 | 100% LED | Occupied | 1970s | Natural Gas | Yes | 0 | 989.701 | 36.927 | 815.0306 | 3803.7694 | 128.3651 | 0 | 215.4072 | 0 | 0 | 0 | 0 | 0 | 34.8755 | 0 | 575.5916 | 21.9803 | 1583.463 | 0 | 0 | 0 | 429.9353 | 868.0765 | 0 | 0 | 0 | 0 | 0 | 0 | 0 | 0 | 15928.4127 | 0 | 3938.5821 | 0 | 0 | 0 | 0 | 0 | 0 | 0 | 0 | 29370.1173 | 29370.1173 | 9502.8294 | 9502.8294 | 0 | 19867.2878 | 0 | 1626.5228 | 0 | 4529.3171 | 0 | 3509.7821 | 0 | 4529.3171 | 0 | 3117.8665 | 0 | 4529.3171 | 0 | 3660.5172 | 0 | 4529.3171 | 0 | 6155.8399 | 8039.0992 | 7647.1836 | 8189.8343
214376 | 242.131 | 1202 | 3 | None | Electric, 120% Usage | EnergyStar, 120% Usage | Electric, 120% Usage | None | 100-150% | None | 5 | Single-Family Attached | Single-Family Attached | Single-Family Attached | 1000-1499 | 0-1499 | 2 | Natural Gas | 100% Conditioned | Central AC | None | Natural Gas Fuel Furnace | None | 15000-19999 | 100% CFL | Vacant | 1940s | Natural Gas | Yes | 0 | 0 | 0 | 346.41 | 3035.6301 | 0 | 0 | 156.5 | 0 | 0 | 0 | 0 | 0 | 0 | 0 | 0 | 21.9803 | 0 | 0 | 0 | 0 | 0 | 434.0383 | 0 | 0 | 0 | 0 | 0 | 0 | 0 | 0 | 6277.5823 | 0 | 1628.5959 | 0 | 0 | 0 | 0 | 0 | 0 | 0 | 0 | 11900.4439 | 11900.4439 | 3994.2656 | 3994.2656 | 0 | 7906.1783 | 0 | 704.2421 | 0 | 1802.4495 | 0 | 1440.6416 | 0 | 1802.4495 | 0 | 1293.5334 | 0 | 1802.4495 | 0 | 1487.9218 | 0 | 1802.4495 | 0 | 2506.6916 | 3243.0911 | 3095.9829 | 3290.3713
214401 | 242.131 | 8194 | 2 | Standard Efficiency | Electric, 120% Usage | EnergyStar, 120% Usage | Electric, 120% Usage | 290 Rated kWh, 120% Usage | 100-150% | None | None | Single-Family Detached | Single-Family Detached | Single-Family Detached | 4000+ | 4000+ | 2 | Electricity | 100% Conditioned | Heat Pump | None | Electricity ASHP | None | 15000-19999 | 100% CFL | Occupied | 1990s | Electricity | Yes | 67.9925 | 331.7565 | 19.6358 | 1150.3039 | 2983.7566 | 67.6994 | 319.7405 | 351.0991 | 2796.7772 | 5158.0508 | 0 | 0 | 2036.8439 | 127.4859 | 24.911 | 2406.1135 | 16.412 | 8272.5171 | 0 | 0 | 0 | 407.3688 | 914.0887 | 634.2058 | 0 | 0 | 0 | 0 | 0 | 0 | 0 | 0 | 0 | 0 | 0 | 0 | 0 | 0 | 0 | 0 | 0 | 0 | 28086.7591 | 28086.7591 | 28086.7591 | 28086.7591 | 0 | 0 | 0 | 5196.2757 | 0 | 0 | 0 | 11784.1774 | 0 | 0 | 0 | 10315.6312 | 0 | 0 | 0 | 12150.6827 | 0 | 0 | 0 | 5196.2757 | 11784.1774 | 10315.6312 | 12150.6827
214407 | 242.131 | 2176 | 4 | Standard Efficiency | Electric, 100% Usage | Standard, 100% Usage | Electric, 100% Usage | None | 400%+ | None | None | Single-Family Detached | Single-Family Detached | Single-Family Detached | 2000-2499 | 1500-2499 | 2 | Electricity | 100% Conditioned | Central AC | None | Electricity Baseboard | None | 180000-199999 | 100% Incandescent | Occupied | 1980s | Electricity | Yes | 81.7668 | 1237.053 | 46.3052 | 917.3124 | 3824.5775 | 0 | 0 | 0 | 0 | 5635.4636 | 0 | 0 | 3560.8135 | 208.6666 | 0 | 2355.9983 | 21.9803 | 3166.6329 | 0 | 0 | 0 | 537.1993 | 1160.8545 | 0 | 0 | 0 | 0 | 0 | 0 | 0 | 0 | 0 | 0 | 0 | 0 | 0 | 0 | 0 | 0 | 0 | 0 | 0 | 22754.624 | 22754.624 | 22754.624 | 22754.624 | 0 | 0 | 0 | 3847.9801 | 0 | 0 | 0 | 8729.8415 | 0 | 0 | 0 | 7652.4652 | 0 | 0 | 0 | 9185.3385 | 0 | 0 | 0 | 3847.9801 | 8729.8415 | 7652.4652 | 9185.3385
214444 | 242.131 | 2152 | 4 | Standard Efficiency | Gas, 100% Usage | Standard, 100% Usage | Gas, 100% Usage | 318 Rated kWh, 100% Usage | 400%+ | None | 144 | Single-Family Attached | Single-Family Attached | Single-Family Attached | 2000-2499 | 1500-2499 | 2 | Natural Gas | 100% Conditioned | Central AC | None | Natural Gas Fuel Furnace | None | 100000-119999 | 100% Incandescent | Occupied | 1990s | Electricity | Yes | 67.9925 | 63.0103 | 26.3764 | 819.7198 | 3629.9783 | 88.5075 | 319.7405 | 357.5467 | 0 | 0 | 0 | 0 | 2186.0171 | 207.4943 | 0 | 2335.4834 | 21.9803 | 1932.8037 | 0 | 0 | 0 | 26.6695 | 890.9361 | 361.9428 | 0 | 0 | 0 | 837.5971 | 0 | 0 | 0 | 17759.8138 | 0 | 0 | 0 | 0 | 781.0344 | 0 | 0 | 0 | 0 | 0 | 32714.9374 | 32714.9374 | 13336.4921 | 13336.4921 | 0 | 19378.1522 | 0 | 2299.2207 | 0 | 4417.8468 | 0 | 5015.1667 | 0 | 4417.8468 | 0 | 4635.3979 | 0 | 4417.8468 | 0 | 5526.1226 | 0 | 4417.8468 | 0 | 6717.0675 | 9433.0135 | 9053.2447 | 9943.9694
214511 | 242.131 | 1675 | 3 | Standard Efficiency | Electric, 100% Usage | Standard, 100% Usage | Electric, 100% Usage | None | 400%+ | None | 10 | Single-Family Attached | Single-Family Attached | Single-Family Attached | 1500-1999 | 1500-2499 | 2 | Fuel Oil | 20% Conditioned | Room AC | None | Fuel Oil Fuel Boiler | None | 120000-139999 | 100% LED | Occupied | <1940 | Natural Gas | Yes | 67.9925 | 705.129 | 26.3764 | 0 | 647.1009 | 0 | 0 | 245.0074 | 0 | 0 | 0 | 0 | 0 | 30.4794 | 0 | 470.6721 | 21.9803 | 1859.5359 | 0 | 0 | 0 | 389.4915 | 868.0765 | 0 | 0 | 31751.9059 | 0 | 0 | 0 | 0 | 0 | 0 | 0 | 3664.8537 | 0 | 0 | 0 | 0 | 0 | 0 | 0 | 0 | 40748.6016 | 40748.6016 | 5331.842 | 5331.842 | 31751.9059 | 3664.8537 | 0 | 900.228 | 9627.1456 | 835.4922 | 0 | 2000.5791 | 9627.1456 | 835.4922 | 0 | 1762.7969 | 9627.1456 | 835.4922 | 0 | 2124.6348 | 9627.1456 | 835.4922 | 0 | 11362.8658 | 12463.2169 | 12225.4347 | 12587.2726
214571 | 242.131 | 1220 | 3 | Standard Efficiency | Electric, 100% Usage | EnergyStar, 100% Usage | Propane, 100% Usage | None | 400%+ | None | None | Single-Family Detached | Single-Family Detached | Single-Family Detached | 1000-1499 | 0-1499 | 1 | Fuel Oil | 100% Conditioned | Central AC | None | Fuel Oil Fuel Furnace | None | 120000-139999 | 100% LED | Occupied | 1940s | Electricity | Yes | 67.9925 | 400.042 | 23.4457 | 1322.6297 | 5664.4776 | 0 | 319.7405 | 176.4288 | 0 | 0 | 0 | 0 | 2152.607 | 26.9625 | 0 | 375.131 | 21.9803 | 2233.2016 | 1697.4676 | 1853.3814 | 0 | 27.8418 | 434.0383 | 0 | 0 | 18671.5579 | 0 | 0 | 0 | 0 | 0 | 0 | 0 | 0 | 0 | 0 | 0 | 0 | 0 | 0 | 0 | 813.5653 | 36282.4915 | 36282.4915 | 16797.3684 | 16797.3684 | 18671.5579 | 0 | 813.5653 | 2703.9526 | 5661.2111 | 0 | 223.8565 | 5940.3754 | 5661.2111 | 0 | 223.8565 | 5573.9113 | 5661.2111 | 0 | 223.8565 | 6547.1632 | 5661.2111 | 0 | 223.8565 | 8589.0201 | 11825.4429 | 11458.9789 | 12432.2307
214730 | 242.131 | 617 | 2 | Standard Efficiency | Electric, 100% Usage | EnergyStar, 100% Usage | Electric, 100% Usage | 318 Rated kWh, 100% Usage | 150-200% | 36 | None | 20 to 49 Unit | Multifamily with 5+ units, 1-3 stories | Multi-Family with 5+ Units | 500-749 | 0-1499 | 2 | Electricity | None | None | None | Electricity Baseboard | None | 35000-39999 | 100% Incandescent | Occupied | 1970s | Electricity | No | 67.9925 | 450.1572 | 26.3764 | 0 | 0 | 112.5393 | 0 | 0 | 0 | 3730.5017 | 0 | 0 | 2571.1125 | 130.7097 | 0 | 1017.8358 | 16.412 | 1761.6502 | 0 | 0 | 0 | 431.9868 | 480.0504 | 0 | 0 | 0 | 0 | 0 | 0 | 0 | 0 | 0 | 0 | 0 | 0 | 0 | 0 | 0 | 0 | 0 | 0 | 0 | 10797.6174 | 10797.6174 | 10797.6174 | 10797.6174 | 0 | 0 | 0 | 1872.9795 | 0 | 0 | 0 | 4307.6615 | 0 | 0 | 0 | 3752.9598 | 0 | 0 | 0 | 4594.2253 | 0 | 0 | 0 | 1872.9795 | 4307.6615 | 3752.9598 | 4594.2253
214862 | 242.131 | 1675 | 3 | None | Electric, 100% Usage | Standard, 100% Usage | Electric, 100% Usage | None | 200-300% | None | 8 | Single-Family Attached | Single-Family Attached | Single-Family Attached | 1500-1999 | 1500-2499 | 2 | Natural Gas | 100% Conditioned | Central AC | None | Natural Gas Fuel Furnace | None | 50000-59999 | 100% LED | Occupied | 1980s | Natural Gas | Yes | 0 | 1011.0952 | 37.8062 | 429.6422 | 2035.9647 | 0 | 0 | 370.4418 | 0 | 0 | 0 | 0 | 0 | 30.4794 | 0 | 470.6721 | 21.9803 | 2121.5415 | 0 | 0 | 0 | 474.4821 | 434.0383 | 0 | 0 | 0 | 0 | 0 | 0 | 0 | 0 | 19486.5885 | 0 | 4374.0857 | 0 | 0 | 0 | 0 | 0 | 0 | 0 | 0 | 31298.818 | 31298.818 | 7438.1438 | 7438.1438 | 0 | 23860.6742 | 0 | 1265.2905 | 0 | 5439.7568 | 0 | 2744.4547 | 0 | 5439.7568 | 0 | 2428.9481 | 0 | 5439.7568 | 0 | 2906.8907 | 0 | 5439.7568 | 0 | 6705.0473 | 8184.2116 | 7868.705 | 8346.6475
214894 | 242.131 | 1690 | 3 | Standard Efficiency | Electric, 80% Usage | Standard, 80% Usage | Electric, 80% Usage | None | 400%+ | None | None | Single-Family Detached | Single-Family Detached | Single-Family Detached | 1500-1999 | 1500-2499 | 1 | Natural Gas | 60% Conditioned | Room AC | None | Natural Gas Fuel Wall/Floor Furnace | None | 50000-59999 | 100% CFL | Occupied | <1940 | Electricity | Yes | 67.9925 | 420.557 | 15.8258 | 0 | 2669.5844 | 0 | 0 | 0 | 0 | 0 | 0 | 0 | 825.2881 | 46.0122 | 0 | 620.1384 | 21.9803 | 1033.9547 | 0 | 0 | 0 | 271.6769 | 868.0765 | 0 | 0 | 0 | 0 | 0 | 0 | 0 | 0 | 52697.4022 | 0 | 0 | 0 | 0 | 0 | 0 | 0 | 0 | 0 | 0 | 59558.489 | 59558.489 | 6861.0868 | 6861.0868 | 0 | 52697.4022 | 0 | 1149.2452 | 0 | 12013.9019 | 0 | 2487.2438 | 0 | 12013.9019 | 0 | 2211.2628 | 0 | 12013.9019 | 0 | 2602.0589 | 0 | 12013.9019 | 0 | 13163.1472 | 14501.1458 | 14225.1647 | 14615.9609
214932 | 242.131 | 2176 | 2 | Standard Efficiency | Electric, 120% Usage | Standard, 120% Usage | Electric, 120% Usage | None | 400%+ | None | None | Single-Family Detached | Single-Family Detached | Single-Family Detached | 2000-2499 | 1500-2499 | 1 | Electricity | 100% Conditioned | Heat Pump | None | Electricity ASHP | None | 70000-79999 | 100% Incandescent | Occupied | 1980s | Electricity | Yes | 67.9925 | 630.6889 | 23.7388 | 445.175 | 2498.7239 | 0 | 319.7405 | 337.9109 | 860.7497 | 4207.0352 | 818.2544 | 808.5831 | 2135.902 | 208.6666 | 0 | 2355.9983 | 16.412 | 4445.0089 | 0 | 0 | 0 | 407.3688 | 434.0383 | 320.6198 | 0 | 0 | 0 | 0 | 0 | 0 | 0 | 0 | 0 | 0 | 0 | 0 | 0 | 0 | 0 | 0 | 0 | 0 | 21343.1937 | 21343.1937 | 21343.1937 | 21343.1937 | 0 | 0 | 0 | 3785.0333 | 0 | 0 | 0 | 8465.9945 | 0 | 0 | 0 | 7418.7749 | 0 | 0 | 0 | 8938.9203 | 0 | 0 | 0 | 3785.0333 | 8465.9945 | 7418.7749 | 8938.9203
214988 | 242.131 | 2176 | 5 | Standard Efficiency | Electric, 100% Usage | EnergyStar, 100% Usage | Electric, 100% Usage | None | 300-400% | None | None | Single-Family Detached | Single-Family Detached | Single-Family Detached | 2000-2499 | 1500-2499 | 1 | Natural Gas | 100% Conditioned | Central AC | None | Natural Gas Fuel Furnace | None | 80000-99999 | 100% LED | Occupied | 1980s | Natural Gas | Yes | 67.9925 | 648.8593 | 37.8062 | 907.6411 | 4172.1598 | 0 | 0 | 637.7226 | 0 | 0 | 0 | 0 | 0 | 34.8755 | 16.7051 | 575.5916 | 27.2556 | 3166.6329 | 0 | 0 | 0 | 537.1993 | 434.0383 | 489.7218 | 0 | 0 | 0 | 0 | 0 | 1076.45 | 0 | 25586.8628 | 0 | 4481.9359 | 0 | 0 | 0 | 0 | 0 | 0 | 0 | 0 | 42899.7432 | 42899.7432 | 11754.7875 | 11754.7875 | 0 | 31144.9557 | 0 | 2013.4435 | 0 | 7100.4148 | 0 | 4360.1626 | 0 | 7100.4148 | 0 | 3867.783 | 0 | 7100.4148 | 0 | 4560.7198 | 0 | 7100.4148 | 0 | 9113.8582 | 11460.5773 | 10968.1978 | 11661.1345
215032 | 242.131 | 1675 | 3 | Standard Efficiency | Electric, 120% Usage | Standard, 120% Usage | Electric, 120% Usage | 318 Rated kWh, 120% Usage | 200-300% | None | 12 | Single-Family Attached | Single-Family Attached | Single-Family Attached | 1500-1999 | 1500-2499 | 1 | Natural Gas | 100% Conditioned | Central AC | None | Natural Gas Fuel Furnace | None | 80000-99999 | 100% LED | Occupied | 2010s | Natural Gas | Yes | 67.9925 | 1396.7767 | 52.1667 | 681.9764 | 2894.663 | 192.5477 | 0 | 174.3773 | 0 | 0 | 0 | 0 | 0 | 30.4794 | 0 | 470.6721 | 21.9803 | 4505.3816 | 0 | 0 | 0 | 620.4315 | 914.0887 | 0 | 0 | 0 | 0 | 0 | 0 | 0 | 0 | 8797.7005 | 0 | 10144.6551 | 0 | 0 | 0 | 0 | 0 | 0 | 0 | 0 | 30965.8893 | 30965.8893 | 12023.5337 | 12023.5337 | 0 | 18942.3555 | 0 | 2004.3621 | 0 | 4318.4865 | 0 | 4413.1399 | 0 | 4318.4865 | 0 | 3902.9306 | 0 | 4318.4865 | 0 | 4664.4051 | 0 | 4318.4865 | 0 | 6322.8486 | 8731.6264 | 8221.417 | 8982.8916
215036 | 242.131 | 1623 | 1 | Standard Efficiency | None | None | Electric, 120% Usage | None | 400%+ | 67 | None | 50 or more Unit | Multifamily with 5+ units, 4-7 stories | Multi-Family with 5+ Units | 1500-1999 | 1500-2499 | 4 | Electricity | 100% Conditioned | Heat Pump | None | Electricity ASHP | None | 80000-99999 | 100% LED | Occupied | 2000s | Electricity | Yes | 67.9925 | 0 | 0 | 284.572 | 1140.9257 | 0 | 0 | 25.4972 | 48.9429 | 411.4718 | 0 | 0 | 2213.8589 | 30.1863 | 0 | 459.5354 | 16.412 | 3553.1937 | 0 | 0 | 0 | 416.454 | 480.0504 | 0 | 0 | 0 | 0 | 0 | 0 | 0 | 0 | 0 | 0 | 0 | 0 | 0 | 0 | 0 | 0 | 0 | 0 | 0 | 9149.3857 | 9149.3857 | 9149.3857 | 9149.3857 | 0 | 0 | 0 | 1532.7821 | 0 | 0 | 0 | 3424.2055 | 0 | 0 | 0 | 3012.6639 | 0 | 0 | 0 | 3639.4846 | 0 | 0 | 0 | 1532.7821 | 3424.2055 | 3012.6639 | 3639.4846
215053 | 242.131 | 1623 | 3 | None | None | None | Electric, 100% Usage | 318 Rated kWh, 100% Usage | 200-300% | 67 | None | 50 or more Unit | Multifamily with 5+ units, 1-3 stories | Multi-Family with 5+ Units | 1500-1999 | 1500-2499 | 3 | Electricity | 100% Conditioned | Central AC | None | Electricity Electric Furnace | None | 30000-34999 | 100% LED | Occupied | 1980s | Electricity | No | 0 | 0 | 0 | 259.3679 | 1376.5548 | 64.7687 | 0 | 14.3605 | 0 | 1444.8404 | 0 | 0 | 1157.3377 | 30.1863 | 0 | 459.5354 | 21.9803 | 1776.5968 | 0 | 0 | 0 | 346.9961 | 434.0383 | 0 | 0 | 0 | 0 | 0 | 0 | 0 | 0 | 0 | 0 | 0 | 0 | 0 | 0 | 0 | 0 | 0 | 0 | 0 | 7386.8563 | 7386.8563 | 7386.8563 | 7386.8563 | 0 | 0 | 0 | 1290.7361 | 0 | 0 | 0 | 2895.6067 | 0 | 0 | 0 | 2541.2925 | 0 | 0 | 0 | 3063.7797 | 0 | 0 | 0 | 1290.7361 | 2895.6067 | 2541.2925 | 3063.7797
215108 | 242.131 | 1220 | 3 | Standard Efficiency | Electric, 100% Usage | EnergyStar, 100% Usage | Electric, 100% Usage | 318 Rated kWh, 100% Usage | 150-200% | None | None | Single-Family Detached | Single-Family Detached | Single-Family Detached | 1000-1499 | 0-1499 | 1 | Fuel Oil | 100% Conditioned | Central AC | None | Fuel Oil Fuel Furnace | None | 20000-24999 | 100% Incandescent | Occupied | 1950s | Propane | Yes | 67.9925 | 275.7799 | 16.1189 | 394.1806 | 2494.6209 | 60.3726 | 0 | 414.9886 | 0 | 0 | 0 | 0 | 0 | 160.896 | 0 | 1535.3993 | 21.9803 | 1918.4432 | 0 | 0 | 0 | 339.6694 | 434.0383 | 0 | 0 | 16693.0351 | 0 | 0 | 0 | 0 | 0 | 0 | 0 | 0 | 0 | 0 | 0 | 0 | 0 | 0 | 2653.7585 | 0 | 27481.2742 | 27481.2742 | 8134.4806 | 8134.4806 | 16693.0351 | 0 | 2653.7585 | 1469.901 | 5061.3143 | 0 | 730.296 | 3168.2892 | 5061.3143 | 0 | 730.296 | 2801.6255 | 5061.3143 | 0 | 730.296 | 3309.3274 | 5061.3143 | 0 | 730.296 | 7261.5113 | 8959.8994 | 8593.2358 | 9100.9376
215242 | 242.131 | 853 | 1 | None | Electric, 100% Usage | Standard, 100% Usage | Gas, 100% Usage | 318 Rated kWh, 100% Usage | 400%+ | 10 | None | 10 to 19 Unit | Multifamily with 5+ units, 4-7 stories | Multi-Family with 5+ Units | 750-999 | 0-1499 | 4 | Natural Gas | 100% Conditioned | Central AC | None | Natural Gas Fuel Furnace | None | 50000-59999 | 100% CFL | Occupied | 1950s | Electricity | No | 0 | 544.8191 | 20.808 | 239.7321 | 1665.816 | 64.7687 | 0 | 395.939 | 0 | 0 | 0 | 0 | 1476.199 | 35.7547 | 0 | 390.3707 | 16.412 | 1466.5276 | 0 | 0 | 0 | 23.7388 | 434.0383 | 0 | 0 | 0 | 0 | 0 | 0 | 0 | 0 | 15865.4024 | 0 | 0 | 0 | 0 | 694.8715 | 0 | 0 | 0 | 0 | 0 | 23334.9047 | 23334.9047 | 6774.6309 | 6774.6309 | 0 | 16560.2739 | 0 | 1167.931 | 0 | 3775.4026 | 0 | 2554.175 | 0 | 3775.4026 | 0 | 2253.2505 | 0 | 3775.4026 | 0 | 2704.7822 | 0 | 3775.4026 | 0 | 4943.3336 | 6329.5776 | 6028.6531 | 6480.1848
215327 | 242.131 | 1690 | 4 | Standard Efficiency | Electric, 120% Usage | EnergyStar, 120% Usage | Electric, 120% Usage | 318 Rated kWh, 120% Usage | 300-400% | None | None | Single-Family Detached | Single-Family Detached | Single-Family Detached | 1500-1999 | 1500-2499 | 2 | Electricity | None | None | None | Electricity Baseboard | None | 80000-99999 | 100% CFL | Occupied | 1990s | Electricity | Yes | 67.9925 | 778.6898 | 45.426 | 0 | 0 | 206.322 | 319.7405 | 0 | 0 | 18555.5017 | 0 | 0 | 7160.6055 | 46.0122 | 24.911 | 620.1384 | 21.9803 | 6024.3689 | 0 | 0 | 0 | 644.7564 | 880.0924 | 0 | 0 | 0 | 0 | 0 | 0 | 0 | 0 | 0 | 0 | 0 | 0 | 0 | 0 | 0 | 0 | 0 | 0 | 0 | 35396.5377 | 35396.5377 | 35396.5377 | 35396.5377 | 0 | 0 | 0 | 6065.1736 | 0 | 0 | 0 | 14083.7356 | 0 | 0 | 0 | 12251.0391 | 0 | 0 | 0 | 15021.5831 | 0 | 0 | 0 | 6065.1736 | 14083.7356 | 12251.0391 | 15021.5831
215359 | 242.131 | 8194 | 2 | None | Electric, 120% Usage | Standard, 120% Usage | Gas, 120% Usage | 318 Rated kWh, 120% Usage | 400%+ | None | None | Single-Family Detached | Single-Family Detached | Single-Family Detached | 4000+ | 4000+ | 2 | Natural Gas | 100% Conditioned | Central AC | None | Natural Gas Fuel Furnace | None | 200000+ | 100% CFL | Occupied | 2000s | Natural Gas | Yes | 0 | 1199.833 | 44.8399 | 2386.1847 | 7298.0558 | 161.7752 | 0 | 190.4962 | 0 | 0 | 1905.8412 | 1882.6886 | 0 | 127.4859 | 24.911 | 2406.1135 | 16.412 | 9531.5504 | 0 | 0 | 0 | 38.6854 | 434.0383 | 0 | 0 | 0 | 0 | 0 | 0 | 0 | 0 | 23670.178 | 0 | 8671.6799 | 0 | 0 | 1136.5296 | 0 | 0 | 0 | 0 | 0 | 61127.2984 | 61127.2984 | 27648.9109 | 27648.9109 | 0 | 33478.3875 | 0 | 5172.2888 | 0 | 7632.377 | 0 | 11132.3461 | 0 | 7632.377 | 0 | 9856.6788 | 0 | 7632.377 | 0 | 11494.1867 | 0 | 7632.377 | 0 | 12804.6659 | 18764.7231 | 17489.0558 | 19126.5637
215494 | 242.131 | 2176 | 4 | Standard Efficiency | Electric, 100% Usage | Standard, 100% Usage | Electric, 100% Usage | None | 300-400% | None | None | Single-Family Detached | Single-Family Detached | Single-Family Detached | 2000-2499 | 1500-2499 | 1 | Propane | 60% Conditioned | Central AC | None | Propane Fuel Furnace | None | 50000-59999 | 100% CFL | Occupied | 1990s | Electricity | Yes | 67.9925 | 762.864 | 28.4279 | 55.3904 | 995.8555 | 0 | 319.7405 | 115.47 | 0 | 0 | 0 | 0 | 2155.5377 | 52.1667 | 24.911 | 753.7788 | 21.9803 | 2537.1163 | 0 | 0 | 0 | 405.6104 | 834.0803 | 0 | 0 | 0 | 0 | 0 | 0 | 0 | 0 | 0 | 0 | 0 | 0 | 0 | 0 | 0 | 0 | 5348.8401 | 0 | 0 | 14479.7624 | 14479.7624 | 9130.9223 | 9130.9223 | 0 | 0 | 5348.8401 | 1560.5288 | 0 | 0 | 1471.9199 | 3463.8246 | 0 | 0 | 1471.9199 | 3048.3866 | 0 | 0 | 1471.9199 | 3688.7982 | 0 | 0 | 1471.9199 | 3032.4487 | 4935.7445 | 4520.3065 | 5160.7182
215530 | 242.131 | 2152 | 3 | Standard Efficiency | Electric, 100% Usage | Standard, 100% Usage | Electric, 100% Usage | None | 400%+ | None | 5 | Single-Family Attached | Single-Family Attached | Single-Family Attached | 2000-2499 | 1500-2499 | 3 | Electricity | 100% Conditioned | Central AC | None | Electricity Baseboard | None | 100000-119999 | 100% Incandescent | Occupied | 1980s | Electricity | Yes | 67.9925 | 705.129 | 26.3764 | 1230.6054 | 5480.429 | 0 | 0 | 0 | 0 | 28268.1701 | 0 | 0 | 1946.578 | 207.4943 | 0 | 2335.4834 | 21.9803 | 1932.8037 | 0 | 0 | 0 | 389.4915 | 434.0383 | 0 | 0 | 0 | 0 | 0 | 0 | 0 | 0 | 0 | 0 | 0 | 0 | 0 | 0 | 0 | 0 | 0 | 0 | 0 | 43046.5718 | 43046.5718 | 43046.5718 | 43046.5718 | 0 | 0 | 0 | 7680.8951 | 0 | 0 | 0 | 17640.8319 | 0 | 0 | 0 | 15362.6846 | 0 | 0 | 0 | 18620.683 | 0 | 0 | 0 | 7680.8951 | 17640.8319 | 15362.6846 | 18620.683
215557 | 242.131 | 8194 | 4 | Standard Efficiency | Electric, 80% Usage | EnergyStar, 80% Usage | Electric, 80% Usage | None | 400%+ | None | None | Single-Family Detached | Single-Family Detached | Single-Family Detached | 4000+ | 4000+ | 2 | Electricity | 40% Conditioned | Room AC | None | Electricity Baseboard | None | 200000+ | 100% LED | Occupied | <1940 | Electricity | Yes | 67.9925 | 320.0336 | 18.7565 | 0 | 1210.0904 | 0 | 319.7405 | 0 | 0 | 36956.8481 | 0 | 0 | 1232.3638 | 84.9906 | 0 | 1837.8487 | 21.9803 | 2225.5817 | 0 | 0 | 0 | 324.4297 | 1790.0781 | 0 | 0 | 0 | 0 | 0 | 0 | 0 | 0 | 0 | 0 | 0 | 0 | 0 | 0 | 0 | 0 | 0 | 0 | 0 | 46410.4416 | 46410.4416 | 46410.4416 | 46410.4416 | 0 | 0 | 0 | 8494.7817 | 0 | 0 | 0 | 19986.4433 | 0 | 0 | 0 | 17304.2128 | 0 | 0 | 0 | 20943.4805 | 0 | 0 | 0 | 8494.7817 | 19986.4433 | 17304.2128 | 20943.4805
215583 | 242.131 | 2663 | 4 | Standard Efficiency, No usage | Gas, 100% Usage | EnergyStar, 100% Usage | Electric, 100% Usage | 290 Rated kWh, 100% Usage | 200-300% | None | None | Single-Family Detached | Single-Family Detached | Single-Family Detached | 2500-2999 | 2500-3999 | 1 | Electricity | 100% Conditioned | Central AC | None | Electricity Electric Furnace | None | 80000-99999 | 100% Incandescent | Vacant | 2000s | Electricity | Yes | 0 | 0 | 0 | 244.7143 | 1411.4303 | 0 | 0 | 28.1348 | 0 | 1529.831 | 0 | 0 | 334.9802 | 0 | 0 | 0 | 21.9803 | 0 | 0 | 0 | 0 | 0 | 434.0383 | 0 | 0 | 0 | 0 | 0 | 0 | 0 | 0 | 0 | 0 | 0 | 0 | 0 | 0 | 0 | 0 | 0 | 0 | 0 | 4004.8162 | 4004.8162 | 4004.8162 | 4004.8162 | 0 | 0 | 0 | 704.8685 | 0 | 0 | 0 | 1600.6386 | 0 | 0 | 0 | 1402.3616 | 0 | 0 | 0 | 1638.9463 | 0 | 0 | 0 | 704.8685 | 1600.6386 | 1402.3616 | 1638.9463
215596 | 242.131 | 1690 | 5 | Standard Efficiency | Electric, 100% Usage | EnergyStar, 100% Usage | Propane, 100% Usage | 290 Rated kWh, 100% Usage | 300-400% | None | None | Single-Family Detached | Single-Family Detached | Single-Family Detached | 1500-1999 | 1500-2499 | 2 | Electricity | 100% Conditioned | Central AC | None | Electricity Baseboard | None | 100000-119999 | 100% LED | Occupied | 1980s | Electricity | Yes | 81.7668 | 773.1215 | 45.1329 | 722.7133 | 3782.3752 | 195.1853 | 319.7405 | 0 | 0 | 6078.294 | 0 | 0 | 4319.2814 | 30.7725 | 0 | 473.6028 | 27.2556 | 3326.9428 | 0 | 0 | 0 | 41.323 | 434.0383 | 0 | 0 | 0 | 0 | 0 | 0 | 0 | 0 | 0 | 0 | 0 | 0 | 0 | 0 | 0 | 0 | 0 | 0 | 1214.7796 | 21866.6187 | 21866.6187 | 20651.8391 | 20651.8391 | 0 | 0 | 1214.7796 | 3522.4337 | 0 | 0 | 334.2568 | 8005.2698 | 0 | 0 | 334.2568 | 7013.7355 | 0 | 0 | 334.2568 | 8447.712 | 0 | 0 | 334.2568 | 3856.6904 | 8339.5266 | 7347.9923 | 8781.9688
215685 | 242.131 | 1138 | 2 | None | Electric, 100% Usage | Standard, 100% Usage | Electric, 100% Usage | None | 200-300% | 67 | None | 50 or more Unit | Multifamily with 5+ units, 1-3 stories | Multi-Family with 5+ Units | 1000-1499 | 0-1499 | 2 | Natural Gas | 100% Conditioned | Central AC | None | Natural Gas Fuel Furnace | None | 60000-69999 | 100% Incandescent | Occupied | 1980s | Natural Gas | Yes | 0 | 858.1121 | 32.2378 | 461.0008 | 1825.5397 | 0 | 0 | 52.1667 | 0 | 0 | 0 | 0 | 0 | 156.793 | 0 | 1465.0623 | 16.412 | 1971.4891 | 0 | 0 | 0 | 431.9868 | 434.0383 | 0 | 0 | 0 | 0 | 0 | 0 | 0 | 0 | 4122.6307 | 0 | 4254.5127 | 0 | 0 | 0 | 0 | 0 | 0 | 0 | 0 | 16081.9819 | 16081.9819 | 7704.8384 | 7704.8384 | 0 | 8377.1435 | 0 | 1348.6612 | 0 | 1909.8198 | 0 | 2914.5437 | 0 | 1909.8198 | 0 | 2575.2612 | 0 | 1909.8198 | 0 | 3099.5527 | 0 | 1909.8198 | 0 | 3258.481 | 4824.3635 | 4485.081 | 5009.3725
215731 | 242.131 | 617 | 1 | None | None | None | Electric, 100% Usage | 318 Rated kWh, 100% Usage | 300-400% | 323 | None | 50 or more Unit | Multifamily with 5+ units, 4-7 stories | Multi-Family with 5+ Units | 500-749 | 0-1499 | 4 | Natural Gas | 100% Conditioned | Central AC | None | Natural Gas Fuel Furnace | None | 45000-49999 | 100% Incandescent | Vacant | 2010s | Natural Gas | Yes | 0 | 0 | 0 | 102.5749 | 576.4708 | 0 | 0 | 1.4654 | 0 | 0 | 0 | 0 | 0 | 0 | 0 | 0 | 16.412 | 0 | 0 | 0 | 0 | 0 | 434.0383 | 0 | 0 | 0 | 0 | 0 | 0 | 0 | 0 | 334.3941 | 0 | 1529.2448 | 0 | 0 | 0 | 0 | 0 | 0 | 0 | 0 | 2994.6002 | 2994.6002 | 1130.9613 | 1130.9613 | 0 | 1863.6389 | 0 | 195.746 | 0 | 424.8646 | 0 | 414.5 | 0 | 424.8646 | 0 | 367.6842 | 0 | 424.8646 | 0 | 440.8355 | 0 | 424.8646 | 0 | 620.6105 | 839.3645 | 792.5488 | 865.7001
215744 | 242.131 | 1690 | 3 | None | Propane, 120% Usage | EnergyStar, 120% Usage | Electric, 120% Usage | 318 Rated kWh, 120% Usage | 400%+ | None | None | Single-Family Detached | Single-Family Detached | Single-Family Detached | 1500-1999 | 1500-2499 | 1 | Propane | 100% Conditioned | Central AC | None | Propane Fuel Furnace | None | 120000-139999 | 100% CFL | Occupied | 2000s | Propane | Yes | 0 | 42.7884 | 28.1348 | 562.1103 | 2798.5356 | 117.2284 | 319.7405 | 154.7415 | 0 | 0 | 0 | 0 | 0 | 46.0122 | 24.911 | 620.1384 | 21.9803 | 4765.3356 | 0 | 0 | 0 | 486.498 | 834.0803 | 0 | 0 | 0 | 0 | 0 | 1570.2748 | 0 | 0 | 0 | 0 | 0 | 0 | 0 | 0 | 570.3163 | 0 | 6210.176 | 6311.8716 | 0 | 25484.8741 | 25484.8741 | 10822.8215 | 10822.8215 | 0 | 1570.2748 | 13092.0708 | 1878.4231 | 0 | 357.971 | 3602.7513 | 4111.2751 | 0 | 357.971 | 3602.7513 | 3635.053 | 0 | 357.971 | 3602.7513 | 4300.9651 | 0 | 357.971 | 3602.7513 | 5839.1454 | 8071.9974 | 7595.7753 | 8261.6874
215755 | 242.131 | 2176 | 5 | None | Electric, 80% Usage | Standard, 80% Usage | Gas, 80% Usage | None | 400%+ | None | None | Single-Family Detached | Single-Family Detached | Single-Family Detached | 2000-2499 | 1500-2499 | 2 | Natural Gas | 100% Conditioned | Central AC | None | Natural Gas Fuel Boiler | None | 200000+ | 100% LED | Occupied | 1950s | Electricity | Yes | 0 | 420.557 | 15.8258 | 849.32 | 4390.4977 | 0 | 319.7405 | 145.6563 | 0 | 0 | 0 | 0 | 820.0129 | 34.8755 | 0 | 575.5916 | 27.2556 | 1111.3255 | 0 | 0 | 0 | 18.4635 | 480.0504 | 0 | 0 | 0 | 0 | 0 | 0 | 0 | 0 | 44364.2194 | 0 | 0 | 0 | 0 | 543.9399 | 0 | 0 | 0 | 0 | 0 | 54116.7454 | 54116.7454 | 9208.8792 | 9208.8792 | 0 | 44907.8662 | 0 | 1665.0559 | 0 | 10238.0719 | 0 | 3460.5705 | 0 | 10238.0719 | 0 | 3086.115 | 0 | 10238.0719 | 0 | 3616.4298 | 0 | 10238.0719 | 0 | 11903.1279 | 13698.6424 | 13324.187 | 13854.5018
215757 | 242.131 | 885 | 5 | Standard Efficiency | Electric, 80% Usage | EnergyStar, 80% Usage | Gas, 80% Usage | None | 100-150% | None | None | Single-Family Detached | Single-Family Detached | Single-Family Detached | 750-999 | 0-1499 | 1 | Natural Gas | 20% Conditioned | Room AC | None | Natural Gas Fuel Wall/Floor Furnace | None | 40000-44999 | 100% LED | Occupied | <1940 | Natural Gas | Yes | 67.9925 | 716.8518 | 41.9092 | 0 | 398.5767 | 0 | 319.7405 | 0 | 0 | 0 | 0 | 0 | 0 | 24.0318 | 0 | 304.7939 | 27.2556 | 1692.7785 | 0 | 0 | 0 | 36.927 | 434.0383 | 0 | 0 | 0 | 0 | 0 | 0 | 0 | 0 | 30370.955 | 0 | 4893.7007 | 0 | 0 | 1078.7946 | 0 | 0 | 0 | 0 | 0 | 40408.6391 | 40408.6391 | 4065.1888 | 4065.1888 | 0 | 36343.4503 | 0 | 692.6854 | 0 | 8285.5405 | 0 | 1531.8558 | 0 | 8285.5405 | 0 | 1406.5954 | 0 | 8285.5405 | 0 | 1694.4655 | 0 | 8285.5405 | 0 | 8978.2259 | 9817.3963 | 9692.1359 | 9980.006
215764 | 242.131 | 1138 | 3 | None | None | None | Electric, 100% Usage | None | 0-100% | 183 | None | 50 or more Unit | Multifamily with 5+ units, 4-7 stories | Multi-Family with 5+ Units | 1000-1499 | 0-1499 | 6 | Electricity | 100% Conditioned | Central AC | None | Electricity Electric Furnace | None | 10000-14999 | 100% Incandescent | Occupied | 1970s | Electricity | Yes | 0 | 0 | 0 | 204.2705 | 1209.2112 | 0 | 0 | 54.2181 | 0 | 3592.7582 | 0 | 0 | 1260.2056 | 156.793 | 0 | 1465.0623 | 21.9803 | 1581.4115 | 0 | 0 | 0 | 346.9961 | 1356.0398 | 0 | 0 | 0 | 0 | 0 | 0 | 0 | 0 | 0 | 0 | 0 | 0 | 0 | 0 | 0 | 0 | 0 | 0 | 0 | 11248.6538 | 11248.6538 | 11248.6538 | 11248.6538 | 0 | 0 | 0 | 1950.5733 | 0 | 0 | 0 | 4432.3622 | 0 | 0 | 0 | 3877.0114 | 0 | 0 | 0 | 4689.5641 | 0 | 0 | 0 | 1950.5733 | 4432.3622 | 3877.0114 | 4689.5641
215853 | 242.131 | 3301 | 5 | Standard Efficiency | Electric, 80% Usage | EnergyStar, 80% Usage | Electric, 80% Usage | None | 400%+ | None | None | Single-Family Detached | Single-Family Detached | Single-Family Detached | 3000-3999 | 2500-3999 | 2 | Natural Gas | 60% Conditioned | Central AC | None | Natural Gas Fuel Furnace | None | 200000+ | 100% CFL | Occupied | 1980s | Electricity | Yes | 67.9925 | 519.0289 | 30.1863 | 375.131 | 1660.8338 | 0 | 0 | 251.1619 | 0 | 0 | 0 | 0 | 2027.1726 | 66.2341 | 24.911 | 1062.6757 | 27.2556 | 1762.2363 | 0 | 0 | 0 | 429.9353 | 434.0383 | 0 | 0 | 0 | 0 | 0 | 0 | 0 | 0 | 10247.23 | 0 | 0 | 0 | 0 | 0 | 0 | 0 | 0 | 0 | 0 | 18986.3162 | 18986.3162 | 8739.0862 | 8739.0862 | 0 | 10247.23 | 0 | 1511.4219 | 0 | 2336.1436 | 0 | 3365.7271 | 0 | 2336.1436 | 0 | 2967.6821 | 0 | 2336.1436 | 0 | 3505.3514 | 0 | 2336.1436 | 0 | 3847.5655 | 5701.8706 | 5303.8256 | 5841.495
215873 | 242.131 | 2663 | 4 | Standard Efficiency | Electric, 100% Usage | EnergyStar, 100% Usage | Electric, 100% Usage | None | 400%+ | None | None | Single-Family Detached | Single-Family Detached | Single-Family Detached | 2500-2999 | 2500-3999 | 2 | Fuel Oil | 20% Conditioned | Room AC | None | Fuel Oil Fuel Boiler | None | 160000-179999 | 100% Incandescent | Occupied | 1960s | Electricity | Yes | 67.9925 | 648.8593 | 37.8062 | 0 | 1379.7786 | 0 | 0 | 196.9438 | 0 | 0 | 0 | 0 | 3665.4399 | 233.2846 | 0 | 2774.2107 | 21.9803 | 3321.6675 | 0 | 2917.2294 | 0 | 537.1993 | 434.0383 | 0 | 0 | 43155.5943 | 0 | 0 | 0 | 0 | 0 | 0 | 0 | 0 | 0 | 0 | 0 | 0 | 0 | 0 | 0 | 0 | 59392.0246 | 59392.0246 | 16236.4303 | 16236.4303 | 43155.5943 | 0 | 0 | 2489.7758 | 13084.7433 | 0 | 0 | 5678.9756 | 13084.7433 | 0 | 0 | 5000.2862 | 13084.7433 | 0 | 0 | 6103.8927 | 13084.7433 | 0 | 0 | 15574.519 | 18763.7188 | 18085.0294 | 19188.636
215919 | 242.131 | 3301 | 5 | Standard Efficiency | Gas, 80% Usage | EnergyStar, 80% Usage | Electric, 80% Usage | None | 400%+ | None | None | Single-Family Detached | Single-Family Detached | Single-Family Detached | 3000-3999 | 2500-3999 | 1 | Electricity | 100% Conditioned | Heat Pump | None | Electricity ASHP | None | 200000+ | 100% Incandescent | Occupied | 1980s | Electricity | Yes | 67.9925 | 64.1826 | 41.9092 | 988.2356 | 3740.7591 | 0 | 0 | 1130.9613 | 9879.7188 | 12403.94 | 0 | 0 | 2951.2257 | 264.9362 | 99.9372 | 3321.6675 | 27.2556 | 2076.9947 | 0 | 0 | 0 | 535.4408 | 834.0803 | 0 | 0 | 0 | 0 | 852.8368 | 0 | 0 | 0 | 0 | 0 | 0 | 0 | 0 | 0 | 0 | 0 | 0 | 0 | 0 | 39282.0739 | 39282.0739 | 38429.2371 | 38429.2371 | 0 | 852.8368 | 0 | 7018.0691 | 0 | 194.4088 | 0 | 16119.1515 | 0 | 194.4088 | 0 | 14027.8983 | 0 | 194.4088 | 0 | 16878.5132 | 0 | 194.4088 | 0 | 7212.4779 | 16313.5603 | 14222.3071 | 17072.922
215920 | 242.131 | 1220 | 2 | None | Electric, 100% Usage | EnergyStar, 100% Usage | Electric, 100% Usage | None | 0-100% | None | None | Single-Family Detached | Single-Family Detached | Single-Family Detached | 1000-1499 | 0-1499 | 1 | Fuel Oil | 100% Conditioned | Room AC | None | Fuel Oil Fuel Boiler | None | 10000-14999 | 100% CFL | Occupied | <1940 | Electricity | Yes | 0 | 275.7799 | 16.1189 | 0 | 3787.0644 | 0 | 0 | 252.3342 | 0 | 0 | 0 | 0 | 1188.4032 | 40.1507 | 24.911 | 491.1871 | 16.412 | 1918.4432 | 0 | 0 | 0 | 339.6694 | 1160.8545 | 0 | 0 | 37671.6484 | 0 | 0 | 0 | 0 | 0 | 0 | 0 | 0 | 0 | 0 | 0 | 0 | 0 | 0 | 0 | 0 | 47183.27 | 47183.27 | 9511.3285 | 9511.3285 | 37671.6484 | 0 | 0 | 1595.1515 | 11422.0251 | 0 | 0 | 3412.5582 | 11422.0251 | 0 | 0 | 3033.0502 | 11422.0251 | 0 | 0 | 3613.041 | 11422.0251 | 0 | 0 | 13017.1766 | 14834.5833 | 14455.0753 | 15035.0662
215971 | 242.131 | 1675 | 3 | Standard Efficiency | Electric, 100% Usage | Standard, 100% Usage | Electric, 100% Usage | None | 400%+ | None | 8 | Single-Family Attached | Single-Family Attached | Single-Family Attached | 1500-1999 | 1500-2499 | 2 | Electricity | 100% Conditioned | Central AC | None | Electricity Electric Furnace | None | 70000-79999 | 100% Incandescent | Occupied | 2000s | Electricity | Yes | 67.9925 | 705.129 | 26.3764 | 332.3426 | 1963.2831 | 0 | 319.7405 | 104.0402 | 0 | 6657.4024 | 0 | 0 | 2033.3271 | 183.7556 | 0 | 1926.0631 | 21.9803 | 1859.5359 | 0 | 0 | 0 | 389.4915 | 400.042 | 0 | 0 | 0 | 0 | 0 | 0 | 0 | 0 | 0 | 0 | 0 | 0 | 0 | 0 | 0 | 0 | 0 | 0 | 0 | 16990.7953 | 16990.7953 | 16990.7953 | 16990.7953 | 0 | 0 | 0 | 2975.7401 | 0 | 0 | 0 | 6769.437 | 0 | 0 | 0 | 5912.6378 | 0 | 0 | 0 | 7166.1934 | 0 | 0 | 0 | 2975.7401 | 6769.437 | 5912.6378 | 7166.1934
216034 | 242.131 | 1690 | 3 | None | Electric, 80% Usage | EnergyStar, 80% Usage | Electric, 80% Usage | None | 400%+ | None | None | Single-Family Detached | Single-Family Detached | Single-Family Detached | 1500-1999 | 1500-2499 | 1 | Electricity | 100% Conditioned | Heat Pump | None | Electricity ASHP | None | 120000-139999 | 100% CFL | Occupied | 1980s | Electricity | Yes | 0 | 220.6825 | 12.8951 | 593.4689 | 2516.0151 | 0 | 0 | 477.7058 | 2195.3954 | 4770.6109 | 0 | 0 | 733.85 | 46.0122 | 24.911 | 620.1384 | 21.9803 | 1033.9547 | 0 | 1672.8497 | 0 | 271.6769 | 480.0504 | 0 | 0 | 0 | 0 | 0 | 0 | 0 | 0 | 0 | 0 | 0 | 0 | 0 | 0 | 0 | 0 | 0 | 0 | 0 | 15692.4904 | 15692.4904 | 15692.4904 | 15692.4904 | 0 | 0 | 0 | 2754.4261 | 0 | 0 | 0 | 6340.6149 | 0 | 0 | 0 | 5534.2297 | 0 | 0 | 0 | 6587.4018 | 0 | 0 | 0 | 2754.4261 | 6340.6149 | 5534.2297 | 6587.4018
216227 | 242.131 | 1675 | 3 | Standard Efficiency | Electric, 80% Usage | EnergyStar, 80% Usage | Electric, 80% Usage | 318 Rated kWh, 80% Usage | 200-300% | None | 8 | Single-Family Attached | Single-Family Attached | Single-Family Attached | 1500-1999 | 1500-2499 | 2 | Electricity | 20% Conditioned | Room AC | Heating Only | Electricity Shared Heating | Boiler Baseboards Heating Only, Electricity | 30000-34999 | 100% LED | Occupied | 1970s | Electricity | Yes | 67.9925 | 231.8192 | 13.4813 | 0 | 743.5213 | 51.5805 | 0 | 83.8183 | 0 | 9886.7525 | 0 | 0 | 858.1121 | 30.4794 | 0 | 470.6721 | 21.9803 | 864.2666 | 0 | 0 | 0 | 277.5383 | 868.0765 | 0 | 0 | 0 | 0 | 0 | 0 | 0 | 0 | 0 | 0 | 0 | 0 | 0 | 0 | 0 | 0 | 0 | 0 | 0 | 14470.091 | 14470.091 | 14470.091 | 14470.091 | 0 | 0 | 0 | 2477.3229 | 0 | 0 | 0 | 5866.6099 | 0 | 0 | 0 | 5090.3297 | 0 | 0 | 0 | 6203.0027 | 0 | 0 | 0 | 2477.3229 | 5866.6099 | 5090.3297 | 6203.0027
216355 | 242.131 | 1220 | 2 | Standard Efficiency | Electric, 80% Usage | EnergyStar, 80% Usage | Propane, 80% Usage | None | 400%+ | None | None | Single-Family Detached | Single-Family Detached | Single-Family Detached | 1000-1499 | 0-1499 | 1 | Other Fuel | 100% Conditioned | Central AC | None | None | None | 80000-99999 | 100% Incandescent | Occupied | 1970s | Electricity | Yes | 67.9925 | 419.6778 | 24.618 | 1039.5231 | 5283.7783 | 0 | 0 | 0 | 0 | 0 | 0 | 0 | 1612.184 | 160.896 | 0 | 1535.3993 | 16.412 | 1273.9799 | 0 | 0 | 0 | 25.7903 | 1790.0781 | 0 | 0 | 0 | 0 | 0 | 0 | 0 | 0 | 0 | 0 | 0 | 0 | 0 | 0 | 0 | 0 | 0 | 0 | 757.8818 | 14008.211 | 14008.211 | 13250.3292 | 13250.3292 | 0 | 0 | 757.8818 | 2310.639 | 0 | 0 | 208.5255 | 5016.4263 | 0 | 0 | 208.5255 | 4452.6215 | 0 | 0 | 208.5255 | 5186.9939 | 0 | 0 | 208.5255 | 2519.1645 | 5224.9518 | 4661.1469 | 5395.5193
216363 | 242.131 | 1202 | 2 | Standard Efficiency | Electric, 120% Usage | Standard, 120% Usage | Electric, 120% Usage | None | 400%+ | None | 10 | Single-Family Attached | Single-Family Attached | Single-Family Attached | 1000-1499 | 0-1499 | 1 | Natural Gas | 100% Conditioned | Central AC | None | Natural Gas Fuel Furnace | None | 100000-119999 | 100% CFL | Occupied | 1950s | Natural Gas | Yes | 67.9925 | 662.9268 | 24.911 | 801.5494 | 2345.1547 | 0 | 0 | 186.3932 | 0 | 0 | 0 | 0 | 0 | 40.1507 | 0 | 486.2049 | 16.412 | 3311.41 | 0 | 0 | 0 | 416.454 | 434.0383 | 0 | 0 | 0 | 0 | 0 | 0 | 0 | 0 | 9295.6282 | 0 | 4159.5577 | 0 | 0 | 0 | 0 | 0 | 0 | 0 | 0 | 22248.7834 | 22248.7834 | 8793.3044 | 8793.3044 | 0 | 13455.479 | 0 | 1507.9325 | 0 | 3067.5626 | 0 | 3292.1834 | 0 | 3067.5626 | 0 | 2913.8493 | 0 | 3067.5626 | 0 | 3455.3292 | 0 | 3067.5626 | 0 | 4575.4951 | 6359.746 | 5981.4119 | 6522.8919
216436 | 242.131 | 617 | 1 | Standard Efficiency | None | None | Electric, 100% Usage | 290 Rated kWh, 100% Usage | 100-150% | 323 | None | 50 or more Unit | Multifamily with 5+ units, 8+ stories | Multi-Family with 5+ Units | 500-749 | 0-1499 | 10 | Electricity | 100% Conditioned | Heat Pump | Heating and Cooling | Electricity Shared Heating | Fan Coil Heating and Cooling, Electricity | 20000-24999 | 100% CFL | Occupied | 1960s | Electricity | No | 67.9925 | 0 | 0 | 25.7903 | 1774.8384 | 105.2125 | 0 | 82.9391 | 0 | 986.7703 | 0 | 0 | 2524.2211 | 32.824 | 0 | 325.602 | 16.412 | 1761.6502 | 0 | 0 | 0 | 431.9868 | 434.0383 | 0 | 0 | 0 | 0 | 0 | 0 | 0 | 0 | 0 | 0 | 0 | 0 | 0 | 0 | 0 | 0 | 0 | 0 | 0 | 8569.9842 | 8569.9842 | 8569.9842 | 8569.9842 | 0 | 0 | 0 | 1409.4494 | 0 | 0 | 0 | 3168.3581 | 0 | 0 | 0 | 2786.0895 | 0 | 0 | 0 | 3385.3114 | 0 | 0 | 0 | 1409.4494 | 3168.3581 | 2786.0895 | 3385.3114
216535 | 242.131 | 1690 | 3 | None | Electric, 120% Usage | EnergyStar, 120% Usage | Electric, 120% Usage | None | 400%+ | None | None | Single-Family Detached | Single-Family Detached | Single-Family Detached | 1500-1999 | 1500-2499 | 1 | Electricity | 100% Conditioned | Central AC | None | Electricity Electric Furnace | None | 200000+ | 100% LED | Occupied | 1980s | Electricity | Yes | 0 | 480.0504 | 28.1348 | 333.5149 | 2647.604 | 0 | 319.7405 | 214.528 | 0 | 9171.3661 | 0 | 0 | 3872.055 | 30.7725 | 16.7051 | 473.6028 | 21.9803 | 4765.3356 | 0 | 0 | 0 | 486.498 | 434.0383 | 0 | 0 | 0 | 0 | 0 | 0 | 0 | 0 | 0 | 0 | 0 | 0 | 0 | 0 | 0 | 0 | 0 | 0 | 0 | 23295.9263 | 23295.9263 | 23295.9263 | 23295.9263 | 0 | 0 | 0 | 3907.0215 | 0 | 0 | 0 | 9009.3387 | 0 | 0 | 0 | 7871.2401 | 0 | 0 | 0 | 9542.2458 | 0 | 0 | 0 | 3907.0215 | 9009.3387 | 7871.2401 | 9542.2458
216541 | 242.131 | 1690 | 3 | Standard Efficiency | Electric, 120% Usage | EnergyStar, 120% Usage | Electric, 120% Usage | None | 400%+ | None | None | Single-Family Detached | Single-Family Detached | Single-Family Detached | 1500-1999 | 1500-2499 | 1 | Natural Gas | 100% Conditioned | Central AC | None | Natural Gas Fuel Furnace | None | 200000+ | 100% Incandescent | Occupied | 1960s | Natural Gas | Yes | 67.9925 | 480.0504 | 28.1348 | 860.1636 | 3019.5112 | 0 | 0 | 346.9961 | 0 | 0 | 0 | 0 | 0 | 184.6348 | 99.9372 | 1938.9582 | 21.9803 | 4765.3356 | 0 | 0 | 0 | 486.498 | 434.0383 | 351.6853 | 0 | 0 | 0 | 0 | 0 | 0 | 0 | 24120.9213 | 0 | 5997.6994 | 0 | 0 | 0 | 0 | 0 | 0 | 0 | 0 | 43204.5371 | 43204.5371 | 13086.2094 | 13086.2094 | 0 | 30118.6208 | 0 | 2154.6195 | 0 | 6866.3942 | 0 | 4712.4777 | 0 | 6866.3942 | 0 | 4168.8427 | 0 | 6866.3942 | 0 | 5010.4598 | 0 | 6866.3942 | 0 | 9021.0138 | 11578.8719 | 11035.2369 | 11876.854
216555 | 242.131 | 2152 | 3 | None | None | None | Electric, 100% Usage | 318 Rated kWh, 100% Usage | 400%+ | None | 90 | Single-Family Attached | Single-Family Attached | Single-Family Attached | 2000-2499 | 1500-2499 | 2 | Electricity | 100% Conditioned | Heat Pump | None | Electricity ASHP | None | 120000-139999 | 100% LED | Occupied | 1980s | Electricity | Yes | 0 | 0 | 0 | 912.0372 | 3475.8229 | 136.5711 | 319.7405 | 481.5158 | 2530.9618 | 4949.6773 | 0 | 0 | 3072.5571 | 34.5824 | 0 | 570.6094 | 21.9803 | 2194.8092 | 0 | 0 | 0 | 474.4821 | 434.0383 | 0 | 0 | 0 | 0 | 0 | 0 | 0 | 0 | 0 | 0 | 0 | 0 | 0 | 0 | 0 | 0 | 0 | 0 | 0 | 19609.3853 | 19609.3853 | 19609.3853 | 19609.3853 | 0 | 0 | 0 | 3575.3094 | 0 | 0 | 0 | 8142.9206 | 0 | 0 | 0 | 7115.386 | 0 | 0 | 0 | 8454.6538 | 0 | 0 | 0 | 3575.3094 | 8142.9206 | 7115.386 | 8454.6538
216616 | 242.131 | 1690 | 4 | Standard Efficiency | Electric, 80% Usage | Standard, 80% Usage | Electric, 80% Usage | 290 Rated kWh, 80% Usage | 400%+ | None | None | Single-Family Detached | Single-Family Detached | Single-Family Detached | 1500-1999 | 1500-2499 | 1 | Natural Gas | 80% Conditioned | Central AC | None | Natural Gas Fuel Furnace | None | 160000-179999 | 100% CFL | Occupied | 1970s | Natural Gas | Yes | 67.9925 | 799.791 | 29.8932 | 405.3173 | 1318.5267 | 100.5234 | 0 | 285.7443 | 0 | 0 | 0 | 0 | 0 | 46.0122 | 0 | 620.1384 | 21.9803 | 1348.7131 | 0 | 0 | 0 | 377.1825 | 400.042 | 0 | 0 | 0 | 0 | 0 | 1821.7298 | 0 | 0 | 18511.248 | 0 | 3300.8595 | 0 | 0 | 0 | 0 | 0 | 0 | 0 | 0 | 29455.9871 | 29455.9871 | 5822.1499 | 5822.1499 | 0 | 23633.8372 | 0 | 1018.5811 | 0 | 5388.011 | 0 | 2201.4353 | 0 | 5388.011 | 0 | 1947.4635 | 0 | 5388.011 | 0 | 2319.8124 | 0 | 5388.011 | 0 | 6406.5922 | 7589.4463 | 7335.4745 | 7707.8235
216684 | 242.131 | 617 | 1 | None | Electric, 100% Usage | Standard, 100% Usage | Electric, 100% Usage | 290 Rated kWh, 100% Usage | 400%+ | 8 | None | 5 to 9 Unit | Multifamily with 5+ units, 1-3 stories | Multi-Family with 5+ Units | 500-749 | 0-1499 | 2 | Electricity | 100% Conditioned | Central AC | None | Electricity Electric Furnace | None | 100000-119999 | 100% Incandescent | Occupied | 1980s | Electricity | Yes | 0 | 552.439 | 20.808 | 152.397 | 2099.8542 | 60.3726 | 0 | 218.3379 | 0 | 9330.5037 | 0 | 0 | 1444.5473 | 130.7097 | 0 | 1017.8358 | 16.412 | 1371.2795 | 0 | 0 | 0 | 346.9961 | 868.0765 | 0 | 0 | 0 | 0 | 0 | 0 | 0 | 0 | 0 | 0 | 0 | 0 | 0 | 0 | 0 | 0 | 0 | 0 | 0 | 17630.2764 | 17630.2764 | 17630.2764 | 17630.2764 | 0 | 0 | 0 | 3160.7441 | 0 | 0 | 0 | 7188.6562 | 0 | 0 | 0 | 6269.0149 | 0 | 0 | 0 | 7597.8427 | 0 | 0 | 0 | 3160.7441 | 7188.6562 | 6269.0149 | 7597.8427
216691 | 242.131 | 1675 | 3 | Standard Efficiency | Electric, 100% Usage | EnergyStar, 100% Usage | Electric, 100% Usage | 318 Rated kWh, 100% Usage | 400%+ | None | 6 | Single-Family Attached | Single-Family Attached | Single-Family Attached | 1500-1999 | 1500-2499 | 1 | Natural Gas | 40% Conditioned | Room AC | None | Natural Gas Fuel Furnace | None | 140000-159999 | 100% CFL | Occupied | 1970s | Natural Gas | Yes | 67.9925 | 369.8557 | 21.6873 | 0 | 1187.2309 | 88.5075 | 319.7405 | 355.7883 | 0 | 0 | 0 | 0 | 0 | 46.0122 | 0 | 616.0354 | 21.9803 | 1859.5359 | 0 | 0 | 0 | 389.4915 | 868.0765 | 0 | 0 | 0 | 0 | 0 | 0 | 0 | 0 | 14219.2222 | 0 | 3475.5298 | 0 | 0 | 0 | 0 | 0 | 0 | 0 | 0 | 23906.6864 | 23906.6864 | 6211.6413 | 6211.6413 | 0 | 17694.752 | 0 | 1076.6514 | 0 | 4034.0596 | 0 | 2364.1021 | 0 | 4034.0596 | 0 | 2084.256 | 0 | 4034.0596 | 0 | 2499.9027 | 0 | 4034.0596 | 0 | 5110.711 | 6398.1617 | 6118.3156 | 6533.9623
216694 | 242.131 | 3301 | 4 | Standard Efficiency | Electric, 100% Usage | EnergyStar, 100% Usage | Gas, 100% Usage | None | 400%+ | None | None | Single-Family Detached | Single-Family Detached | Single-Family Detached | 3000-3999 | 2500-3999 | 2 | Fuel Oil | 100% Conditioned | Central AC | None | Fuel Oil Fuel Furnace | None | 200000+ | 100% CFL | Occupied | <1940 | Natural Gas | Yes | 67.9925 | 400.042 | 23.4457 | 1146.7871 | 3539.4193 | 0 | 0 | 226.2509 | 0 | 0 | 0 | 0 | 0 | 66.2341 | 0 | 1062.6757 | 21.9803 | 2894.956 | 0 | 0 | 0 | 27.8418 | 880.0924 | 0 | 0 | 23305.3046 | 0 | 0 | 0 | 0 | 0 | 0 | 0 | 3663.3884 | 0 | 0 | 813.5653 | 0 | 0 | 0 | 0 | 0 | 38139.976 | 38139.976 | 10357.7178 | 10357.7178 | 23305.3046 | 4476.9537 | 0 | 1869.3793 | 7066.149 | 1020.6658 | 0 | 3915.3581 | 7066.149 | 1020.6658 | 0 | 3481.6984 | 7066.149 | 1020.6658 | 0 | 4113.714 | 7066.149 | 1020.6658 | 0 | 9956.1942 | 12002.173 | 11568.5132 | 12200.5289
216725 | 242.131 | 3301 | 5 | None | Electric, 80% Usage | EnergyStar, 80% Usage | Propane, 80% Usage | 318 Rated kWh, 80% Usage | 200-300% | None | None | Single-Family Detached | Single-Family Detached | Single-Family Detached | 3000-3999 | 2500-3999 | 3 | Fuel Oil | 100% Conditioned | Central AC | None | Fuel Oil Fuel Boiler | None | 60000-69999 | 100% Incandescent | Occupied | 1960s | Electricity | Yes | 0 | 419.6778 | 24.618 | 2182.7933 | 8365.1276 | 107.8502 | 319.7405 | 259.3679 | 0 | 0 | 0 | 0 | 1730.8777 | 264.9362 | 99.9372 | 3321.6675 | 27.2556 | 1604.8572 | 0 | 0 | 0 | 25.7903 | 434.0383 | 0 | 0 | 87814.057 | 0 | 0 | 0 | 0 | 0 | 0 | 0 | 0 | 0 | 0 | 0 | 0 | 0 | 0 | 0 | 757.8818 | 107760.7671 | 107760.7671 | 19188.8283 | 19188.8283 | 87814.057 | 0 | 757.8818 | 3298.1001 | 26625.1432 | 0 | 208.5255 | 6935.1416 | 26625.1432 | 0 | 208.5255 | 6183.6674 | 26625.1432 | 0 | 208.5255 | 7299.1599 | 26625.1432 | 0 | 208.5255 | 30131.7687 | 33768.8103 | 33017.3361 | 34132.8286
216780 | 242.131 | 1202 | 3 | Standard Efficiency, No usage | Electric, 120% Usage | Standard, 120% Usage | Gas, 120% Usage | None | 200-300% | None | 16 | Single-Family Attached | Single-Family Attached | Single-Family Attached | 1000-1499 | 0-1499 | 2 | Natural Gas | 100% Conditioned | Central AC | None | Natural Gas Fuel Furnace | None | 70000-79999 | 100% LED | Vacant | 1990s | Natural Gas | Yes | 0 | 0 | 0 | 470.9652 | 1762.5294 | 0 | 0 | 38.0992 | 0 | 0 | 0 | 0 | 0 | 0 | 0 | 0 | 21.9803 | 0 | 0 | 0 | 0 | 0 | 868.0765 | 0 | 0 | 0 | 0 | 0 | 0 | 0 | 0 | 2695.3746 | 0 | 1656.4377 | 0 | 0 | 0 | 0 | 0 | 0 | 0 | 0 | 7513.463 | 7513.463 | 3161.3576 | 3161.3576 | 0 | 4352.1054 | 0 | 546.1352 | 0 | 992.1576 | 0 | 1149.1667 | 0 | 992.1576 | 0 | 1026.7925 | 0 | 992.1576 | 0 | 1191.3685 | 0 | 992.1576 | 0 | 1538.2928 | 2141.3243 | 2018.9501 | 2183.5261
216834 | 242.131 | 1220 | 4 | Standard Efficiency | Electric, 120% Usage | Standard, 120% Usage | Electric, 120% Usage | 290 Rated kWh, 120% Usage | 300-400% | None | None | Single-Family Detached | Single-Family Detached | Single-Family Detached | 1000-1499 | 0-1499 | 1 | Natural Gas | 100% Conditioned | Central AC | None | Natural Gas Fuel Furnace | None | 80000-99999 | 100% LED | Occupied | 1970s | Natural Gas | Yes | 67.9925 | 1199.833 | 44.8399 | 1089.3452 | 5394.5592 | 150.9316 | 0 | 216.5795 | 0 | 0 | 0 | 0 | 0 | 26.9625 | 16.7051 | 375.131 | 21.9803 | 5095.9198 | 0 | 0 | 0 | 565.6272 | 1356.0398 | 383.63 | 0 | 0 | 0 | 0 | 0 | 0 | 0 | 15826.717 | 0 | 8211.8514 | 0 | 0 | 0 | 0 | 0 | 0 | 0 | 0 | 40044.6449 | 40044.6449 | 16006.0765 | 16006.0765 | 0 | 24038.5684 | 0 | 2767.8805 | 0 | 5480.2744 | 0 | 6037.5363 | 0 | 5480.2744 | 0 | 5353.2327 | 0 | 5480.2744 | 0 | 6267.2776 | 0 | 5480.2744 | 0 | 8248.155 | 11517.8107 | 10833.5072 | 11747.552
216975 | 242.131 | 1623 | 2 | None | Electric, 80% Usage | EnergyStar, 80% Usage | Electric, 80% Usage | None | 400%+ | 2 | None | 2 Unit | Multifamily with 2-4 Units | Multi-Family with 2 - 4 Units | 1500-1999 | 1500-2499 | 2 | Natural Gas | 20% Conditioned | Room AC | None | Natural Gas Fuel Furnace | None | 80000-99999 | 100% CFL | Vacant | 1940s | Natural Gas | No | 0 | 0 | 0 | 0 | 601.6749 | 0 | 0 | 208.6666 | 0 | 0 | 0 | 0 | 0 | 0 | 0 | 0 | 16.412 | 0 | 0 | 0 | 0 | 0 | 480.0504 | 0 | 0 | 0 | 0 | 0 | 0 | 0 | 0 | 9655.8125 | 0 | 1632.1128 | 0 | 0 | 0 | 0 | 0 | 0 | 0 | 0 | 12594.7292 | 12594.7292 | 1306.8039 | 1306.8039 | 0 | 11287.9253 | 0 | 239.5979 | 0 | 2573.4191 | 0 | 511.4163 | 0 | 2573.4191 | 0 | 453.4372 | 0 | 2573.4191 | 0 | 530.6214 | 0 | 2573.4191 | 0 | 2813.017 | 3084.8354 | 3026.8564 | 3104.0405
217029 | 242.131 | 1220 | 2 | Standard Efficiency | Electric, 100% Usage | Standard, 100% Usage | Electric, 100% Usage | None | 0-100% | None | None | Single-Family Detached | Single-Family Detached | Single-Family Detached | 1000-1499 | 0-1499 | 1 | Natural Gas | 100% Conditioned | Central AC | None | Natural Gas Fuel Furnace | None | <10000 | 100% CFL | Occupied | 1990s | Natural Gas | Yes | 67.9925 | 525.7695 | 19.6358 | 900.6074 | 2994.8933 | 0 | 319.7405 | 212.7696 | 0 | 0 | 0 | 0 | 0 | 40.1507 | 0 | 491.1871 | 16.412 | 1918.4432 | 0 | 0 | 0 | 339.6694 | 434.0383 | 0 | 0 | 0 | 0 | 0 | 0 | 0 | 0 | 8905.2575 | 0 | 2802.9317 | 0 | 0 | 0 | 0 | 0 | 0 | 0 | 0 | 19989.2054 | 19989.2054 | 8281.3092 | 8281.3092 | 0 | 11708.1892 | 0 | 1454.9297 | 0 | 2669.197 | 0 | 3124.2231 | 0 | 2669.197 | 0 | 2773.2678 | 0 | 2669.197 | 0 | 3259.3211 | 0 | 2669.197 | 0 | 4124.1267 | 5793.4201 | 5442.4648 | 5928.518
217056 | 242.131 | 1138 | 2 | Standard Efficiency | None | None | Gas, 80% Usage | None | 400%+ | 15 | None | 10 to 19 Unit | Multifamily with 5+ units, 1-3 stories | Multi-Family with 5+ Units | 1000-1499 | 0-1499 | 2 | Natural Gas | None | None | None | Natural Gas Fuel Furnace | None | 80000-99999 | 100% Incandescent | Occupied | 2010s | Natural Gas | Yes | 67.9925 | 0 | 0 | 0 | 0 | 0 | 0 | 53.0459 | 0 | 0 | 0 | 0 | 0 | 156.793 | 0 | 1465.0623 | 16.412 | 888.2984 | 0 | 0 | 0 | 21.3942 | 434.0383 | 0 | 0 | 0 | 0 | 0 | 0 | 0 | 0 | 2431.6107 | 0 | 2179.8626 | 0 | 0 | 624.8275 | 0 | 0 | 0 | 0 | 0 | 8339.3373 | 8339.3373 | 3103.0365 | 3103.0365 | 0 | 5236.3008 | 0 | 544.1276 | 0 | 1193.7825 | 0 | 1193.0015 | 0 | 1193.7825 | 0 | 1088.814 | 0 | 1193.7825 | 0 | 1327.7175 | 0 | 1193.7825 | 0 | 1737.9101 | 2386.784 | 2282.5966 | 2521.5
217158 | 242.131 | 2176 | 4 | Standard Efficiency | Electric, 100% Usage | EnergyStar, 100% Usage | Electric, 100% Usage | None | 400%+ | None | None | Single-Family Detached | Single-Family Detached | Single-Family Detached | 2000-2499 | 1500-2499 | 1 | Natural Gas | 60% Conditioned | Room AC | None | Natural Gas Fuel Wall/Floor Furnace | None | 200000+ | 100% Incandescent | Occupied | <1940 | Natural Gas | Yes | 67.9925 | 400.042 | 23.4457 | 0 | 3426.0008 | 0 | 0 | 0 | 0 | 0 | 0 | 0 | 0 | 208.6666 | 0 | 2355.9983 | 21.9803 | 2537.1163 | 0 | 0 | 0 | 405.6104 | 400.042 | 0 | 0 | 0 | 0 | 0 | 0 | 0 | 0 | 35994.1096 | 0 | 3787.9436 | 0 | 0 | 0 | 0 | 0 | 0 | 0 | 0 | 49629.2411 | 49629.2411 | 9846.8949 | 9846.8949 | 0 | 39782.0532 | 0 | 1702.5404 | 0 | 9069.501 | 0 | 3669.1899 | 0 | 9069.501 | 0 | 3249.8836 | 0 | 9069.501 | 0 | 3873.1468 | 0 | 9069.501 | 0 | 10772.0413 | 12738.6908 | 12319.3846 | 12942.6477
217219 | 242.131 | 1220 | 2 | Standard Efficiency | Electric, 100% Usage | EnergyStar, 100% Usage | Electric, 100% Usage | None | 300-400% | None | None | Single-Family Detached | Single-Family Detached | Single-Family Detached | 1000-1499 | 0-1499 | 1 | Electricity | 100% Conditioned | Heat Pump | None | Electricity ASHP | None | 40000-44999 | 100% CFL | Occupied | 1970s | Electricity | Yes | 67.9925 | 275.7799 | 16.1189 | 792.1711 | 2542.6846 | 0 | 0 | 397.4044 | 1541.5538 | 7028.7235 | 0 | 0 | 1157.6307 | 40.1507 | 24.911 | 491.1871 | 16.412 | 1918.4432 | 0 | 1534.2271 | 0 | 339.6694 | 868.0765 | 0 | 0 | 0 | 0 | 0 | 1209.5043 | 0 | 0 | 0 | 0 | 0 | 0 | 4252.7543 | 0 | 0 | 0 | 0 | 0 | 0 | 24515.395 | 24515.395 | 19053.1364 | 19053.1364 | 0 | 5462.2586 | 0 | 3325.2095 | 0 | 1245.2653 | 0 | 7604.2602 | 0 | 1245.2653 | 0 | 6644.4542 | 0 | 1245.2653 | 0 | 7987.0953 | 0 | 1245.2653 | 0 | 4570.4747 | 8849.5255 | 7889.7195 | 9232.3606
217374 | 242.131 | 8194 | 4 | None | Gas, 100% Usage | EnergyStar, 100% Usage | Electric, 100% Usage | None | 400%+ | None | None | Single-Family Detached | Single-Family Detached | Single-Family Detached | 4000+ | 4000+ | 2 | Natural Gas | 100% Conditioned | Central AC | None | Natural Gas Fuel Furnace | None | 140000-159999 | 100% Incandescent | Occupied | 2010s | Natural Gas | Yes | 0 | 58.0281 | 37.8062 | 2237.0115 | 8048.3177 | 0 | 0 | 452.5017 | 0 | 0 | 0 | 0 | 0 | 509.6506 | 0 | 7521.669 | 21.9803 | 5080.387 | 0 | 0 | 0 | 537.1993 | 400.042 | 0 | 0 | 0 | 0 | 770.4838 | 0 | 0 | 0 | 33990.0896 | 0 | 5687.3372 | 0 | 0 | 0 | 0 | 0 | 0 | 0 | 0 | 65352.7971 | 65352.7971 | 24904.8865 | 24904.8865 | 0 | 40447.9107 | 0 | 4314.4586 | 0 | 9221.2734 | 0 | 9254.8778 | 0 | 9221.2734 | 0 | 8202.7458 | 0 | 9221.2734 | 0 | 9788.6685 | 0 | 9221.2734 | 0 | 13535.732 | 18476.1512 | 17424.0192 | 19009.9419
217379 | 242.131 | 2663 | 4 | None | Electric, 100% Usage | Standard, 100% Usage | Electric, 100% Usage | None | 400%+ | None | None | Single-Family Detached | Single-Family Detached | Single-Family Detached | 2500-2999 | 2500-3999 | 1 | Electricity | 20% Conditioned | Room AC | None | Electricity Baseboard | None | 200000+ | 100% CFL | Occupied | 1990s | Electricity | Yes | 0 | 998.2001 | 37.5131 | 0 | 781.3275 | 0 | 319.7405 | 0 | 0 | 16968.5219 | 0 | 0 | 3126.4822 | 58.3211 | 24.911 | 887.4192 | 21.9803 | 3006.9092 | 0 | 0 | 0 | 471.2583 | 400.042 | 0 | 0 | 0 | 0 | 0 | 0 | 0 | 0 | 0 | 0 | 0 | 0 | 0 | 0 | 0 | 0 | 0 | 0 | 0 | 27102.3333 | 27102.3333 | 27102.3333 | 27102.3333 | 0 | 0 | 0 | 4940.5036 | 0 | 0 | 0 | 11349.3819 | 0 | 0 | 0 | 9851.531 | 0 | 0 | 0 | 11999.2228 | 0 | 0 | 0 | 4940.5036 | 11349.3819 | 9851.531 | 11999.2228
217435 | 242.131 | 1675 | 3 | Standard Efficiency | Electric, 120% Usage | EnergyStar, 120% Usage | Electric, 120% Usage | None | 400%+ | None | 10 | Single-Family Attached | Single-Family Attached | Single-Family Attached | 1500-1999 | 1500-2499 | 3 | Electricity | 100% Conditioned | Heat Pump | None | Electricity ASHP | None | 140000-159999 | 100% CFL | Occupied | 1990s | Electricity | Yes | 67.9925 | 444.0027 | 25.7903 | 882.7301 | 3471.1338 | 0 | 319.7405 | 418.2124 | 786.6028 | 4287.3367 | 0 | 0 | 3495.7517 | 46.0122 | 0 | 616.0354 | 21.9803 | 3718.7788 | 0 | 0 | 0 | 467.4484 | 434.0383 | 0 | 0 | 0 | 0 | 0 | 0 | 0 | 0 | 0 | 0 | 0 | 0 | 0 | 0 | 0 | 0 | 0 | 0 | 0 | 19503.2936 | 19503.2936 | 19503.2936 | 19503.2936 | 0 | 0 | 0 | 3426.5701 | 0 | 0 | 0 | 7699.6203 | 0 | 0 | 0 | 6751.5623 | 0 | 0 | 0 | 8093.8968 | 0 | 0 | 0 | 3426.5701 | 7699.6203 | 6751.5623 | 8093.8968
217514 | 242.131 | 1220 | 3 | Standard Efficiency | Electric, 100% Usage | Standard, 100% Usage | Electric, 100% Usage | None | 150-200% | None | None | Single-Family Detached | Single-Family Detached | Single-Family Detached | 1000-1499 | 0-1499 | 1 | Electricity | 40% Conditioned | Room AC | None | Electricity Electric Furnace | None | 35000-39999 | 100% Incandescent | Occupied | 1940s | Electricity | Yes | 67.9925 | 999.9585 | 37.5131 | 0 | 2273.3523 | 0 | 0 | 213.0627 | 0 | 9160.8155 | 0 | 0 | 3123.8445 | 160.896 | 99.9372 | 1535.3993 | 21.9803 | 2547.9599 | 0 | 0 | 0 | 471.2583 | 914.0887 | 0 | 0 | 0 | 0 | 0 | 0 | 0 | 0 | 0 | 0 | 0 | 0 | 0 | 0 | 0 | 0 | 0 | 0 | 0 | 21628.0588 | 21628.0588 | 21628.0588 | 21628.0588 | 0 | 0 | 0 | 3799.2988 | 0 | 0 | 0 | 8743.1453 | 0 | 0 | 0 | 7617.2452 | 0 | 0 | 0 | 9196.9999 | 0 | 0 | 0 | 3799.2988 | 8743.1453 | 7617.2452 | 9196.9999
217559 | 242.131 | 2176 | 3 | Standard Efficiency | Electric, 100% Usage | Standard, 100% Usage | Electric, 100% Usage | 318 Rated kWh, 100% Usage | 400%+ | None | None | Single-Family Detached | Single-Family Detached | Single-Family Detached | 2000-2499 | 1500-2499 | 1 | Electricity | 100% Conditioned | Central AC | None | Electricity Electric Furnace | None | 200000+ | 100% LED | Occupied | 2000s | Electricity | Yes | 81.7668 | 1237.053 | 46.3052 | 577.0569 | 2580.7838 | 171.7396 | 0 | 148.587 | 0 | 8413.1912 | 0 | 0 | 1277.4968 | 34.8755 | 16.7051 | 575.5916 | 21.9803 | 3166.6329 | 0 | 0 | 0 | 537.1993 | 434.0383 | 0 | 0 | 0 | 0 | 0 | 0 | 0 | 0 | 0 | 0 | 0 | 0 | 0 | 0 | 0 | 0 | 0 | 0 | 0 | 19321.0034 | 19321.0034 | 19321.0034 | 19321.0034 | 0 | 0 | 0 | 3364.2619 | 0 | 0 | 0 | 7727.9113 | 0 | 0 | 0 | 6743.0561 | 0 | 0 | 0 | 8113.2525 | 0 | 0 | 0 | 3364.2619 | 7727.9113 | 6743.0561 | 8113.2525
217585 | 242.131 | 1690 | 3 | None | Electric, 120% Usage | Standard, 120% Usage | Electric, 120% Usage | 290 Rated kWh, 120% Usage | 300-400% | None | None | Single-Family Detached | Single-Family Detached | Single-Family Detached | 1500-1999 | 1500-2499 | 1 | Electricity | None | None | None | Electricity Baseboard | None | 50000-59999 | 100% Incandescent | Occupied | 1990s | Electricity | Yes | 0 | 915.261 | 34.2893 | 0 | 0 | 109.3155 | 319.7405 | 0 | 0 | 5937.0337 | 0 | 0 | 3757.7573 | 184.6348 | 99.9372 | 1938.9582 | 21.9803 | 4765.3356 | 0 | 0 | 0 | 486.498 | 868.0765 | 0 | 0 | 0 | 0 | 0 | 0 | 0 | 0 | 0 | 0 | 0 | 0 | 0 | 0 | 0 | 0 | 0 | 0 | 0 | 19438.8179 | 19438.8179 | 19438.8179 | 19438.8179 | 0 | 0 | 0 | 3308.7495 | 0 | 0 | 0 | 7632.5385 | 0 | 0 | 0 | 6653.3382 | 0 | 0 | 0 | 8113.3863 | 0 | 0 | 0 | 3308.7495 | 7632.5385 | 6653.3382 | 8113.3863
217621 | 242.131 | 1690 | 4 | None | None | None | Electric, 100% Usage | None | 400%+ | None | None | Single-Family Detached | Single-Family Detached | Single-Family Detached | 1500-1999 | 1500-2499 | 2 | Electricity | 100% Conditioned | Heat Pump | None | Electricity ASHP | None | 200000+ | 100% CFL | Occupied | 1980s | Electricity | Yes | 0 | 0 | 0 | 1575.5501 | 5309.5686 | 0 | 319.7405 | 492.0663 | 185.514 | 8482.356 | 0 | 0 | 2712.6658 | 46.0122 | 24.911 | 620.1384 | 21.9803 | 2697.4261 | 0 | 0 | 0 | 471.2583 | 434.0383 | 0 | 0 | 0 | 0 | 0 | 0 | 0 | 0 | 0 | 0 | 0 | 0 | 0 | 0 | 0 | 0 | 0 | 0 | 0 | 23393.5189 | 23393.5189 | 23393.5189 | 23393.5189 | 0 | 0 | 0 | 4047.3367 | 0 | 0 | 0 | 9041.0675 | 0 | 0 | 0 | 7933.097 | 0 | 0 | 0 | 9540.4056 | 0 | 0 | 0 | 4047.3367 | 9041.0675 | 7933.097 | 9540.4056
217641 | 242.131 | 8194 | 3 | Standard Efficiency, No usage | Electric, 80% Usage | EnergyStar, 80% Usage | Electric, 80% Usage | 290 Rated kWh, 80% Usage | 400%+ | None | None | Single-Family Detached | Single-Family Detached | Single-Family Detached | 4000+ | 4000+ | 2 | Electricity | 100% Conditioned | Heat Pump | None | Electricity ASHP | None | 140000-159999 | 100% LED | Vacant | 2000s | Electricity | Yes | 0 | 0 | 0 | 744.1074 | 2215.3242 | 0 | 319.7405 | 198.116 | 136.5711 | 2551.7698 | 0 | 0 | 329.4119 | 0 | 0 | 0 | 21.9803 | 0 | 0 | 0 | 0 | 0 | 400.042 | 0 | 0 | 0 | 0 | 0 | 0 | 0 | 0 | 0 | 0 | 0 | 0 | 0 | 0 | 0 | 0 | 0 | 0 | 0 | 6917.3565 | 6917.3565 | 6917.3565 | 6917.3565 | 0 | 0 | 0 | 1315.5866 | 0 | 0 | 0 | 2900.1712 | 0 | 0 | 0 | 2549.5574 | 0 | 0 | 0 | 2938.903 | 0 | 0 | 0 | 1315.5866 | 2900.1712 | 2549.5574 | 2938.903
217692 | 242.131 | 1690 | 3 | Standard Efficiency | Electric, 120% Usage | EnergyStar, 120% Usage | Electric, 120% Usage | None | 400%+ | None | None | Single-Family Detached | Single-Family Detached | Single-Family Detached | 1500-1999 | 1500-2499 | 1 | Electricity | 100% Conditioned | Heat Pump | None | Electricity ASHP | None | 140000-159999 | 100% CFL | Occupied | 1950s | Natural Gas | Yes | 67.9925 | 480.0504 | 28.1348 | 573.5401 | 2015.4497 | 0 | 0 | 397.9905 | 2108.0602 | 5792.5497 | 0 | 0 | 0 | 46.0122 | 0 | 620.1384 | 21.9803 | 4765.3356 | 0 | 0 | 0 | 486.498 | 400.042 | 0 | 0 | 0 | 0 | 0 | 0 | 0 | 0 | 0 | 0 | 6039.6086 | 0 | 0 | 0 | 0 | 0 | 0 | 0 | 0 | 23843.383 | 23843.383 | 17803.7744 | 17803.7744 | 0 | 6039.6086 | 0 | 3087.4069 | 0 | 1376.9005 | 0 | 7133.3778 | 0 | 1376.9005 | 0 | 6233.0273 | 0 | 1376.9005 | 0 | 7432.2797 | 0 | 1376.9005 | 0 | 4464.3074 | 8510.2783 | 7609.9278 | 8809.1802
217765 | 242.131 | 1690 | 4 | Standard Efficiency | Electric, 80% Usage | Standard, 80% Usage | Electric, 80% Usage | 318 Rated kWh, 80% Usage | 150-200% | None | None | Single-Family Detached | Single-Family Detached | Single-Family Detached | 1500-1999 | 1500-2499 | 1 | Natural Gas | 100% Conditioned | Central AC | None | Natural Gas Fuel Furnace | None | 50000-59999 | 100% CFL | Occupied | 1950s | Natural Gas | Yes | 67.9925 | 1179.318 | 44.2537 | 1432.8245 | 5957.5487 | 167.0505 | 0 | 631.5682 | 0 | 0 | 0 | 0 | 0 | 46.0122 | 24.911 | 620.1384 | 21.9803 | 1663.4714 | 0 | 0 | 0 | 482.6881 | 914.0887 | 0 | 0 | 0 | 0 | 0 | 0 | 0 | 0 | 30381.2125 | 0 | 3304.0832 | 0 | 0 | 0 | 0 | 0 | 0 | 0 | 0 | 46939.1418 | 46939.1418 | 13254.1391 | 13254.1391 | 0 | 33685.2957 | 0 | 2241.4711 | 0 | 7679.5229 | 0 | 4793.0248 | 0 | 7679.5229 | 0 | 4268.3822 | 0 | 7679.5229 | 0 | 4992.4241 | 0 | 7679.5229 | 0 | 9920.9941 | 12472.5478 | 11947.9052 | 12671.947
217853 | 242.131 | 1138 | 2 | None | Electric, 120% Usage | EnergyStar, 120% Usage | Electric, 120% Usage | 318 Rated kWh, 120% Usage | 400%+ | 8 | None | 5 to 9 Unit | Multifamily with 5+ units, 1-3 stories | Multi-Family with 5+ Units | 1000-1499 | 0-1499 | 2 | Natural Gas | 100% Conditioned | Central AC | None | Natural Gas Fuel Furnace | None | 50000-59999 | 100% CFL | Occupied | 1990s | Natural Gas | Yes | 0 | 347.5823 | 20.2219 | 764.6224 | 3428.0523 | 77.6638 | 0 | 45.1329 | 0 | 0 | 0 | 0 | 0 | 39.2715 | 0 | 468.6206 | 16.412 | 3162.5299 | 0 | 0 | 0 | 416.454 | 1356.0398 | 0 | 0 | 0 | 0 | 0 | 0 | 0 | 0 | 11733.9795 | 0 | 2546.7876 | 0 | 0 | 0 | 0 | 0 | 0 | 0 | 0 | 24423.6638 | 24423.6638 | 10142.8967 | 10142.8967 | 0 | 14281.0602 | 0 | 1687.9342 | 0 | 3255.7735 | 0 | 3611.3346 | 0 | 3255.7735 | 0 | 3208.0329 | 0 | 3255.7735 | 0 | 3856.7385 | 0 | 3255.7735 | 0 | 4943.7078 | 6867.1082 | 6463.8065 | 7112.5121
217892 | 242.131 | 1220 | 3 | Standard Efficiency, No usage | Electric, 120% Usage | Standard, 120% Usage | Electric, 120% Usage | 318 Rated kWh, 120% Usage | 200-300% | None | None | Single-Family Detached | Single-Family Detached | Single-Family Detached | 1000-1499 | 0-1499 | 1 | Fuel Oil | 60% Conditioned | Central AC | None | Fuel Oil Fuel Furnace | None | 45000-49999 | 100% CFL | Vacant | 1990s | Fuel Oil | Yes | 0 | 0 | 0 | 154.1554 | 1327.3189 | 0 | 319.7405 | 198.9953 | 0 | 0 | 0 | 0 | 0 | 0 | 0 | 0 | 21.9803 | 0 | 0 | 0 | 0 | 0 | 868.0765 | 0 | 0 | 7689.8918 | 1322.6297 | 0 | 0 | 0 | 0 | 0 | 0 | 0 | 0 | 0 | 0 | 0 | 0 | 0 | 0 | 0 | 11902.2023 | 11902.2023 | 2889.9738 | 2889.9738 | 9012.2285 | 0 | 0 | 483.5689 | 2732.5189 | 0 | 0 | 1048.0229 | 2732.5189 | 0 | 0 | 981.1702 | 2732.5189 | 0 | 0 | 1155.7044 | 2732.5189 | 0 | 0 | 3216.0878 | 3780.5418 | 3713.6891 | 3888.2233
217903 | 242.131 | 2631 | 3 | Standard Efficiency | Gas, 120% Usage | EnergyStar, 120% Usage | Gas, 120% Usage | 290 Rated kWh, 120% Usage | 200-300% | None | 6 | Single-Family Attached | Single-Family Attached | Single-Family Attached | 2500-2999 | 2500-3999 | 2 | Natural Gas | 80% Conditioned | Central AC | Heating and Cooling | Natural Gas Shared Heating | Fan Coil Heating and Cooling, Natural Gas | 70000-79999 | 100% CFL | Occupied | 2000s | Natural Gas | Yes | 81.7668 | 56.8558 | 37.22 | 53.3389 | 3756.585 | 152.9831 | 319.7405 | 119.2799 | 0 | 0 | 0 | 0 | 0 | 58.0281 | 0 | 878.6271 | 21.9803 | 4536.7402 | 0 | 0 | 0 | 38.9785 | 434.0383 | 0 | 0 | 0 | 0 | 755.8303 | 0 | 1010.509 | 0 | 5088.593 | 0 | 7229.4772 | 0 | 0 | 1144.1495 | 0 | 0 | 0 | 0 | 0 | 25774.1353 | 25774.1353 | 10545.8694 | 10545.8694 | 0 | 15228.2659 | 0 | 1862.394 | 0 | 3471.7393 | 0 | 4026.8933 | 0 | 3471.7393 | 0 | 3565.4125 | 0 | 3471.7393 | 0 | 4214.226 | 0 | 3471.7393 | 0 | 5334.1333 | 7498.6326 | 7037.1518 | 7685.9653
218018 | 242.131 | 853 | 1 | Standard Efficiency | None | None | Electric, 120% Usage | 290 Rated kWh, 120% Usage | 100-150% | 12 | None | 10 to 19 Unit | Multifamily with 5+ units, 1-3 stories | Multi-Family with 5+ Units | 750-999 | 0-1499 | 2 | Electricity | 100% Conditioned | Central AC | None | Electricity Electric Furnace | None | 20000-24999 | 100% Incandescent | Occupied | 2000s | Electricity | Yes | 67.9925 | 0 | 0 | 286.9166 | 1470.6306 | 99.3511 | 0 | 15.5328 | 0 | 1795.9395 | 0 | 0 | 3500.1478 | 142.7256 | 0 | 1220.3479 | 16.412 | 3323.1329 | 0 | 0 | 0 | 467.4484 | 434.0383 | 0 | 0 | 0 | 0 | 0 | 0 | 0 | 0 | 0 | 0 | 0 | 0 | 0 | 0 | 0 | 0 | 0 | 0 | 0 | 12840.9089 | 12840.9089 | 12840.9089 | 12840.9089 | 0 | 0 | 0 | 2203.0564 | 0 | 0 | 0 | 4963.425 | 0 | 0 | 0 | 4351.7657 | 0 | 0 | 0 | 5277.9904 | 0 | 0 | 0 | 2203.0564 | 4963.425 | 4351.7657 | 5277.9904
218051 | 242.131 | 3301 | 5 | Standard Efficiency | None | None | Electric, 100% Usage | 290 Rated kWh, 100% Usage | 400%+ | None | None | Single-Family Detached | Single-Family Detached | Single-Family Detached | 3000-3999 | 2500-3999 | 2 | Natural Gas | 100% Conditioned | Central AC | None | Natural Gas Fuel Furnace | None | 200000+ | 100% Incandescent | Occupied | 1980s | Natural Gas | Yes | 67.9925 | 0 | 0 | 830.5634 | 4445.5951 | 160.6029 | 0 | 631.2751 | 0 | 0 | 0 | 0 | 0 | 264.9362 | 0 | 3321.6675 | 27.2556 | 3524.4727 | 0 | 0 | 0 | 537.1993 | 480.0504 | 0 | 0 | 0 | 0 | 0 | 0 | 0 | 0 | 26547.2567 | 0 | 5892.4869 | 0 | 0 | 0 | 0 | 0 | 0 | 0 | 0 | 46731.3544 | 46731.3544 | 14291.9038 | 14291.9038 | 0 | 32439.4506 | 0 | 2444.9364 | 0 | 7395.5546 | 0 | 5301.9945 | 0 | 7395.5546 | 0 | 4695.2671 | 0 | 7395.5546 | 0 | 5586.6863 | 0 | 7395.5546 | 0 | 9840.491 | 12697.5491 | 12090.8217 | 12982.2409
218115 | 242.131 | 1220 | 2 | None | Electric, 120% Usage | EnergyStar, 120% Usage | Electric, 120% Usage | None | 400%+ | None | None | Single-Family Detached | Single-Family Detached | Single-Family Detached | 1000-1499 | 0-1499 | 2 | Natural Gas | 100% Conditioned | Central AC | None | Natural Gas Fuel Furnace | None | 200000+ | 100% CFL | Occupied | 1950s | Electricity | Yes | 0 | 778.6898 | 45.426 | 1273.6869 | 5161.5677 | 0 | 319.7405 | 310.9484 | 0 | 0 | 0 | 0 | 6957.5072 | 40.1507 | 0 | 491.1871 | 16.412 | 5725.4364 | 0 | 0 | 0 | 644.7564 | 400.042 | 0 | 0 | 0 | 0 | 0 | 0 | 0 | 0 | 17698.855 | 0 | 0 | 0 | 0 | 0 | 0 | 0 | 0 | 0 | 0 | 39864.4062 | 39864.4062 | 22165.8442 | 22165.8442 | 0 | 17698.855 | 0 | 3829.2667 | 0 | 4034.9631 | 0 | 8379.0894 | 0 | 4034.9631 | 0 | 7403.6512 | 0 | 4034.9631 | 0 | 8833.6007 | 0 | 4034.9631 | 0 | 7864.2298 | 12414.0525 | 11438.6144 | 12868.5639
218204 | 242.131 | 2176 | 3 | Standard Efficiency, No usage | Electric, 120% Usage | Standard, 120% Usage | Electric, 120% Usage | None | 400%+ | None | None | Single-Family Detached | Single-Family Detached | Single-Family Detached | 2000-2499 | 1500-2499 | 2 | Electricity | 100% Conditioned | Heat Pump | None | Electricity ASHP | None | 200000+ | 100% CFL | Vacant | 1950s | Electricity | Yes | 0 | 0 | 0 | 1084.363 | 3071.971 | 0 | 0 | 289.8473 | 606.6571 | 3816.9576 | 0 | 0 | 325.895 | 0 | 0 | 0 | 21.9803 | 0 | 0 | 2454.4702 | 0 | 0 | 480.0504 | 0 | 0 | 0 | 0 | 0 | 0 | 0 | 0 | 0 | 0 | 0 | 0 | 0 | 0 | 0 | 0 | 0 | 0 | 0 | 12152.1919 | 12152.1919 | 12152.1919 | 12152.1919 | 0 | 0 | 0 | 2062.9826 | 0 | 0 | 0 | 4672.9267 | 0 | 0 | 0 | 4105.7934 | 0 | 0 | 0 | 4850.9708 | 0 | 0 | 0 | 2062.9826 | 4672.9267 | 4105.7934 | 4850.9708
218233 | 242.131 | 1220 | 3 | Standard Efficiency | Electric, 120% Usage | Standard, 120% Usage | Electric, 120% Usage | 290 Rated kWh, 120% Usage | 400%+ | None | None | Single-Family Detached | Single-Family Detached | Single-Family Detached | 1000-1499 | 0-1499 | 1 | Natural Gas | 100% Conditioned | Central AC | None | Natural Gas Fuel Furnace | None | 200000+ | 100% LED | Occupied | 1950s | Natural Gas | Yes | 67.9925 | 630.6889 | 23.7388 | 867.4904 | 3397.2798 | 67.6994 | 0 | 194.8923 | 0 | 0 | 0 | 0 | 0 | 26.9625 | 16.7051 | 375.131 | 21.9803 | 3836.8864 | 0 | 0 | -5055.476 | 407.3688 | 1160.8545 | 0 | 0 | 0 | 0 | 0 | 0 | 0 | 0 | 20004.7382 | 0 | 3720.5372 | 0 | 0 | 0 | 0 | 0 | 0 | 0 | 0 | 29766.0563 | 34821.2392 | 6040.4878 | 11095.9638 | 0 | 23725.2754 | 0 | 1425.5392 | 0 | 5408.8999 | 0 | 2878.0386 | 0 | 5408.8999 | 0 | 2544.826 | 0 | 5408.8999 | 0 | 2954.9856 | 0 | 5408.8999 | 0 | 6834.4391 | 8286.9385 | 7953.7259 | 8363.8854
218259 | 242.131 | 2663 | 4 | None | Electric, 80% Usage | EnergyStar, 80% Usage | Electric, 80% Usage | None | 300-400% | None | None | Single-Family Detached | Single-Family Detached | Single-Family Detached | 2500-2999 | 2500-3999 | 1 | Natural Gas | 100% Conditioned | Central AC | None | Natural Gas Fuel Furnace | None | 70000-79999 | 100% Incandescent | Occupied | 2010s | Natural Gas | Yes | 0 | 419.6778 | 24.618 | 1120.9968 | 4258.0296 | 0 | 0 | 277.8314 | 0 | 0 | 0 | 0 | 0 | 233.2846 | 99.9372 | 2773.9177 | 21.9803 | 1503.4546 | 0 | 0 | 0 | 377.1825 | 1370.9865 | 0 | 0 | 0 | 0 | 0 | 0 | 0 | 0 | 18664.5242 | 0 | 3028.0103 | 0 | 0 | 0 | 0 | 0 | 0 | 0 | 0 | 34174.1383 | 34174.1383 | 12481.6038 | 12481.6038 | 0 | 21692.5345 | 0 | 2301.1861 | 0 | 4945.4419 | 0 | 4873.5502 | 0 | 4945.4419 | 0 | 4320.9799 | 0 | 4945.4419 | 0 | 5098.1133 | 0 | 4945.4419 | 0 | 7246.628 | 9818.9921 | 9266.4217 | 10043.5552
218393 | 242.131 | 853 | 2 | Standard Efficiency | None | None | Electric, 100% Usage | 318 Rated kWh, 100% Usage | 300-400% | 15 | None | 10 to 19 Unit | Multifamily with 5+ units, 1-3 stories | Multi-Family with 5+ Units | 750-999 | 0-1499 | 2 | Natural Gas | 100% Conditioned | Central AC | None | Natural Gas Fuel Furnace | None | 70000-79999 | 100% Incandescent | Occupied | 1970s | Natural Gas | No | 67.9925 | 0 | 0 | 328.2396 | 2032.7409 | 112.5393 | 0 | 145.9494 | 0 | 0 | 0 | 0 | 0 | 142.7256 | 0 | 1220.3479 | 16.412 | 1856.8983 | 0 | 0 | 0 | 431.9868 | 480.0504 | 0 | 0 | 0 | 0 | 0 | 0 | 0 | 0 | 5823.0291 | 0 | 4302.5764 | 0 | 0 | 0 | 0 | 0 | 0 | 0 | 0 | 16961.7812 | 16961.7812 | 6835.8827 | 6835.8827 | 0 | 10125.8985 | 0 | 1223.6552 | 0 | 2308.4926 | 0 | 2681.4902 | 0 | 2308.4926 | 0 | 2367.4773 | 0 | 2308.4926 | 0 | 2794.5889 | 0 | 2308.4926 | 0 | 3532.1478 | 4989.9828 | 4675.9699 | 5103.0815
218429 | 242.131 | 1202 | 2 | Standard Efficiency | Electric, 80% Usage | EnergyStar, 80% Usage | Electric, 80% Usage | 290 Rated kWh, 80% Usage | 300-400% | None | 8 | Single-Family Attached | Single-Family Attached | Single-Family Attached | 1000-1499 | 0-1499 | 2 | Electricity | None | None | None | Electricity Baseboard | None | 120000-139999 | 100% LED | Occupied | 1980s | Electricity | Yes | 67.9925 | 488.5495 | 28.4279 | 0 | 0 | 119.8661 | 0 | 0 | 0 | 6782.2507 | 0 | 0 | 1962.697 | 26.6695 | 0 | 371.321 | 16.412 | 1089.9313 | 0 | 0 | 0 | 413.5233 | 868.0765 | 0 | 0 | 0 | 0 | 0 | 0 | 0 | 0 | 0 | 0 | 0 | 0 | 0 | 0 | 0 | 0 | 0 | 0 | 0 | 12235.7172 | 12235.7172 | 12235.7172 | 12235.7172 | 0 | 0 | 0 | 2013.9801 | 0 | 0 | 0 | 4758.7541 | 0 | 0 | 0 | 4138.8925 | 0 | 0 | 0 | 5082.2412 | 0 | 0 | 0 | 2013.9801 | 4758.7541 | 4138.8925 | 5082.2412
218471 | 242.131 | 1138 | 2 | Standard Efficiency | None | None | Electric, 100% Usage | 318 Rated kWh, 100% Usage | 400%+ | 12 | None | 10 to 19 Unit | Multifamily with 5+ units, 1-3 stories | Multi-Family with 5+ Units | 1000-1499 | 0-1499 | 2 | Natural Gas | 100% Conditioned | Central AC | Heating and Cooling | Natural Gas Shared Heating | Fan Coil Heating and Cooling, Natural Gas | 80000-99999 | 100% CFL | Occupied | 1970s | Natural Gas | Yes | 67.9925 | 0 | 0 | 17.8773 | 1618.6315 | 88.5075 | 0 | 318.8613 | 0 | 0 | 0 | 0 | 0 | 39.2715 | 0 | 468.6206 | 16.412 | 1776.3038 | 0 | 0 | 0 | 389.4915 | 434.0383 | 0 | 0 | 0 | 0 | 0 | 0 | 0 | 0 | 13888.9311 | 0 | 3494.8725 | 0 | 0 | 0 | 0 | 0 | 0 | 0 | 0 | 22620.1044 | 22620.1044 | 5236.3008 | 5236.3008 | 0 | 17383.8036 | 0 | 866.6935 | 0 | 3963.1703 | 0 | 1883.9896 | 0 | 3963.1703 | 0 | 1669.1074 | 0 | 3963.1703 | 0 | 2003.0716 | 0 | 3963.1703 | 0 | 4829.8638 | 5847.1599 | 5632.2778 | 5966.242
218489 | 242.131 | 1220 | 3 | None | Electric, 100% Usage | EnergyStar, 100% Usage | Electric, 100% Usage | None | 400%+ | None | None | Single-Family Detached | Single-Family Detached | Single-Family Detached | 1000-1499 | 0-1499 | 2 | Fuel Oil | 100% Conditioned | Central AC | None | Fuel Oil Fuel Furnace | None | 70000-79999 | 100% CFL | Occupied | 1990s | Electricity | Yes | 0 | 400.042 | 23.4457 | 950.7226 | 2702.7014 | 0 | 319.7405 | 49.529 | 0 | 0 | 0 | 0 | 2106.5949 | 40.1507 | 0 | 491.1871 | 21.9803 | 2233.2016 | 0 | 0 | 0 | 405.6104 | 400.042 | 0 | 0 | 9090.7715 | 0 | 0 | 0 | 0 | 0 | 0 | 0 | 0 | 0 | 0 | 0 | 0 | 0 | 0 | 0 | 0 | 19235.7197 | 19235.7197 | 10144.9482 | 10144.9482 | 9090.7715 | 0 | 0 | 1712.1964 | 2756.2985 | 0 | 0 | 3732.2732 | 2756.2985 | 0 | 0 | 3303.2951 | 2756.2985 | 0 | 0 | 3943.5416 | 2756.2985 | 0 | 0 | 4468.4949 | 6488.5717 | 6059.5935 | 6699.8401
218580 | 242.131 | 3301 | 5 | Standard Efficiency | Electric, 120% Usage | EnergyStar, 120% Usage | Electric, 120% Usage | None | 400%+ | None | None | Single-Family Detached | Single-Family Detached | Single-Family Detached | 3000-3999 | 2500-3999 | 1 | Electricity | 100% Conditioned | Heat Pump | None | Electricity ASHP | None | 200000+ | 100% LED | Occupied | 1990s | Electricity | Yes | 67.9925 | 927.863 | 54.2181 | 1490.5595 | 7572.9564 | 0 | 0 | 726.5232 | 1108.3948 | 9988.4482 | 0 | 0 | 8181.372 | 44.2537 | 0 | 811.5138 | 27.2556 | 7678.462 | 0 | 0 | 0 | 723.8855 | 434.0383 | 0 | 0 | 0 | 0 | 0 | 0 | 0 | 0 | 0 | 0 | 0 | 0 | 0 | 0 | 0 | 0 | 0 | 0 | 0 | 39838.0298 | 39838.0298 | 39838.0298 | 39838.0298 | 0 | 0 | 0 | 7191.155 | 0 | 0 | 0 | 16191.5076 | 0 | 0 | 0 | 14193.6414 | 0 | 0 | 0 | 16873.9237 | 0 | 0 | 0 | 7191.155 | 16191.5076 | 14193.6414 | 16873.9237
218602 | 242.131 | 2176 | 3 | Standard Efficiency | Electric, 120% Usage | EnergyStar, 120% Usage | Electric, 120% Usage | None | 400%+ | None | None | Single-Family Detached | Single-Family Detached | Single-Family Detached | 2000-2499 | 1500-2499 | 2 | Natural Gas | 100% Conditioned | Central AC | None | Natural Gas Fuel Furnace | None | 140000-159999 | 100% CFL | Occupied | 1950s | Natural Gas | Yes | 67.9925 | 778.6898 | 45.426 | 745.2797 | 5668.5806 | 0 | 319.7405 | 313.8791 | 0 | 0 | 1249.655 | 1234.4153 | 0 | 52.1667 | 0 | 753.7788 | 21.9803 | 6333.5589 | 0 | 0 | 0 | 644.7564 | 434.0383 | 0 | 0 | 0 | 0 | 0 | 0 | 0 | 0 | 14510.8279 | 0 | 10231.6972 | 0 | 0 | 0 | 0 | 0 | 0 | 0 | 0 | 43406.4631 | 43406.4631 | 18663.938 | 18663.938 | 0 | 24742.5251 | 0 | 3181.0782 | 0 | 5640.7899 | 0 | 6909.8892 | 0 | 5640.7899 | 0 | 6122.9423 | 0 | 5640.7899 | 0 | 7250.6904 | 0 | 5640.7899 | 0 | 8821.8681 | 12550.6791 | 11763.7321 | 12891.4803
218620 | 242.131 | 2152 | 4 | None | Electric, 80% Usage | EnergyStar, 80% Usage | Gas, 80% Usage | 318 Rated kWh, 80% Usage | 200-300% | None | 8 | Single-Family Attached | Single-Family Attached | Single-Family Attached | 2000-2499 | 1500-2499 | 2 | Natural Gas | 100% Conditioned | Central AC | None | Natural Gas Fuel Furnace | None | 80000-99999 | 100% Incandescent | Occupied | 1990s | Natural Gas | Yes | 0 | 616.9146 | 36.0477 | 1353.4022 | 6174.1282 | 166.7574 | 0 | 140.6741 | 0 | 0 | 0 | 0 | 0 | 207.4943 | 0 | 2335.4834 | 21.9803 | 1293.9088 | 0 | 0 | 0 | 33.117 | 1356.0398 | 0 | 0 | 0 | 0 | 0 | 0 | 0 | 0 | 32725.488 | 0 | 4277.6653 | 0 | 0 | 969.7722 | 0 | 0 | 0 | 0 | 0 | 51708.5804 | 51708.5804 | 13735.6549 | 13735.6549 | 0 | 37972.9255 | 0 | 2324.4894 | 0 | 8657.059 | 0 | 4812.62 | 0 | 8657.059 | 0 | 4293.7417 | 0 | 8657.059 | 0 | 5186.3212 | 0 | 8657.059 | 0 | 10981.5484 | 13469.679 | 12950.8006 | 13843.3801
218628 | 242.131 | 2152 | 3 | Standard Efficiency | Electric, 80% Usage | EnergyStar, 80% Usage | Electric, 80% Usage | None | 400%+ | None | 16 | Single-Family Attached | Single-Family Attached | Single-Family Attached | 2000-2499 | 1500-2499 | 2 | Natural Gas | 60% Conditioned | Central AC | None | Natural Gas Fuel Furnace | None | 200000+ | 100% CFL | Occupied | 1990s | Natural Gas | Yes | 67.9925 | 296.0018 | 17.2912 | 134.2266 | 1274.273 | 0 | 319.7405 | 570.3163 | 0 | 0 | 0 | 0 | 0 | 51.8736 | 0 | 747.0382 | 21.9803 | 966.2553 | 0 | 0 | 0 | 311.5345 | 434.0383 | 0 | 0 | 0 | 0 | 0 | 0 | 0 | 0 | 22877.7139 | 0 | 2437.179 | 0 | 0 | 0 | 0 | 0 | 0 | 0 | 0 | 30527.748 | 30527.748 | 5212.8551 | 5212.8551 | 0 | 25314.8929 | 0 | 862.3685 | 0 | 5771.2875 | 0 | 1895.6265 | 0 | 5771.2875 | 0 | 1673.0954 | 0 | 5771.2875 | 0 | 2024.7524 | 0 | 5771.2875 | 0 | 6633.656 | 7666.914 | 7444.3829 | 7796.0399
218633 | 242.131 | 1690 | 2 | None | Electric, 100% Usage | EnergyStar, 100% Usage | Electric, 100% Usage | None | 300-400% | None | None | Single-Family Detached | Single-Family Detached | Single-Family Detached | 1500-1999 | 1500-2499 | 2 | Natural Gas | 100% Conditioned | Central AC | None | Natural Gas Fuel Furnace | None | 45000-49999 | 100% CFL | Occupied | 1980s | Natural Gas | Yes | 0 | 275.7799 | 16.1189 | 1192.2131 | 4180.0727 | 0 | 319.7405 | 114.8839 | 0 | 0 | 0 | 0 | 0 | 46.0122 | 0 | 620.1384 | 16.412 | 2067.9095 | 0 | 0 | 0 | 339.6694 | 434.0383 | 0 | 0 | 0 | 0 | 0 | 0 | 0 | 0 | 19988.6193 | 0 | 2482.0189 | 0 | 0 | 0 | 0 | 0 | 0 | 0 | 0 | 32093.9198 | 32093.9198 | 9623.2817 | 9623.2817 | 0 | 22470.6382 | 0 | 1583.1539 | 0 | 5122.8418 | 0 | 3348.8897 | 0 | 5122.8418 | 0 | 2988.7637 | 0 | 5122.8418 | 0 | 3532.9502 | 0 | 5122.8418 | 0 | 6705.9958 | 8471.7315 | 8111.6055 | 8655.7921
218645 | 242.131 | 853 | 1 | Standard Efficiency | Electric, 100% Usage | Standard, 100% Usage | Electric, 100% Usage | None | 300-400% | 8 | None | 5 to 9 Unit | Multifamily with 5+ units, 1-3 stories | Multi-Family with 5+ Units | 750-999 | 0-1499 | 2 | Electricity | 100% Conditioned | Heat Pump | None | Electricity ASHP | None | 35000-39999 | 100% CFL | Occupied | 1980s | Electricity | Yes | 67.9925 | 552.439 | 20.808 | 439.3135 | 1829.9358 | 0 | 0 | 270.7977 | 553.6113 | 2791.795 | 0 | 0 | 1424.9115 | 35.7547 | 0 | 390.3707 | 16.412 | 1466.5276 | 0 | 0 | 0 | 346.9961 | 434.0383 | 0 | 0 | 0 | 0 | 0 | 0 | 0 | 0 | 0 | 0 | 0 | 0 | 0 | 0 | 0 | 0 | 0 | 0 | 0 | 10641.4106 | 10641.4106 | 10641.4106 | 10641.4106 | 0 | 0 | 0 | 1854.4067 | 0 | 0 | 0 | 4191.374 | 0 | 0 | 0 | 3670.6836 | 0 | 0 | 0 | 4400.4443 | 0 | 0 | 0 | 1854.4067 | 4191.374 | 3670.6836 | 4400.4443
218668 | 242.131 | 617 | 1 | None | Electric, 100% Usage | EnergyStar, 100% Usage | Electric, 100% Usage | None | 0-100% | None | 6 | Single-Family Attached | Single-Family Attached | Single-Family Attached | 500-749 | 0-1499 | 1 | Electricity | 40% Conditioned | Room AC | None | Electricity Baseboard | None | <10000 | 100% CFL | Occupied | <1940 | Electricity | Yes | 0 | 289.8473 | 16.9981 | 0 | 714.2142 | 0 | 0 | 0 | 0 | 5219.3027 | 0 | 0 | 1305.0455 | 32.824 | 0 | 325.602 | 16.412 | 1565.8787 | 0 | 0 | 0 | 346.9961 | 434.0383 | 0 | 0 | 0 | 0 | 0 | 0 | 0 | 0 | 0 | 0 | 0 | 0 | 0 | 0 | 0 | 0 | 0 | 0 | 0 | 10266.8657 | 10266.8657 | 10266.8657 | 10266.8657 | 0 | 0 | 0 | 1778.5579 | 0 | 0 | 0 | 4153.5644 | 0 | 0 | 0 | 3614.2453 | 0 | 0 | 0 | 4359.1288 | 0 | 0 | 0 | 1778.5579 | 4153.5644 | 3614.2453 | 4359.1288
218734 | 242.131 | 3301 | 5 | Standard Efficiency | Electric, 120% Usage | Standard, 120% Usage | Electric, 120% Usage | None | 400%+ | None | None | Single-Family Detached | Single-Family Detached | Single-Family Detached | 3000-3999 | 2500-3999 | 1 | Fuel Oil | 80% Conditioned | Central AC | None | Fuel Oil Fuel Boiler | None | 70000-79999 | 100% LED | Occupied | 1960s | Electricity | Yes | 67.9925 | 915.261 | 34.2893 | 371.9072 | 1554.742 | 0 | 0 | 291.6057 | 0 | 0 | 0 | 0 | 4040.2778 | 44.2537 | 16.7051 | 811.5138 | 27.2556 | 5789.9121 | 0 | 0 | 0 | 486.498 | 868.0765 | 0 | 0 | 45899.0326 | 0 | 0 | 0 | 0 | 0 | 0 | 0 | 0 | 0 | 0 | 0 | 0 | 0 | 0 | 0 | 0 | 61219.3227 | 61219.3227 | 15320.2902 | 15320.2902 | 45899.0326 | 0 | 0 | 2515.6995 | 13916.5673 | 0 | 0 | 5584.8075 | 13916.5673 | 0 | 0 | 4923.6644 | 13916.5673 | 0 | 0 | 5971.9069 | 13916.5673 | 0 | 0 | 16432.2667 | 19501.3748 | 18840.2317 | 19888.4741
218739 | 242.131 | 8194 | 4 | Standard Efficiency | None | None | Electric, 80% Usage | None | 400%+ | None | None | Single-Family Detached | Single-Family Detached | Single-Family Detached | 4000+ | 4000+ | 2 | Electricity | 100% Conditioned | Central AC | None | Electricity Electric Furnace | None | 200000+ | 100% LED | Occupied | 2000s | Electricity | Yes | 67.9925 | 0 | 0 | 2113.6286 | 7800.6727 | 0 | 0 | 262.0055 | 0 | 28318.8714 | 0 | 0 | 2203.0152 | 84.9906 | 16.7051 | 1837.8487 | 21.9803 | 2697.7192 | 0 | 0 | 0 | 482.6881 | 434.0383 | 0 | 0 | 0 | 0 | 0 | 0 | 0 | 0 | 0 | 0 | 0 | 0 | 0 | 0 | 0 | 0 | 0 | 0 | 0 | 46341.5699 | 46341.5699 | 46341.5699 | 46341.5699 | 0 | 0 | 0 | 8189.2945 | 0 | 0 | 0 | 18887.7922 | 0 | 0 | 0 | 16480.1421 | 0 | 0 | 0 | 19754.6481 | 0 | 0 | 0 | 8189.2945 | 18887.7922 | 16480.1421 | 19754.6481
218792 | 242.131 | 1138 | 1 | None | None | None | Gas, 120% Usage | None | 400%+ | 19 | None | 10 to 19 Unit | Multifamily with 5+ units, 1-3 stories | Multi-Family with 5+ Units | 1000-1499 | 0-1499 | 2 | Natural Gas | 100% Conditioned | Central AC | None | Natural Gas Fuel Furnace | None | 50000-59999 | 100% Incandescent | Vacant | 1990s | Natural Gas | Yes | 0 | 0 | 0 | 156.2069 | 1042.1607 | 0 | 0 | 3.8099 | 0 | 0 | 0 | 0 | 0 | 0 | 0 | 0 | 16.412 | 0 | 0 | 0 | 0 | 0 | 434.0383 | 0 | 0 | 0 | 0 | 0 | 0 | 0 | 0 | 264.3501 | 0 | 1615.7008 | 0 | 0 | 0 | 0 | 0 | 0 | 0 | 0 | 3532.6787 | 3532.6787 | 1652.6278 | 1652.6278 | 0 | 1880.0509 | 0 | 265.5643 | 0 | 428.6062 | 0 | 596.0739 | 0 | 428.6062 | 0 | 530.9934 | 0 | 428.6062 | 0 | 596.9534 | 0 | 428.6062 | 0 | 694.1705 | 1024.6801 | 959.5996 | 1025.5596
218850 | 242.131 | 1220 | 2 | Standard Efficiency, No usage | Electric, 100% Usage | Standard, 100% Usage | Propane, 100% Usage | 318 Rated kWh, 100% Usage | 150-200% | None | None | Mobile Home | Mobile Home | Mobile Home | 1000-1499 | 0-1499 | 1 | Propane | 100% Conditioned | Central AC | None | Propane Fuel Furnace | None | 20000-24999 | 100% LED | Vacant | 1990s | Electricity | Yes | 0 | 0 | 0 | 327.0673 | 1581.9976 | 0 | 0 | 90.559 | 0 | 0 | 0 | 0 | 340.5486 | 0 | 0 | 0 | 16.412 | 0 | 0 | 0 | 0 | 0 | 434.0383 | 0 | 0 | 0 | 0 | 0 | 0 | 0 | 0 | 0 | 0 | 0 | 0 | 0 | 0 | 0 | 0 | 5874.6096 | 0 | 0 | 8665.5254 | 8665.5254 | 2790.9158 | 2790.9158 | 0 | 0 | 5874.6096 | 465.7963 | 0 | 0 | 1616.5959 | 968.6148 | 0 | 0 | 1616.5959 | 866.8486 | 0 | 0 | 1616.5959 | 1021.0645 | 0 | 0 | 1616.5959 | 2082.3922 | 2585.2107 | 2483.4445 | 2637.6605
218877 | 242.131 | 1202 | 1 | Standard Efficiency | Electric, 120% Usage | Standard, 120% Usage | Electric, 120% Usage | 290 Rated kWh, 120% Usage | 300-400% | None | 30 | Single-Family Attached | Single-Family Attached | Single-Family Attached | 1000-1499 | 0-1499 | 2 | Natural Gas | 60% Conditioned | Room AC | None | Natural Gas Fuel Furnace | None | 100000-119999 | 100% Incandescent | Occupied | 1950s | Natural Gas | Yes | 67.9925 | 1396.7767 | 52.1667 | 0 | 1990.2456 | 179.6526 | 0 | 322.6712 | 0 | 0 | 0 | 0 | 0 | 160.0168 | 0 | 1519.8666 | 16.412 | 4360.0183 | 0 | 0 | 0 | 620.4315 | 434.0383 | 421.7293 | 0 | 0 | 0 | 0 | 0 | 0 | 0 | 14862.5132 | 0 | 10050.5793 | 0 | 0 | 0 | 0 | 0 | 0 | 0 | 0 | 36455.4035 | 36455.4035 | 11542.311 | 11542.311 | 0 | 24913.0924 | 0 | 1951.7417 | 0 | 5679.656 | 0 | 4320.9087 | 0 | 5679.656 | 0 | 3810.39 | 0 | 5679.656 | 0 | 4578.6634 | 0 | 5679.656 | 0 | 7631.3977 | 10000.5646 | 9490.046 | 10258.3194
218909 | 242.131 | 1220 | 3 | Standard Efficiency, No usage | Electric, 80% Usage | EnergyStar, 80% Usage | Electric, 80% Usage | 290 Rated kWh, 80% Usage | 300-400% | None | None | Single-Family Detached | Single-Family Detached | Single-Family Detached | 1000-1499 | 0-1499 | 1 | Natural Gas | 100% Conditioned | Central AC | None | Natural Gas Fuel Furnace | None | 80000-99999 | 100% Incandescent | Vacant | 1960s | Natural Gas | Yes | 0 | 0 | 0 | 764.9155 | 2317.313 | 0 | 319.7405 | 76.7846 | 0 | 0 | 0 | 0 | 0 | 0 | 0 | 0 | 21.9803 | 0 | 0 | 0 | 0 | 0 | 434.0383 | 0 | 0 | 0 | 0 | 0 | 0 | 0 | 0 | 5734.2286 | 0 | 1601.0473 | 0 | 0 | 0 | 0 | 0 | 0 | 0 | 0 | 11270.3411 | 11270.3411 | 3935.0653 | 3935.0653 | 0 | 7335.2758 | 0 | 681.5302 | 0 | 1672.2912 | 0 | 1404.0906 | 0 | 1672.2912 | 0 | 1259.8778 | 0 | 1672.2912 | 0 | 1456.0887 | 0 | 1672.2912 | 0 | 2353.8214 | 3076.3818 | 2932.169 | 3128.3799
218911 | 242.131 | 1675 | 3 | Standard Efficiency | Electric, 80% Usage | Standard, 80% Usage | Electric, 80% Usage | None | 400%+ | None | 36 | Single-Family Attached | Single-Family Attached | Single-Family Attached | 1500-1999 | 1500-2499 | 1 | Natural Gas | 40% Conditioned | Room AC | None | Natural Gas Fuel Boiler | None | 100000-119999 | 100% Incandescent | Occupied | 2000s | Natural Gas | Yes | 67.9925 | 564.1618 | 21.1011 | 0 | 346.9961 | 0 | 0 | 17.2912 | 0 | 0 | 0 | 0 | 0 | 183.7556 | 0 | 1926.0631 | 21.9803 | 929.6214 | 0 | 0 | 0 | 311.5345 | 434.0383 | 0 | 0 | 0 | 0 | 0 | 0 | 0 | 0 | 1794.1811 | 0 | 2663.723 | 0 | 0 | 0 | 0 | 0 | 0 | 0 | 0 | 9282.44 | 9282.44 | 4824.536 | 4824.536 | 0 | 4457.904 | 0 | 804.5073 | 0 | 1016.3077 | 0 | 1780.678 | 0 | 1016.3077 | 0 | 1566.1991 | 0 | 1016.3077 | 0 | 1913.743 | 0 | 1016.3077 | 0 | 1820.815 | 2796.9857 | 2582.5068 | 2930.0507
218922 | 242.131 | 2663 | 3 | Standard Efficiency | Electric, 80% Usage | Standard, 80% Usage | Electric, 80% Usage | None | 400%+ | None | None | Single-Family Detached | Single-Family Detached | Single-Family Detached | 2500-2999 | 2500-3999 | 2 | Electricity | 100% Conditioned | Heat Pump | None | Electricity ASHP | None | 200000+ | 100% CFL | Occupied | 1980s | Electricity | Yes | 67.9925 | 989.701 | 36.927 | 1149.7178 | 6304.5449 | 0 | 319.7405 | 814.1514 | 1641.4911 | 9928.0756 | 0 | 0 | 2113.3355 | 58.3211 | 24.911 | 887.4192 | 21.9803 | 1660.8338 | 0 | 0 | 0 | 429.9353 | 434.0383 | 0 | 0 | 0 | 0 | 0 | 0 | 0 | 0 | 0 | 0 | 0 | 0 | 0 | 0 | 0 | 0 | 0 | 0 | 0 | 26882.8231 | 26882.8231 | 26882.8231 | 26882.8231 | 0 | 0 | 0 | 4689.6353 | 0 | 0 | 0 | 10649.6598 | 0 | 0 | 0 | 9322.2408 | 0 | 0 | 0 | 11134.4117 | 0 | 0 | 0 | 4689.6353 | 10649.6598 | 9322.2408 | 11134.4117
218937 | 242.131 | 1202 | 3 | Standard Efficiency | Electric, 80% Usage | Standard, 80% Usage | Electric, 80% Usage | 290 Rated kWh, 80% Usage | 400%+ | None | 10 | Single-Family Attached | Single-Family Attached | Single-Family Attached | 1000-1499 | 0-1499 | 1 | Electricity | 100% Conditioned | Central AC | Cooling Only | Electricity Electric Furnace | Fan Coil Cooling Only | 80000-99999 | 100% CFL | Occupied | 1980s | Electricity | Yes | 67.9925 | 686.6655 | 25.7903 | 19.3427 | 1628.3029 | 84.1114 | 0 | 402.0935 | 0 | 17035.3421 | 0 | 0 | 1733.2223 | 40.1507 | 0 | 486.2049 | 21.9803 | 958.9285 | 0 | 0 | 0 | 345.5308 | 434.0383 | 0 | 0 | 0 | 0 | 0 | 0 | 0 | 0 | 0 | 0 | 0 | 0 | 0 | 0 | 0 | 0 | 0 | 0 | 0 | 23969.4036 | 23969.4036 | 23969.4036 | 23969.4036 | 0 | 0 | 0 | 4327.312 | 0 | 0 | 0 | 10040.2254 | 0 | 0 | 0 | 8719.9151 | 0 | 0 | 0 | 10585.7827 | 0 | 0 | 0 | 4327.312 | 10040.2254 | 8719.9151 | 10585.7827
219052 | 242.131 | 866 | 2 | None | Electric, 80% Usage | Standard, 80% Usage | Electric, 80% Usage | 290 Rated kWh, 80% Usage | 150-200% | None | 5 | Single-Family Attached | Single-Family Attached | Single-Family Attached | 750-999 | 0-1499 | 2 | Natural Gas | 100% Conditioned | Central AC | None | Natural Gas Fuel Furnace | None | 35000-39999 | 100% Incandescent | Occupied | <1940 | Natural Gas | Yes | 0 | 808.8762 | 30.1863 | 587.3144 | 3290.895 | 101.9887 | 319.7405 | 285.4512 | 0 | 0 | 0 | 0 | 0 | 143.3118 | 0 | 1231.4846 | 16.412 | 998.7862 | 0 | 0 | 0 | 379.527 | 480.0504 | 0 | 0 | 0 | 0 | 0 | 0 | 0 | 0 | 18826.5925 | 0 | 3539.7124 | 0 | 0 | 0 | 0 | 0 | 0 | 0 | 0 | 31040.6224 | 31040.6224 | 8674.3175 | 8674.3175 | 0 | 22366.3048 | 0 | 1528.2343 | 0 | 5099.0759 | 0 | 3234.9024 | 0 | 5099.0759 | 0 | 2872.4481 | 0 | 5099.0759 | 0 | 3424.2477 | 0 | 5099.0759 | 0 | 6627.3102 | 8333.9783 | 7971.5239 | 8523.3236
219169 | 242.131 | 1138 | 1 | Standard Efficiency | Electric, 120% Usage | Standard, 120% Usage | Electric, 120% Usage | 290 Rated kWh, 120% Usage | 150-200% | 12 | None | 10 to 19 Unit | Multifamily with 5+ units, 1-3 stories | Multi-Family with 5+ Units | 1000-1499 | 0-1499 | 3 | Natural Gas | 100% Conditioned | Central AC | Heating and Cooling | Natural Gas Shared Heating | Fan Coil Heating and Cooling, Natural Gas | 20000-24999 | 100% LED | Occupied | 1990s | Electricity | Yes | 67.9925 | 662.9268 | 24.911 | 9.9644 | 925.8115 | 72.3886 | 319.7405 | 217.7518 | 0 | 0 | 0 | 0 | 2436.5929 | 26.0833 | 0 | 357.8398 | 16.412 | 3162.5299 | 0 | 0 | 0 | 416.454 | 434.0383 | 0 | 0 | 0 | 0 | 0 | 0 | 0 | 0 | 5913.5881 | 0 | 0 | 0 | 0 | 0 | 0 | 0 | 0 | 0 | 0 | 15064.7322 | 15064.7322 | 9151.4372 | 9151.4372 | 0 | 5913.5881 | 0 | 1575.7332 | 0 | 1348.1564 | 0 | 3487.3447 | 0 | 1348.1564 | 0 | 3070.1681 | 0 | 1348.1564 | 0 | 3713.3181 | 0 | 1348.1564 | 0 | 2923.8895 | 4835.501 | 4418.3244 | 5061.4744
219258 | 242.131 | 853 | 2 | Standard Efficiency | None | None | Electric, 100% Usage | 290 Rated kWh, 100% Usage | 400%+ | 8 | None | 5 to 9 Unit | Multifamily with 5+ units, 1-3 stories | Multi-Family with 5+ Units | 750-999 | 0-1499 | 2 | Natural Gas | 100% Conditioned | Central AC | None | Natural Gas Fuel Furnace | None | 140000-159999 | 100% CFL | Occupied | 1970s | Electricity | Yes | 67.9925 | 0 | 0 | 695.4576 | 2371.8242 | 172.0327 | 0 | 70.044 | 0 | 0 | 0 | 0 | 4051.1214 | 35.7547 | 0 | 390.3707 | 16.412 | 2442.1612 | 0 | 0 | 0 | 559.4727 | 434.0383 | 0 | 0 | 0 | 0 | 0 | 0 | 0 | 0 | 9094.8745 | 0 | 0 | 0 | 0 | 0 | 0 | 0 | 0 | 0 | 0 | 20402.1425 | 20402.1425 | 11306.975 | 11306.975 | 0 | 9094.8745 | 0 | 1821.4832 | 0 | 2073.4673 | 0 | 4058.4937 | 0 | 2073.4673 | 0 | 3585.2785 | 0 | 2073.4673 | 0 | 4312.9449 | 0 | 2073.4673 | 0 | 3894.9505 | 6131.961 | 5658.7458 | 6386.4123
219259 | 242.131 | 1675 | 3 | Standard Efficiency | None | None | Electric, 80% Usage | None | 400%+ | None | 10 | Single-Family Attached | Single-Family Attached | Single-Family Attached | 1500-1999 | 1500-2499 | 2 | Natural Gas | 100% Conditioned | Central AC | None | Natural Gas Fuel Furnace | None | 120000-139999 | 100% LED | Occupied | 2000s | Natural Gas | Yes | 67.9925 | 0 | 0 | 966.2553 | 3819.3022 | 0 | 0 | 295.4156 | 0 | 0 | 0 | 0 | 0 | 30.4794 | 0 | 470.6721 | 21.9803 | 929.6214 | 0 | 0 | 0 | 311.5345 | 434.0383 | 0 | 0 | 0 | 0 | 0 | 0 | 0 | 0 | 11808.4196 | 0 | 2638.8119 | 0 | 0 | 0 | 0 | 0 | 0 | 0 | 0 | 21794.5232 | 21794.5232 | 7347.2917 | 7347.2917 | 0 | 14447.2315 | 0 | 1363.7477 | 0 | 3293.6567 | 0 | 2884.515 | 0 | 3293.6567 | 0 | 2562.5705 | 0 | 3293.6567 | 0 | 2973.9648 | 0 | 3293.6567 | 0 | 4657.4044 | 6178.1717 | 5856.2272 | 6267.6214
219271 | 242.131 | 1202 | 3 | None | Gas, 80% Usage | EnergyStar, 80% Usage | Gas, 80% Usage | 290 Rated kWh, 80% Usage | 150-200% | None | 8 | Single-Family Attached | Single-Family Attached | Single-Family Attached | 1000-1499 | 0-1499 | 1 | Natural Gas | 20% Conditioned | Room AC | None | Natural Gas Fuel Furnace | None | 20000-24999 | 100% LED | Occupied | <1940 | Natural Gas | Yes | 0 | 20.808 | 13.4813 | 0 | 744.1074 | 48.3567 | 0 | 650.0316 | 0 | 0 | 0 | 0 | 0 | 26.6695 | 0 | 371.321 | 21.9803 | 827.9258 | 0 | 0 | 0 | 19.0496 | 434.0383 | 276.366 | 0 | 0 | 0 | 275.1937 | 0 | 0 | 0 | 30058.5412 | 0 | 2207.9974 | 0 | 0 | 555.9558 | 0 | 0 | 0 | 0 | 0 | 36551.2377 | 36551.2377 | 3453.8426 | 3453.8426 | 0 | 33097.3951 | 0 | 586.4124 | 0 | 7545.5386 | 0 | 1304.7752 | 0 | 7545.5386 | 0 | 1149.4856 | 0 | 7545.5386 | 0 | 1376.7095 | 0 | 7545.5386 | 0 | 8131.9509 | 8850.3138 | 8695.0242 | 8922.2481
219281 | 242.131 | 2152 | 3 | None | Gas, 100% Usage | Standard, 100% Usage | Electric, 100% Usage | None | 200-300% | None | 8 | Single-Family Attached | Single-Family Attached | Single-Family Attached | 2000-2499 | 1500-2499 | 1 | Natural Gas | 100% Conditioned | Central AC | None | Natural Gas Fuel Furnace | None | 80000-99999 | 100% Incandescent | Occupied | 1940s | Electricity | Yes | 0 | 104.0402 | 43.6676 | 443.7096 | 2343.3963 | 0 | 0 | 364.5804 | 0 | 0 | 0 | 0 | 3703.5391 | 207.4943 | 0 | 2335.4834 | 21.9803 | 2325.812 | 0 | 0 | 0 | 516.9774 | 434.0383 | 0 | 0 | 0 | 0 | 1382.1232 | 0 | 0 | 0 | 16860.3787 | 0 | 0 | 0 | 0 | 0 | 0 | 0 | 0 | 0 | 0 | 31087.5138 | 31087.5138 | 12844.7189 | 12844.7189 | 0 | 18242.5018 | 0 | 2236.7189 | 0 | 4158.9358 | 0 | 5007.0855 | 0 | 4158.9358 | 0 | 4411.6988 | 0 | 4158.9358 | 0 | 5214.3487 | 0 | 4158.9358 | 0 | 6395.6547 | 9166.0213 | 8570.6346 | 9373.2845
219351 | 242.131 | 617 | 1 | Standard Efficiency | Electric, 120% Usage | Standard, 120% Usage | Gas, 120% Usage | None | 100-150% | 8 | None | 5 to 9 Unit | Multifamily with 5+ units, 1-3 stories | Multi-Family with 5+ Units | 500-749 | 0-1499 | 2 | Natural Gas | 100% Conditioned | Central AC | None | Natural Gas Fuel Furnace | None | 10000-14999 | 100% CFL | Occupied | 1980s | Natural Gas | Yes | 67.9925 | 662.9268 | 24.911 | 556.835 | 2061.755 | 0 | 0 | 73.5608 | 0 | 0 | 0 | 0 | 0 | 32.824 | 0 | 325.602 | 16.412 | 2742.8521 | 0 | 0 | 0 | 28.4279 | 434.0383 | 0 | 0 | 0 | 0 | 0 | 0 | 0 | 0 | 4683.8618 | 0 | 4200.2946 | 0 | 0 | 833.7872 | 0 | 0 | 0 | 0 | 0 | 16745.7879 | 16745.7879 | 7027.8443 | 7027.8443 | 0 | 9717.9436 | 0 | 1162.9133 | 0 | 2215.4939 | 0 | 2558.3322 | 0 | 2215.4939 | 0 | 2264.0061 | 0 | 2215.4939 | 0 | 2697.9053 | 0 | 2215.4939 | 0 | 3378.4072 | 4773.8261 | 4479.5 | 4913.3992
219366 | 242.131 | 1202 | 2 | Standard Efficiency | Electric, 100% Usage | EnergyStar, 100% Usage | Electric, 100% Usage | 290 Rated kWh, 100% Usage | 400%+ | None | 10 | Single-Family Attached | Single-Family Attached | Single-Family Attached | 1000-1499 | 0-1499 | 1 | Natural Gas | 100% Conditioned | Central AC | None | Natural Gas Fuel Furnace | None | 80000-99999 | 100% LED | Occupied | 1990s | Natural Gas | Yes | 67.9925 | 289.8473 | 16.9981 | 400.042 | 1757.5472 | 60.3726 | 0 | 328.8257 | 0 | 0 | 0 | 0 | 0 | 26.6695 | 0 | 371.321 | 16.412 | 1655.5585 | 0 | 0 | 0 | 346.9961 | 434.0383 | 0 | 0 | 0 | 0 | 0 | 0 | 0 | 0 | 14312.1257 | 0 | 2679.5488 | 0 | 0 | 0 | 0 | 0 | 0 | 0 | 0 | 22764.2954 | 22764.2954 | 5772.9139 | 5772.9139 | 0 | 16991.6745 | 0 | 973.3339 | 0 | 3873.7215 | 0 | 2120.2146 | 0 | 3873.7215 | 0 | 1876.2758 | 0 | 3873.7215 | 0 | 2240.8143 | 0 | 3873.7215 | 0 | 4847.0554 | 5993.936 | 5749.9972 | 6114.5358
219377 | 242.131 | 1675 | 3 | None | None | None | Electric, 80% Usage | 290 Rated kWh, 80% Usage | 400%+ | None | 12 | Single-Family Attached | Single-Family Attached | Single-Family Attached | 1500-1999 | 1500-2499 | 2 | Electricity | 100% Conditioned | Central AC | None | Electricity Electric Furnace | None | 80000-99999 | 100% LED | Occupied | 1990s | Electricity | Yes | 0 | 0 | 0 | 117.2284 | 887.4192 | 66.2341 | 0 | 189.9101 | 0 | 8150.0134 | 0 | 0 | 1140.0465 | 30.4794 | 0 | 470.6721 | 21.9803 | 929.6214 | 0 | 0 | 0 | 311.5345 | 480.0504 | 337.3248 | 0 | 0 | 0 | 0 | 0 | 0 | 0 | 0 | 0 | 0 | 0 | 0 | 0 | 0 | 0 | 0 | 0 | 0 | 13132.5146 | 13132.5146 | 13132.5146 | 13132.5146 | 0 | 0 | 0 | 2198.2733 | 0 | 0 | 0 | 5201.3333 | 0 | 0 | 0 | 4519.1222 | 0 | 0 | 0 | 5534.9337 | 0 | 0 | 0 | 2198.2733 | 5201.3333 | 4519.1222 | 5534.9337
219383 | 242.131 | 1690 | 3 | Standard Efficiency | Electric, 120% Usage | EnergyStar, 120% Usage | Electric, 120% Usage | 318 Rated kWh, 120% Usage | 400%+ | None | None | Single-Family Detached | Single-Family Detached | Single-Family Detached | 1500-1999 | 1500-2499 | 1 | Electricity | 100% Conditioned | Heat Pump | None | Electricity ASHP | None | 80000-99999 | 100% CFL | Occupied | 1980s | Electricity | Yes | 67.9925 | 480.0504 | 28.1348 | 561.5242 | 2270.1285 | 117.2284 | 319.7405 | 237.3876 | 602.261 | 2414.0264 | 0 | 0 | 4007.7469 | 46.0122 | 24.911 | 620.1384 | 21.9803 | 4765.3356 | 0 | 0 | 0 | 486.498 | 480.0504 | 351.6853 | 0 | 0 | 0 | 0 | 0 | 0 | 0 | 0 | 0 | 0 | 0 | 0 | 0 | 0 | 0 | 0 | 0 | 0 | 17903.1255 | 17903.1255 | 17903.1255 | 17903.1255 | 0 | 0 | 0 | 3159.6106 | 0 | 0 | 0 | 7074.897 | 0 | 0 | 0 | 6205.8 | 0 | 0 | 0 | 7433.6732 | 0 | 0 | 0 | 3159.6106 | 7074.897 | 6205.8 | 7433.6732
219460 | 242.131 | 2176 | 3 | Standard Efficiency | Gas, 100% Usage | Standard, 100% Usage | Gas, 100% Usage | 290 Rated kWh, 100% Usage | 400%+ | None | None | Single-Family Detached | Single-Family Detached | Single-Family Detached | 2000-2499 | 1500-2499 | 1 | Natural Gas | None | None | None | Natural Gas Fuel Wall/Floor Furnace | None | 180000-199999 | 100% CFL | Occupied | 1950s | Electricity | Yes | 67.9925 | 68.2856 | 28.4279 | 0 | 0 | 91.1451 | 319.7405 | 0 | 0 | 0 | 0 | 0 | 2195.3954 | 52.1667 | 24.911 | 753.7788 | 21.9803 | 2537.1163 | 0 | 0 | 0 | 27.8418 | 1324.9743 | 0 | 0 | 0 | 0 | 905.8827 | 0 | 0 | 0 | 21503.7967 | 0 | 0 | 0 | 0 | 813.5653 | 0 | 0 | 0 | 0 | 0 | 30737.0008 | 30737.0008 | 7513.7561 | 7513.7561 | 0 | 23222.9516 | 0 | 1252.1322 | 0 | 5294.3873 | 0 | 2812.5303 | 0 | 5294.3873 | 0 | 2470.5045 | 0 | 5294.3873 | 0 | 3007.556 | 0 | 5294.3873 | 0 | 6546.5195 | 8106.9176 | 7764.8917 | 8301.9433
219640 | 242.131 | 1220 | 3 | Standard Efficiency | Electric, 100% Usage | EnergyStar, 100% Usage | Electric, 100% Usage | 318 Rated kWh, 100% Usage | 400%+ | None | None | Single-Family Detached | Single-Family Detached | Single-Family Detached | 1000-1499 | 0-1499 | 1 | Electricity | 100% Conditioned | Central AC | None | Electricity Electric Furnace | None | 100000-119999 | 100% CFL | Occupied | 1950s | Natural Gas | Yes | 67.9925 | 524.5972 | 30.7725 | 777.2245 | 4554.6175 | 134.8127 | 0 | 360.1843 | 0 | 15417.2967 | 0 | 0 | 0 | 40.1507 | 24.911 | 491.1871 | 21.9803 | 2547.9599 | 0 | 0 | 0 | 471.2583 | 434.0383 | 0 | 0 | 0 | 0 | 0 | 0 | 0 | 0 | 0 | 0 | 4352.6915 | 0 | 0 | 0 | 0 | 0 | 0 | 0 | 0 | 30251.6751 | 30251.6751 | 25898.9835 | 25898.9835 | 0 | 4352.6915 | 0 | 4549.6435 | 0 | 992.3499 | 0 | 10478.1933 | 0 | 992.3499 | 0 | 9133.2057 | 0 | 992.3499 | 0 | 10988.3795 | 0 | 992.3499 | 0 | 5541.9934 | 11470.5432 | 10125.5556 | 11980.7294
219885 | 242.131 | 1690 | 3 | Standard Efficiency | Gas, 100% Usage | EnergyStar, 100% Usage | Electric, 100% Usage | 318 Rated kWh, 100% Usage | 400%+ | None | None | Single-Family Detached | Single-Family Detached | Single-Family Detached | 1500-1999 | 1500-2499 | 1 | Fuel Oil | 80% Conditioned | Central AC | None | Fuel Oil Fuel Boiler | None | 80000-99999 | 100% Incandescent | Occupied | 1960s | Electricity | Yes | 67.9925 | 35.7547 | 23.4457 | 1307.9762 | 4095.9613 | 97.5927 | 319.7405 | 125.4344 | 0 | 0 | 0 | 0 | 2265.1463 | 184.6348 | 99.9372 | 1938.9582 | 21.9803 | 2382.6678 | 0 | 0 | 0 | 405.6104 | 880.0924 | 0 | 0 | 18004.8212 | 0 | 475.0682 | 0 | 0 | 0 | 0 | 0 | 0 | 0 | 0 | 0 | 0 | 0 | 0 | 0 | 0 | 32732.2286 | 32732.2286 | 14252.3392 | 14252.3392 | 18004.8212 | 475.0682 | 0 | 2444.8946 | 5459.0132 | 108.3247 | 0 | 5282.0165 | 5459.0132 | 108.3247 | 0 | 4681.0678 | 5459.0132 | 108.3247 | 0 | 5570.9947 | 5459.0132 | 108.3247 | 0 | 8012.2325 | 10849.3543 | 10248.4057 | 11138.3326
219962 | 242.131 | 1138 | 1 | Standard Efficiency | Electric, 100% Usage | EnergyStar, 100% Usage | Gas, 100% Usage | 318 Rated kWh, 100% Usage | 400%+ | 6 | None | 5 to 9 Unit | Multifamily with 5+ units, 1-3 stories | Multi-Family with 5+ Units | 1000-1499 | 0-1499 | 3 | Natural Gas | None | None | None | Natural Gas Fuel Wall/Floor Furnace | None | 60000-69999 | 100% Incandescent | Occupied | <1940 | Natural Gas | No | 67.9925 | 289.8473 | 16.9981 | 0 | 0 | 64.7687 | 0 | 0 | 0 | 0 | 0 | 0 | 0 | 156.793 | 0 | 1465.0623 | 16.412 | 1581.1184 | 0 | 0 | 0 | 23.7388 | 434.0383 | 0 | 0 | 0 | 0 | 0 | 0 | 0 | 0 | 15235.5926 | 0 | 2526.2726 | 0 | 0 | 694.8715 | 0 | 0 | 0 | 0 | 0 | 22573.213 | 22573.213 | 4116.7693 | 4116.7693 | 0 | 18456.4437 | 0 | 723.4186 | 0 | 4207.7138 | 0 | 1590.8233 | 0 | 4207.7138 | 0 | 1395.4865 | 0 | 4207.7138 | 0 | 1708.8122 | 0 | 4207.7138 | 0 | 4931.1324 | 5798.5371 | 5603.2002 | 5916.526
220054 | 242.131 | 1690 | 3 | Standard Efficiency | Electric, 120% Usage | EnergyStar, 120% Usage | Electric, 120% Usage | 318 Rated kWh, 120% Usage | 200-300% | None | None | Single-Family Detached | Single-Family Detached | Single-Family Detached | 1500-1999 | 1500-2499 | 2 | Fuel Oil | 40% Conditioned | Room AC | None | Fuel Oil Fuel Boiler | None | 70000-79999 | 100% CFL | Occupied | 1970s | Electricity | Yes | 67.9925 | 778.6898 | 45.426 | 0 | 1285.4097 | 206.322 | 0 | 177.308 | 0 | 0 | 0 | 0 | 7772.5378 | 46.0122 | 24.911 | 620.1384 | 21.9803 | 6024.3689 | 0 | 0 | 0 | 644.7564 | 914.0887 | 0 | 0 | 23033.9207 | 0 | 0 | 2073.1847 | 0 | 0 | 0 | 0 | 0 | 0 | 0 | 0 | 0 | 0 | 0 | 0 | 0 | 43737.3403 | 43737.3403 | 18630.2348 | 18630.2348 | 23033.9207 | 2073.1847 | 0 | 3132.2785 | 6983.8252 | 472.651 | 0 | 6995.5247 | 6983.8252 | 472.651 | 0 | 6150.879 | 6983.8252 | 472.651 | 0 | 7477.2965 | 6983.8252 | 472.651 | 0 | 10588.7546 | 14452.0008 | 13607.3552 | 14933.7726
220058 | 242.131 | 1690 | 2 | Standard Efficiency | Electric, 80% Usage | Standard, 80% Usage | Electric, 80% Usage | 290 Rated kWh, 80% Usage | 400%+ | None | None | Single-Family Detached | Single-Family Detached | Single-Family Detached | 1500-1999 | 1500-2499 | 1 | Electricity | 100% Conditioned | Heat Pump | None | Electricity ASHP | None | 100000-119999 | 100% LED | Occupied | 1980s | Natural Gas | Yes | 67.9925 | 420.557 | 15.8258 | 791.2919 | 2564.958 | 45.1329 | 319.7405 | 354.0299 | 870.4211 | 5661.2539 | 0 | 0 | 0 | 30.7725 | 0 | 473.6028 | 16.412 | 1033.9547 | 0 | 1672.8497 | 0 | 271.6769 | 434.0383 | 0 | 0 | 0 | 0 | 0 | 0 | 0 | 0 | 0 | 0 | 2205.6529 | 0 | 0 | 0 | 0 | 0 | 0 | 0 | 0 | 17250.1632 | 17250.1632 | 15044.5103 | 15044.5103 | 0 | 2205.6529 | 0 | 2610.0213 | 0 | 502.8743 | 0 | 5942.6656 | 0 | 502.8743 | 0 | 5198.7115 | 0 | 502.8743 | 0 | 6218.6208 | 0 | 502.8743 | 0 | 3112.8956 | 6445.5399 | 5701.5858 | 6721.495
220162 | 242.131 | 2176 | 3 | Standard Efficiency | Electric, 100% Usage | Standard, 100% Usage | Electric, 100% Usage | None | 300-400% | None | None | Single-Family Detached | Single-Family Detached | Single-Family Detached | 2000-2499 | 1500-2499 | 1 | Electricity | 100% Conditioned | Heat Pump | None | Electricity ASHP | None | 50000-59999 | 100% CFL | Occupied | 1980s | Electricity | Yes | 67.9925 | 762.864 | 28.4279 | 480.9296 | 2028.6379 | 0 | 319.7405 | 425.8323 | 1203.0567 | 4361.1906 | 0 | 0 | 2277.4553 | 52.1667 | 24.911 | 753.7788 | 21.9803 | 2537.1163 | 0 | 0 | 0 | 405.6104 | 1160.8545 | 0 | 0 | 0 | 0 | 0 | 0 | 0 | 0 | 0 | 0 | 0 | 0 | 0 | 0 | 0 | 0 | 0 | 0 | 0 | 16912.8384 | 16912.8384 | 16912.8384 | 16912.8384 | 0 | 0 | 0 | 2949.9085 | 0 | 0 | 0 | 6681.8234 | 0 | 0 | 0 | 5843.8795 | 0 | 0 | 0 | 7043.0331 | 0 | 0 | 0 | 2949.9085 | 6681.8234 | 5843.8795 | 7043.0331
220222 | 242.131 | 2176 | 3 | Standard Efficiency | Electric, 100% Usage | EnergyStar, 100% Usage | Electric, 100% Usage | 318 Rated kWh, 100% Usage | 400%+ | None | None | Single-Family Detached | Single-Family Detached | Single-Family Detached | 2000-2499 | 1500-2499 | 1 | Natural Gas | 100% Conditioned | Central AC | None | Natural Gas Fuel Furnace | None | 100000-119999 | 100% Incandescent | Occupied | 1990s | Natural Gas | Yes | 67.9925 | 648.8593 | 37.8062 | 756.4164 | 2698.3053 | 171.7396 | 319.7405 | 34.2893 | 0 | 0 | 0 | 0 | 0 | 208.6666 | 99.9372 | 2355.9983 | 21.9803 | 3166.6329 | 0 | 0 | 0 | 537.1993 | 434.0383 | 0 | 0 | 0 | 0 | 0 | 0 | 0 | 0 | 6872.8097 | 0 | 5689.6818 | 0 | 0 | 0 | 0 | 0 | 0 | 0 | 0 | 24122.9728 | 24122.9728 | 11560.1884 | 11560.1884 | 0 | 12562.7845 | 0 | 1925.8212 | 0 | 2864.0294 | 0 | 4200.0467 | 0 | 2864.0294 | 0 | 3717.3931 | 0 | 2864.0294 | 0 | 4453.8344 | 0 | 2864.0294 | 0 | 4789.8506 | 7064.0761 | 6581.4225 | 7317.8638
220240 | 242.131 | 1675 | 2 | None | Gas, 80% Usage | EnergyStar, 80% Usage | Gas, 80% Usage | None | 300-400% | None | 10 | Single-Family Attached | Single-Family Attached | Single-Family Attached | 1500-1999 | 1500-2499 | 2 | Natural Gas | 100% Conditioned | Central AC | None | Natural Gas Fuel Furnace | None | 70000-79999 | 100% CFL | Occupied | 2000s | Natural Gas | Yes | 0 | 32.2378 | 21.1011 | 629.5167 | 2276.8691 | 0 | 0 | 87.6282 | 0 | 0 | 0 | 0 | 0 | 46.0122 | 0 | 616.0354 | 16.412 | 995.2694 | 0 | 0 | 0 | 23.7388 | 434.0383 | 0 | 0 | 0 | 0 | 427.5907 | 0 | 0 | 0 | 7738.8347 | 0 | 2869.7519 | 0 | 0 | 693.6992 | 0 | 0 | 0 | 0 | 0 | 16908.4423 | 16908.4423 | 5178.2727 | 5178.2727 | 0 | 11730.1696 | 0 | 882.1705 | 0 | 2674.2273 | 0 | 1891.8458 | 0 | 2674.2273 | 0 | 1683.0454 | 0 | 2674.2273 | 0 | 1976.5678 | 0 | 2674.2273 | 0 | 3556.3978 | 4566.0731 | 4357.2727 | 4650.7951
220249 | 242.131 | 2152 | 3 | Standard Efficiency | Electric, 100% Usage | EnergyStar, 100% Usage | Propane, 100% Usage | 318 Rated kWh, 100% Usage | 400%+ | None | 36 | Single-Family Attached | Single-Family Attached | Single-Family Attached | 2000-2499 | 1500-2499 | 2 | Propane | 100% Conditioned | Central AC | None | Propane Fuel Boiler | None | 200000+ | 100% Incandescent | Occupied | 1950s | Electricity | Yes | 67.9925 | 369.8557 | 21.6873 | 544.233 | 2822.2744 | 88.5075 | 0 | 112.8324 | 0 | 0 | 0 | 0 | 2007.5368 | 207.4943 | 0 | 2335.4834 | 21.9803 | 1932.8037 | 0 | 0 | 0 | 26.6695 | 434.0383 | 0 | 0 | 0 | 0 | 0 | 0 | 0 | 0 | 0 | 0 | 0 | 0 | 0 | 0 | 0 | 0 | 28436.3929 | 0 | 781.0344 | 40210.8162 | 40210.8162 | 10993.3889 | 10993.3889 | 0 | 0 | 29217.4273 | 1867.3082 | 0 | 0 | 8040.2182 | 4040.9188 | 0 | 0 | 8040.2182 | 3575.2373 | 0 | 0 | 8040.2182 | 4304.9962 | 0 | 0 | 8040.2182 | 9907.5265 | 12081.137 | 11615.4555 | 12345.2144
220268 | 242.131 | 1220 | 2 | Standard Efficiency | Electric, 100% Usage | EnergyStar, 100% Usage | Electric, 100% Usage | None | 400%+ | None | None | Single-Family Detached | Single-Family Detached | Single-Family Detached | 1000-1499 | 0-1499 | 1 | Natural Gas | None | None | None | Natural Gas Fuel Furnace | None | 200000+ | 100% CFL | Occupied | 1960s | Natural Gas | Yes | 67.9925 | 400.042 | 23.4457 | 0 | 0 | 0 | 319.7405 | 614.277 | 0 | 0 | 0 | 0 | 0 | 40.1507 | 0 | 491.1871 | 16.412 | 2233.2016 | 0 | 0 | 0 | 405.6104 | 834.0803 | 0 | 0 | 0 | 0 | 0 | 0 | 0 | 0 | 24719.3725 | 0 | 3395.5214 | 0 | 0 | 0 | 0 | 0 | 0 | 0 | 0 | 33561.0336 | 33561.0336 | 5446.4328 | 5446.4328 | 0 | 28114.6008 | 0 | 909.807 | 0 | 6409.58 | 0 | 2052.0043 | 0 | 6409.58 | 0 | 1799.5202 | 0 | 6409.58 | 0 | 2193.4861 | 0 | 6409.58 | 0 | 7319.3869 | 8461.5842 | 8209.1002 | 8603.066
220321 | 242.131 | 1220 | 2 | Standard Efficiency | Gas, 100% Usage | EnergyStar, 100% Usage | Electric, 100% Usage | None | 300-400% | None | None | Single-Family Detached | Single-Family Detached | Single-Family Detached | 1000-1499 | 0-1499 | 2 | Natural Gas | 100% Conditioned | Central AC | None | Natural Gas Fuel Boiler | None | 45000-49999 | 100% Incandescent | Occupied | <1940 | Natural Gas | Yes | 67.9925 | 24.618 | 16.1189 | 1513.419 | 4845.0509 | 0 | 0 | 112.8324 | 0 | 0 | 0 | 0 | 0 | 160.896 | 0 | 1535.3993 | 16.412 | 1918.4432 | 0 | 0 | 0 | 339.6694 | 434.0383 | 270.7977 | 0 | 0 | 0 | 327.3604 | 0 | 0 | 0 | 30988.1627 | 0 | 2528.031 | 0 | 0 | 0 | 0 | 0 | 0 | 0 | 0 | 45100.1208 | 45100.1208 | 11255.9806 | 11255.9806 | 0 | 33843.8472 | 0 | 1889.3206 | 0 | 7715.7178 | 0 | 4004.147 | 0 | 7715.7178 | 0 | 3566.6449 | 0 | 7715.7178 | 0 | 4226.2789 | 0 | 7715.7178 | 0 | 9605.0384 | 11719.8648 | 11282.3627 | 11941.9967
220347 | 242.131 | 1690 | 3 | None | Electric, 100% Usage | EnergyStar, 100% Usage | Electric, 100% Usage | 290 Rated kWh, 100% Usage | 400%+ | None | None | Single-Family Detached | Single-Family Detached | Single-Family Detached | 1500-1999 | 1500-2499 | 1 | Electricity | 100% Conditioned | Central AC | None | Electricity Electric Furnace | None | 200000+ | 100% CFL | Occupied | 1990s | Electricity | Yes | 0 | 524.5972 | 30.7725 | 473.6028 | 2167.2606 | 125.7275 | 319.7405 | 280.1759 | 0 | 15778.9464 | 0 | 0 | 3074.0225 | 46.0122 | 24.911 | 620.1384 | 21.9803 | 2697.4261 | 0 | 0 | 0 | 471.2583 | 434.0383 | 0 | 0 | 0 | 0 | 0 | 0 | 0 | 0 | 0 | 0 | 0 | 0 | 0 | 0 | 0 | 0 | 0 | 0 | 0 | 27090.9036 | 27090.9036 | 27090.9036 | 27090.9036 | 0 | 0 | 0 | 4958.2105 | 0 | 0 | 0 | 11057.6485 | 0 | 0 | 0 | 9951.7549 | 0 | 0 | 0 | 12121.0922 | 0 | 0 | 0 | 4958.2105 | 11057.6485 | 9951.7549 | 12121.0922
220394 | 242.131 | 853 | 2 | Standard Efficiency | None | None | Electric, 120% Usage | None | 150-200% | 67 | None | 50 or more Unit | Multifamily with 5+ units, 1-3 stories | Multi-Family with 5+ Units | 750-999 | 0-1499 | 2 | Electricity | 100% Conditioned | Central AC | None | Electricity Electric Furnace | None | 45000-49999 | 100% Incandescent | Occupied | 1990s | Electricity | Yes | 67.9925 | 0 | 0 | 285.4512 | 2695.6677 | 0 | 0 | 80.3015 | 0 | 3432.1553 | 0 | 0 | 5486.2904 | 142.7256 | 0 | 1220.3479 | 16.412 | 4103.8742 | 0 | 0 | 0 | 569.4371 | 434.0383 | 0 | 0 | 0 | 0 | 0 | 0 | 0 | 0 | 0 | 0 | 0 | 0 | 0 | 0 | 0 | 0 | 0 | 0 | 0 | 18534.9868 | 18534.9868 | 18534.9868 | 18534.9868 | 0 | 0 | 0 | 3164.0794 | 0 | 0 | 0 | 7149.7248 | 0 | 0 | 0 | 6267.6677 | 0 | 0 | 0 | 7560.3982 | 0 | 0 | 0 | 3164.0794 | 7149.7248 | 6267.6677 | 7560.3982
220429 | 242.131 | 1690 | 3 | Standard Efficiency | Electric, 120% Usage | Standard, 120% Usage | Electric, 120% Usage | None | 400%+ | None | None | Single-Family Detached | Single-Family Detached | Single-Family Detached | 1500-1999 | 1500-2499 | 1 | Natural Gas | 100% Conditioned | Central AC | None | Natural Gas Fuel Furnace | None | 200000+ | 100% Incandescent | Occupied | 1990s | Natural Gas | Yes | 67.9925 | 1199.833 | 44.8399 | 405.0242 | 3904.2928 | 0 | 319.7405 | 605.4848 | 0 | 0 | 0 | 0 | 0 | 184.6348 | 99.9372 | 1938.9582 | 21.9803 | 5394.8523 | 0 | 2311.1585 | 0 | 565.6272 | 480.0504 | 0 | 0 | 0 | 0 | 0 | 0 | 0 | 0 | 28019.6458 | 0 | 8408.5021 | 0 | 0 | 0 | 0 | 0 | 0 | 0 | 0 | 53972.8475 | 53972.8475 | 17544.6996 | 17544.6996 | 0 | 36428.1479 | 0 | 2791.9159 | 0 | 8304.8617 | 0 | 6222.5833 | 0 | 8304.8617 | 0 | 5502.8216 | 0 | 8304.8617 | 0 | 6604.5435 | 0 | 8304.8617 | 0 | 11096.7776 | 14527.4451 | 13807.6833 | 14909.4052
220434 | 242.131 | 3301 | 4 | Standard Efficiency | Electric, 100% Usage | EnergyStar, 100% Usage | Electric, 100% Usage | None | 400%+ | None | None | Single-Family Detached | Single-Family Detached | Single-Family Detached | 3000-3999 | 2500-3999 | 1 | Electricity | 100% Conditioned | Central AC | None | Electricity Baseboard | None | 120000-139999 | 100% CFL | Occupied | 2000s | Electricity | Yes | 67.9925 | 774.8799 | 45.1329 | 714.5073 | 3052.3352 | 0 | 0 | 0 | 0 | 13075.3658 | 0 | 0 | 4441.4921 | 66.2341 | 24.911 | 1062.6757 | 21.9803 | 3839.231 | 0 | 0 | 0 | 604.3125 | 434.0383 | 0 | 0 | 0 | 0 | 0 | 0 | 0 | 0 | 0 | 0 | 0 | 0 | 0 | 0 | 0 | 0 | 0 | 0 | 0 | 28225.0886 | 28225.0886 | 28225.0886 | 28225.0886 | 0 | 0 | 0 | 5008.1891 | 0 | 0 | 0 | 11461.372 | 0 | 0 | 0 | 9998.8618 | 0 | 0 | 0 | 12050.6361 | 0 | 0 | 0 | 5008.1891 | 11461.372 | 9998.8618 | 12050.6361
220486 | 242.131 | 1220 | 3 | None | Electric, 80% Usage | EnergyStar, 80% Usage | Electric, 80% Usage | 290 Rated kWh, 80% Usage | 0-100% | None | None | Single-Family Detached | Single-Family Detached | Single-Family Detached | 1000-1499 | 0-1499 | 1 | Natural Gas | 100% Conditioned | Central AC | None | Natural Gas Fuel Furnace | None | <10000 | 100% CFL | Occupied | 1970s | Natural Gas | Yes | 0 | 320.0336 | 18.7565 | 504.3753 | 3796.4426 | 72.9747 | 319.7405 | 320.0336 | 0 | 0 | 0 | 0 | 0 | 40.1507 | 0 | 491.1871 | 21.9803 | 1116.6008 | 0 | 1853.3814 | 0 | 324.4297 | 1206.8667 | 0 | 0 | 0 | 0 | 0 | 0 | 0 | 0 | 12788.4492 | 0 | 2089.8898 | 0 | 0 | 0 | 0 | 0 | 0 | 0 | 0 | 25285.2927 | 25285.2927 | 10406.9537 | 10406.9537 | 0 | 14878.0459 | 0 | 1669.4435 | 0 | 3391.9197 | 0 | 3701.5496 | 0 | 3391.9197 | 0 | 3284.0528 | 0 | 3391.9197 | 0 | 3868.8163 | 0 | 3391.9197 | 0 | 5061.3633 | 7093.4694 | 6675.9725 | 7260.7361
220655 | 242.131 | 1623 | 2 | Standard Efficiency | None | None | Electric, 120% Usage | None | 400%+ | 183 | None | 50 or more Unit | Multifamily with 5+ units, 1-3 stories | Multi-Family with 5+ Units | 1500-1999 | 1500-2499 | 2 | Electricity | 100% Conditioned | Central AC | None | Electricity Electric Furnace | None | 50000-59999 | 100% Incandescent | Occupied | 1980s | Electricity | No | 67.9925 | 0 | 0 | 302.7424 | 1693.3646 | 0 | 0 | 51.5805 | 0 | 2958.5525 | 0 | 0 | 812.6861 | 181.1179 | 0 | 1881.2232 | 16.412 | 3553.1937 | 0 | 0 | 0 | 416.454 | 434.0383 | 0 | 0 | 0 | 0 | 0 | 0 | 0 | 0 | 0 | 0 | 0 | 0 | 0 | 0 | 0 | 0 | 0 | 0 | 0 | 12369.6507 | 12369.6507 | 12369.6507 | 12369.6507 | 0 | 0 | 0 | 2179.9754 | 0 | 0 | 0 | 4892.5729 | 0 | 0 | 0 | 4288.3439 | 0 | 0 | 0 | 5177.1455 | 0 | 0 | 0 | 2179.9754 | 4892.5729 | 4288.3439 | 5177.1455
220696 | 242.131 | 1138 | 2 | Standard Efficiency, No usage | Electric, 100% Usage | EnergyStar, 100% Usage | Electric, 100% Usage | 318 Rated kWh, 100% Usage | 200-300% | 183 | None | 50 or more Unit | Multifamily with 5+ units, 8+ stories | Multi-Family with 5+ Units | 1000-1499 | 0-1499 | 13 | Electricity | 100% Conditioned | Heat Pump | None | Electricity ASHP | None | 40000-44999 | 100% Incandescent | Vacant | 1980s | Electricity | Yes | 0 | 0 | 0 | 339.3763 | 1403.2243 | 0 | 0 | 51.8736 | 53.9251 | 604.3125 | 0 | 0 | 342.6001 | 0 | 0 | 0 | 16.412 | 0 | 0 | 0 | 0 | 0 | 1356.0398 | 0 | 0 | 0 | 0 | 0 | 0 | 0 | 0 | 0 | 0 | 0 | 0 | 0 | 0 | 0 | 0 | 0 | 0 | 0 | 4167.7637 | 4167.7637 | 4167.7637 | 4167.7637 | 0 | 0 | 0 | 693.5232 | 0 | 0 | 0 | 1519.505 | 0 | 0 | 0 | 1343.5188 | 0 | 0 | 0 | 1591.9278 | 0 | 0 | 0 | 693.5232 | 1519.505 | 1343.5188 | 1591.9278
220818 | 242.131 | 2176 | 3 | Standard Efficiency | Electric, 100% Usage | EnergyStar, 100% Usage | Electric, 100% Usage | None | 400%+ | None | None | Single-Family Detached | Single-Family Detached | Single-Family Detached | 2000-2499 | 1500-2499 | 2 | Propane | 100% Conditioned | Central AC | None | Propane Fuel Furnace | None | 200000+ | 100% Incandescent | Occupied | 1990s | Electricity | Yes | 67.9925 | 400.042 | 23.4457 | 565.9202 | 1761.9433 | 0 | 0 | 121.0384 | 0 | 0 | 0 | 0 | 1990.8318 | 208.6666 | 99.9372 | 2355.9983 | 21.9803 | 2537.1163 | 0 | 0 | 0 | 405.6104 | 1370.9865 | 376.8894 | 0 | 0 | 0 | 0 | 0 | 0 | 0 | 0 | 0 | 0 | 0 | 0 | 0 | 0 | 0 | 10707.0585 | 0 | 0 | 23015.7503 | 23015.7503 | 12308.9849 | 12308.9849 | 0 | 0 | 10707.0585 | 2116.5595 | 0 | 0 | 2946.3823 | 4646.9282 | 0 | 0 | 2946.3823 | 4096.385 | 0 | 0 | 2946.3823 | 4935.5749 | 0 | 0 | 2946.3823 | 5062.9418 | 7593.3105 | 7042.7673 | 7881.9571
220826 | 242.131 | 1690 | 3 | None | Electric, 120% Usage | EnergyStar, 120% Usage | Gas, 120% Usage | 290 Rated kWh, 120% Usage | 400%+ | None | None | Single-Family Detached | Single-Family Detached | Single-Family Detached | 1500-1999 | 1500-2499 | 1 | Natural Gas | 20% Conditioned | Room AC | None | Natural Gas Fuel Furnace | None | 70000-79999 | 100% CFL | Occupied | 1950s | Natural Gas | Yes | 0 | 480.0504 | 28.1348 | 0 | 1162.0268 | 109.3155 | 319.7405 | 320.0336 | 0 | 0 | 0 | 0 | 0 | 46.0122 | 24.911 | 620.1384 | 21.9803 | 4765.3356 | 0 | 0 | 0 | 33.4101 | 434.0383 | 0 | 0 | 0 | 0 | 0 | 0 | 0 | 0 | 14748.8016 | 0 | 6330.9213 | 0 | 0 | 976.2197 | 0 | 0 | 0 | 0 | 0 | 30421.3632 | 30421.3632 | 8365.4206 | 8365.4206 | 0 | 22055.9426 | 0 | 1408.7649 | 0 | 5028.3 | 0 | 3141.9014 | 0 | 5028.3 | 0 | 2766.5542 | 0 | 5028.3 | 0 | 3321.5272 | 0 | 5028.3 | 0 | 6437.0649 | 8170.2015 | 7794.8542 | 8349.8272
220905 | 242.131 | 2176 | 2 | Standard Efficiency | Electric, 100% Usage | EnergyStar, 100% Usage | Electric, 100% Usage | 318 Rated kWh, 100% Usage | 200-300% | None | None | Single-Family Detached | Single-Family Detached | Single-Family Detached | 2000-2499 | 1500-2499 | 2 | Fuel Oil | 100% Conditioned | Central AC | None | Fuel Oil Fuel Furnace | None | 50000-59999 | 100% Incandescent | Occupied | 2000s | Electricity | Yes | 67.9925 | 648.8593 | 37.8062 | 322.0851 | 1907.8927 | 171.7396 | 319.7405 | 465.983 | 0 | 0 | 0 | 0 | 3857.4014 | 208.6666 | 99.9372 | 2355.9983 | 16.412 | 3166.6329 | 0 | 0 | 0 | 537.1993 | 434.0383 | 0 | 0 | 18765.0475 | 0 | 0 | 0 | 0 | 0 | 0 | 0 | 0 | 0 | 0 | 0 | 0 | 0 | 0 | 0 | 0 | 33384.3117 | 33384.3117 | 14619.2642 | 14619.2642 | 18765.0475 | 0 | 0 | 2461.4988 | 5689.5379 | 0 | 0 | 5452.1209 | 5689.5379 | 0 | 0 | 4801.8173 | 5689.5379 | 0 | 0 | 5818.3396 | 5689.5379 | 0 | 0 | 8151.0367 | 11141.6588 | 10491.3552 | 11507.8775
220953 | 242.131 | 8194 | 5 | None | Electric, 80% Usage | EnergyStar, 80% Usage | Electric, 80% Usage | None | 400%+ | None | None | Single-Family Detached | Single-Family Detached | Single-Family Detached | 4000+ | 4000+ | 2 | Electricity | 100% Conditioned | Central AC | None | Electricity Electric Furnace | None | 200000+ | 100% CFL | Occupied | 1980s | Electricity | Yes | 0 | 519.0289 | 30.1863 | 990.8733 | 4009.7984 | 0 | 0 | 491.1871 | 0 | 56810.3616 | 0 | 0 | 1993.4694 | 127.4859 | 24.911 | 2406.1135 | 27.2556 | 2540.34 | 0 | 0 | 0 | 429.9353 | 434.0383 | 0 | 0 | 0 | 0 | 0 | 0 | 0 | 0 | 0 | 0 | 0 | 0 | 0 | 0 | 0 | 0 | 0 | 0 | 0 | 70834.9845 | 70834.9845 | 70834.9845 | 70834.9845 | 0 | 0 | 0 | 12655.8671 | 0 | 0 | 0 | 29462.0564 | 0 | 0 | 0 | 25569.8184 | 0 | 0 | 0 | 31211.3957 | 0 | 0 | 0 | 12655.8671 | 29462.0564 | 25569.8184 | 31211.3957
220995 | 242.131 | 1675 | 3 | None | Electric, 80% Usage | EnergyStar, 80% Usage | Electric, 80% Usage | None | 300-400% | None | 5 | Single-Family Attached | Single-Family Attached | Single-Family Attached | 1500-1999 | 1500-2499 | 2 | Natural Gas | 40% Conditioned | Room AC | None | Natural Gas Fuel Wall/Floor Furnace | None | 80000-99999 | 100% Incandescent | Occupied | 2000s | Electricity | Yes | 0 | 424.3669 | 24.911 | 0 | 1047.436 | 0 | 0 | 0 | 0 | 0 | 0 | 0 | 1559.7242 | 183.7556 | 0 | 1926.0631 | 21.9803 | 1060.9173 | 0 | 0 | 0 | 379.527 | 480.0504 | 0 | 0 | 0 | 0 | 0 | 0 | 0 | 0 | 21304.8014 | 0 | 0 | 0 | 0 | 0 | 0 | 0 | 0 | 0 | 0 | 28412.9472 | 28412.9472 | 7108.1457 | 7108.1457 | 0 | 21304.8014 | 0 | 1199.7482 | 0 | 4857.0294 | 0 | 2644.2825 | 0 | 4857.0294 | 0 | 2329.3633 | 0 | 4857.0294 | 0 | 2829.4539 | 0 | 4857.0294 | 0 | 6056.7776 | 7501.3119 | 7186.3927 | 7686.4833
221029 | 242.131 | 1138 | 2 | None | Electric, 80% Usage | EnergyStar, 80% Usage | Electric, 80% Usage | 290 Rated kWh, 80% Usage | 400%+ | 6 | None | 5 to 9 Unit | Multifamily with 5+ units, 1-3 stories | Multi-Family with 5+ Units | 1000-1499 | 0-1499 | 3 | Natural Gas | 100% Conditioned | Central AC | None | Natural Gas Fuel Furnace | None | 120000-139999 | 100% Incandescent | Vacant | 1960s | Natural Gas | Yes | 0 | 0 | 0 | 447.8126 | 1857.7775 | 0 | 0 | 14.0674 | 0 | 0 | 0 | 0 | 0 | 0 | 0 | 0 | 16.412 | 0 | 0 | 0 | 0 | 0 | 434.0383 | 0 | 0 | 0 | 0 | 0 | 0 | 0 | 0 | 2501.0685 | 0 | 1630.9405 | 0 | 0 | 0 | 0 | 0 | 0 | 0 | 0 | 6901.8237 | 6901.8237 | 2770.1078 | 2770.1078 | 0 | 4131.7159 | 0 | 458.7184 | 0 | 941.9635 | 0 | 955.9001 | 0 | 941.9635 | 0 | 857.8003 | 0 | 941.9635 | 0 | 995.3853 | 0 | 941.9635 | 0 | 1400.6819 | 1897.8636 | 1799.7638 | 1937.3488
221178 | 242.131 | 1138 | 1 | Standard Efficiency | None | None | Electric, 100% Usage | None | 400%+ | 12 | None | 10 to 19 Unit | Multifamily with 5+ units, 1-3 stories | Multi-Family with 5+ Units | 1000-1499 | 0-1499 | 3 | Electricity | 100% Conditioned | Heat Pump | None | Electricity ASHP | None | 50000-59999 | 100% Incandescent | Occupied | 2000s | Natural Gas | Yes | 67.9925 | 0 | 0 | 413.2302 | 1321.7505 | 0 | 0 | 101.9887 | 525.1834 | 1691.0201 | 0 | 0 | 0 | 156.793 | 0 | 1465.0623 | 16.412 | 1581.4115 | 0 | 0 | 0 | 346.9961 | 434.0383 | 0 | 0 | 0 | 0 | 0 | 0 | 0 | 0 | 0 | 0 | 2635.002 | 0 | 0 | 0 | 0 | 0 | 0 | 0 | 0 | 10757.1736 | 10757.1736 | 8122.1716 | 8122.1716 | 0 | 2635.002 | 0 | 1396.4798 | 0 | 600.7355 | 0 | 3109.1879 | 0 | 600.7355 | 0 | 2852.1212 | 0 | 600.7355 | 0 | 3408.3629 | 0 | 600.7355 | 0 | 1997.2153 | 3709.9234 | 3452.8567 | 4009.0984
221188 | 242.131 | 2631 | 2 | Standard Efficiency | Electric, 120% Usage | Standard, 120% Usage | Electric, 120% Usage | 318 Rated kWh, 120% Usage | 400%+ | None | 20 | Single-Family Attached | Single-Family Attached | Single-Family Attached | 2500-2999 | 2500-3999 | 2 | Natural Gas | 100% Conditioned | Central AC | None | Natural Gas Fuel Boiler | None | 120000-139999 | 100% LED | Occupied | 1950s | Natural Gas | Yes | 67.9925 | 1213.3142 | 45.426 | 919.9501 | 3825.4567 | 163.8267 | 0 | 133.3473 | 0 | 0 | 0 | 0 | 0 | 38.6854 | 0 | 671.1328 | 16.412 | 4536.7402 | 0 | 0 | 0 | 569.4371 | 1356.0398 | 0 | 0 | 0 | 0 | 0 | 0 | 0 | 0 | 32202.063 | 0 | 8624.2024 | 0 | 0 | 0 | 0 | 0 | 0 | 0 | 0 | 54383.7331 | 54383.7331 | 13557.7608 | 13557.7608 | 0 | 40826.2654 | 0 | 2252.4653 | 0 | 9307.5367 | 0 | 4920.9452 | 0 | 9307.5367 | 0 | 4361.9769 | 0 | 9307.5367 | 0 | 5179.7355 | 0 | 9307.5367 | 0 | 11560.002 | 14228.4819 | 13669.5136 | 14487.2722
221424 | 242.131 | 853 | 2 | Standard Efficiency | Electric, 80% Usage | EnergyStar, 80% Usage | Electric, 80% Usage | None | 100-150% | 6 | None | 5 to 9 Unit | Multifamily with 5+ units, 1-3 stories | Multi-Family with 5+ Units | 750-999 | 0-1499 | 3 | Natural Gas | None | None | Heating Only | Natural Gas Shared Heating | Boiler Baseboards Heating Only, Natural Gas | 15000-19999 | 100% LED | Occupied | <1940 | Electricity | No | 67.9925 | 231.8192 | 13.4813 | 0 | 0 | 0 | 0 | 107.264 | 0 | 0 | 0 | 0 | 651.497 | 23.7388 | 0 | 298.0533 | 16.412 | 733.2638 | 0 | 0 | 0 | 277.5383 | 480.0504 | 0 | 0 | 0 | 0 | 0 | 0 | 0 | 0 | 9561.7367 | 0 | 0 | 0 | 0 | 0 | 0 | 0 | 0 | 0 | 0 | 12463.4334 | 12463.4334 | 2901.4036 | 2901.4036 | 0 | 9561.7367 | 0 | 470.9114 | 0 | 2179.9078 | 0 | 1066.2061 | 0 | 2179.9078 | 0 | 935.4517 | 0 | 2179.9078 | 0 | 1148.5045 | 0 | 2179.9078 | 0 | 2650.8192 | 3246.1138 | 3115.3595 | 3328.4123
221509 | 242.131 | 866 | 3 | Standard Efficiency | Electric, 120% Usage | Standard, 120% Usage | Electric, 120% Usage | 318 Rated kWh, 120% Usage | 400%+ | None | 5 | Single-Family Attached | Single-Family Attached | Single-Family Attached | 750-999 | 0-1499 | 3 | Electricity | 40% Conditioned | Room AC | None | Electricity Baseboard | None | 60000-69999 | 100% LED | Occupied | <1940 | Natural Gas | Yes | 67.9925 | 662.9268 | 24.911 | 0 | 843.7516 | 77.6638 | 0 | 0 | 0 | 8483.8213 | 0 | 0 | 0 | 23.7388 | 0 | 300.984 | 21.9803 | 3208.249 | 0 | 0 | 0 | 416.454 | 1160.8545 | 0 | 0 | 0 | 0 | 0 | 0 | 0 | 0 | 0 | 0 | 4117.3555 | 0 | 0 | 0 | 0 | 0 | 0 | 0 | 0 | 19410.39 | 19410.39 | 15293.0346 | 15293.0346 | 0 | 4117.3555 | 0 | 2685.6093 | 0 | 938.6609 | 0 | 6200.0108 | 0 | 938.6609 | 0 | 5399.5459 | 0 | 938.6609 | 0 | 6555.2716 | 0 | 938.6609 | 0 | 3624.2702 | 7138.6716 | 6338.2068 | 7493.9324
221628 | 242.131 | 2115 | 2 | Standard Efficiency | Electric, 80% Usage | EnergyStar, 80% Usage | Gas, 80% Usage | None | 400%+ | 183 | None | 50 or more Unit | Multifamily with 5+ units, 8+ stories | Multi-Family with 5+ Units | 2000-2499 | 1500-2499 | 21 | Natural Gas | 100% Conditioned | Central AC | None | Natural Gas Fuel Furnace | None | 200000+ | 100% CFL | Occupied | 1980s | Natural Gas | Yes | 67.9925 | 296.0018 | 17.2912 | 257.0233 | 1503.7477 | 0 | 0 | 152.1039 | 0 | 0 | 0 | 0 | 0 | 51.5805 | 0 | 737.0737 | 16.412 | 1084.9491 | 0 | 0 | 0 | 21.3942 | 480.0504 | 360.1843 | 0 | 0 | 0 | 0 | 0 | 0 | 0 | 8831.1106 | 0 | 2460.9178 | 0 | 0 | 624.8275 | 0 | 0 | 0 | 0 | 0 | 16962.9535 | 16962.9535 | 5045.8046 | 5045.8046 | 0 | 11917.1489 | 0 | 857.5595 | 0 | 2716.8573 | 0 | 1854.1604 | 0 | 2716.8573 | 0 | 1642.6217 | 0 | 2716.8573 | 0 | 1969.9004 | 0 | 2716.8573 | 0 | 3574.4167 | 4571.0177 | 4359.479 | 4686.7577
221736 | 242.131 | 1220 | 3 | None | Electric, 80% Usage | EnergyStar, 80% Usage | Electric, 80% Usage | 318 Rated kWh, 80% Usage | 400%+ | None | None | Single-Family Detached | Single-Family Detached | Single-Family Detached | 1000-1499 | 0-1499 | 1 | Electricity | None | None | None | Electricity Baseboard | None | 200000+ | 100% CFL | Occupied | 1980s | Electricity | Yes | 0 | 519.0289 | 30.1863 | 0 | 0 | 137.4503 | 319.7405 | 0 | 0 | 6978.3152 | 0 | 0 | 2181.9141 | 40.1507 | 0 | 491.1871 | 21.9803 | 1431.3591 | 0 | 0 | 0 | 429.9353 | 727.1093 | 439.8997 | 0 | 0 | 0 | 0 | 0 | 0 | 0 | 0 | 0 | 0 | 0 | 0 | 0 | 0 | 0 | 0 | 0 | 0 | 13748.257 | 13748.257 | 13748.257 | 13748.257 | 0 | 0 | 0 | 2462.6283 | 0 | 0 | 0 | 5580.9216 | 0 | 0 | 0 | 5020.8607 | 0 | 0 | 0 | 6097.1528 | 0 | 0 | 0 | 2462.6283 | 5580.9216 | 5020.8607 | 6097.1528
221744 | 242.131 | 1220 | 3 | Standard Efficiency | Electric, 80% Usage | EnergyStar, 80% Usage | Electric, 80% Usage | None | 400%+ | None | None | Single-Family Detached | Single-Family Detached | Single-Family Detached | 1000-1499 | 0-1499 | 2 | Electricity | 40% Conditioned | Room AC | None | Electricity Baseboard | None | 50000-59999 | 100% Incandescent | Occupied | <1940 | Electricity | Yes | 67.9925 | 220.6825 | 12.8951 | 0 | 1287.4612 | 0 | 319.7405 | 0 | 0 | 25044.9744 | 0 | 0 | 764.9155 | 160.896 | 0 | 1535.3993 | 21.9803 | 959.2216 | 0 | 0 | 0 | 271.6769 | 727.1093 | 0 | 0 | 0 | 0 | 0 | 0 | 0 | 0 | 0 | 0 | 0 | 0 | 0 | 0 | 0 | 0 | 0 | 0 | 0 | 31394.6522 | 31394.6522 | 31394.6522 | 31394.6522 | 0 | 0 | 0 | 5951.8223 | 0 | 0 | 0 | 13407.2329 | 0 | 0 | 0 | 11903.6876 | 0 | 0 | 0 | 14711.4022 | 0 | 0 | 0 | 5951.8223 | 13407.2329 | 11903.6876 | 14711.4022
221875 | 242.131 | 1138 | 3 | None | None | None | Electric, 80% Usage | 318 Rated kWh, 80% Usage | 400%+ | 67 | None | 50 or more Unit | Multifamily with 5+ units, 4-7 stories | Multi-Family with 5+ Units | 1000-1499 | 0-1499 | 6 | Electricity | None | None | None | Electricity Baseboard | None | 120000-139999 | 100% Incandescent | Occupied | 1980s | Electricity | Yes | 0 | 0 | 0 | 0 | 0 | 70.9232 | 0 | 0 | 0 | 2658.1546 | 0 | 0 | 1058.5727 | 156.793 | 0 | 1465.0623 | 21.9803 | 888.2984 | 0 | 0 | 0 | 311.5345 | 434.0383 | 0 | 0 | 0 | 0 | 0 | 0 | 0 | 0 | 0 | 0 | 0 | 0 | 0 | 0 | 0 | 0 | 0 | 0 | 0 | 7065.0643 | 7065.0643 | 7065.0643 | 7065.0643 | 0 | 0 | 0 | 1247.7714 | 0 | 0 | 0 | 2864.8241 | 0 | 0 | 0 | 2494.4637 | 0 | 0 | 0 | 3030.9967 | 0 | 0 | 0 | 1247.7714 | 2864.8241 | 2494.4637 | 3030.9967
222071 | 242.131 | 1690 | 2 | Standard Efficiency | Gas, 100% Usage | EnergyStar, 100% Usage | Electric, 100% Usage | None | 400%+ | None | None | Single-Family Detached | Single-Family Detached | Single-Family Detached | 1500-1999 | 1500-2499 | 2 | Natural Gas | 100% Conditioned | Central AC | None | Natural Gas Fuel Boiler | None | 200000+ | 100% Incandescent | Occupied | 1960s | Natural Gas | Yes | 67.9925 | 58.0281 | 37.8062 | 588.1936 | 2839.2725 | 0 | 0 | 135.3988 | 0 | 0 | 0 | 0 | 0 | 184.6348 | 99.9372 | 1938.9582 | 16.412 | 3012.1845 | 0 | 0 | 0 | 537.1993 | 914.0887 | 0 | 0 | 0 | 0 | 770.4838 | 0 | 0 | 0 | 48741.2358 | 0 | 5690.854 | 0 | 0 | 0 | 0 | 0 | 0 | 0 | 0 | 65632.68 | 65632.68 | 10430.1063 | 10430.1063 | 0 | 55202.5737 | 0 | 1780.223 | 0 | 12585.0723 | 0 | 3859.2632 | 0 | 12585.0723 | 0 | 3417.5985 | 0 | 12585.0723 | 0 | 4070.1823 | 0 | 12585.0723 | 0 | 14365.2953 | 16444.3355 | 16002.6708 | 16655.2546
222206 | 242.131 | 1202 | 2 | None | Electric, 80% Usage | EnergyStar, 80% Usage | Electric, 80% Usage | None | 300-400% | None | 144 | Single-Family Attached | Single-Family Attached | Single-Family Attached | 1000-1499 | 0-1499 | 3 | Electricity | 20% Conditioned | Room AC | Heating Only | Electricity Shared Heating | Boiler Baseboards Heating Only, Electricity | 50000-59999 | 100% CFL | Occupied | <1940 | Natural Gas | Yes | 0 | 296.0018 | 17.2912 | 0 | 439.6066 | 0 | 319.7405 | 158.5514 | 0 | 17996.9083 | 0 | 0 | 0 | 40.1507 | 0 | 486.2049 | 16.412 | 893.2806 | 0 | 0 | 0 | 311.5345 | 480.0504 | 0 | 0 | 0 | 0 | 0 | 1395.6044 | 0 | 0 | 0 | 0 | 1784.5097 | 0 | 0 | 0 | 0 | 0 | 0 | 0 | 0 | 24636.1403 | 24636.1403 | 21456.0261 | 21456.0261 | 0 | 3180.1142 | 0 | 3762.272 | 0 | 725.0225 | 0 | 8849.2243 | 0 | 725.0225 | 0 | 7668.9148 | 0 | 725.0225 | 0 | 9413.001 | 0 | 725.0225 | 0 | 4487.2945 | 9574.2468 | 8393.9373 | 10138.0235
222282 | 242.131 | 853 | 2 | Standard Efficiency | Electric, 80% Usage | Standard, 80% Usage | Electric, 80% Usage | None | 300-400% | 4 | None | 3 or 4 Unit | Multifamily with 2-4 Units | Multi-Family with 2 - 4 Units | 750-999 | 0-1499 | 2 | Electricity | 100% Conditioned | Room AC | Heating Only | Electricity Shared Heating | Boiler Baseboards Heating Only, Electricity | 100000-119999 | 100% Incandescent | Occupied | 1970s | Electricity | Yes | 67.9925 | 931.0868 | 34.8755 | 0 | 2739.6284 | 0 | 0 | 84.6975 | 0 | 6182.9204 | 0 | 0 | 2126.2306 | 142.7256 | 0 | 1220.3479 | 16.412 | 869.2488 | 0 | 0 | 0 | 413.5233 | 434.0383 | 0 | 0 | 0 | 0 | 0 | 0 | 0 | 0 | 0 | 0 | 0 | 0 | 0 | 0 | 0 | 0 | 0 | 0 | 0 | 15263.7275 | 15263.7275 | 15263.7275 | 15263.7275 | 0 | 0 | 0 | 2662.1282 | 0 | 0 | 0 | 6044.229 | 0 | 0 | 0 | 5285.7572 | 0 | 0 | 0 | 6391.1328 | 0 | 0 | 0 | 2662.1282 | 6044.229 | 5285.7572 | 6391.1328
222297 | 242.131 | 1690 | 3 | None | Electric, 100% Usage | Standard, 100% Usage | Electric, 100% Usage | 290 Rated kWh, 100% Usage | 150-200% | None | None | Single-Family Detached | Single-Family Detached | Single-Family Detached | 1500-1999 | 1500-2499 | 1 | Electricity | 100% Conditioned | Central AC | None | Electricity Electric Furnace | None | 50000-59999 | 100% Incandescent | Occupied | 1980s | Electricity | Yes | 0 | 1474.1475 | 55.0974 | 977.0989 | 4231.3601 | 195.1853 | 319.7405 | 155.0346 | 0 | 9327.5729 | 0 | 0 | 4789.6605 | 184.6348 | 99.9372 | 1938.9582 | 21.9803 | 3326.9428 | 0 | 0 | 0 | 603.1403 | 914.0887 | 0 | 0 | 0 | 0 | 0 | 0 | 0 | 0 | 0 | 0 | 0 | 0 | 0 | 0 | 0 | 0 | 0 | 0 | 0 | 28613.9939 | 28613.9939 | 28613.9939 | 28613.9939 | 0 | 0 | 0 | 4904.7229 | 0 | 0 | 0 | 11142.4244 | 0 | 0 | 0 | 9747.9032 | 0 | 0 | 0 | 11773.9416 | 0 | 0 | 0 | 4904.7229 | 11142.4244 | 9747.9032 | 11773.9416
222334 | 242.131 | 2176 | 3 | Standard Efficiency | Electric, 100% Usage | Standard, 100% Usage | Electric, 100% Usage | None | 400%+ | None | None | Single-Family Detached | Single-Family Detached | Single-Family Detached | 2000-2499 | 1500-2499 | 1 | Electricity | 100% Conditioned | Central AC | None | Electricity Baseboard | None | 100000-119999 | 100% Incandescent | Occupied | 1960s | Electricity | Yes | 67.9925 | 762.864 | 28.4279 | 1173.1635 | 4629.0576 | 0 | 0 | 0 | 0 | 20592.0526 | 0 | 0 | 2312.6238 | 208.6666 | 99.9372 | 2355.9983 | 21.9803 | 2537.1163 | 0 | 0 | 0 | 405.6104 | 480.0504 | 0 | 0 | 0 | 0 | 0 | 0 | 0 | 0 | 0 | 0 | 0 | 0 | 0 | 0 | 0 | 0 | 0 | 0 | 0 | 35675.5414 | 35675.5414 | 35675.5414 | 35675.5414 | 0 | 0 | 0 | 6569.6346 | 0 | 0 | 0 | 14625.8968 | 0 | 0 | 0 | 13178.7131 | 0 | 0 | 0 | 16000.518 | 0 | 0 | 0 | 6569.6346 | 14625.8968 | 13178.7131 | 16000.518
222526 | 242.131 | 2176 | 2 | Standard Efficiency | Electric, 120% Usage | EnergyStar, 120% Usage | Propane, 120% Usage | None | 400%+ | None | None | Single-Family Detached | Single-Family Detached | Single-Family Detached | 2000-2499 | 1500-2499 | 1 | Fuel Oil | 100% Conditioned | Central AC | None | Fuel Oil Fuel Furnace | None | 120000-139999 | 100% CFL | Occupied | 1990s | Electricity | Yes | 67.9925 | 330.8772 | 19.3427 | 866.025 | 3663.9745 | 0 | 319.7405 | 591.1243 | 0 | 0 | 0 | 0 | 1978.2297 | 52.1667 | 24.911 | 753.7788 | 16.412 | 4445.0089 | 0 | 0 | 0 | 27.8418 | 434.0383 | 0 | 0 | 24278.8867 | 0 | 0 | 0 | 0 | 0 | 0 | 0 | 0 | 0 | 0 | 0 | 0 | 0 | 0 | 0 | 815.6168 | 38686.2605 | 38686.2605 | 13591.4639 | 13591.4639 | 24278.8867 | 0 | 815.6168 | 2308.5094 | 7361.3447 | 0 | 224.4679 | 5072.9762 | 7361.3447 | 0 | 224.4679 | 4485.7496 | 7361.3447 | 0 | 224.4679 | 5317.2452 | 7361.3447 | 0 | 224.4679 | 9894.322 | 12658.7887 | 12071.5622 | 12903.0577
222543 | 242.131 | 3301 | 2 | Standard Efficiency | Electric, 100% Usage | EnergyStar, 100% Usage | Electric, 100% Usage | None | 400%+ | None | None | Single-Family Detached | Single-Family Detached | Single-Family Detached | 3000-3999 | 2500-3999 | 2 | Natural Gas | 100% Conditioned | Central AC | None | Natural Gas Fuel Furnace | None | 200000+ | 100% Incandescent | Occupied | 1950s | Natural Gas | Yes | 67.9925 | 400.042 | 23.4457 | 1302.7009 | 4863.8075 | 0 | 0 | 844.0447 | 0 | 0 | 0 | 0 | 0 | 264.9362 | 99.9372 | 3321.6675 | 16.412 | 2894.956 | 0 | 0 | 0 | 405.6104 | 434.0383 | 0 | 0 | 0 | 0 | 0 | 1944.8196 | 0 | 0 | 34977.153 | 0 | 3653.717 | 0 | 0 | 0 | 0 | 0 | 0 | 0 | 0 | 55515.5736 | 55515.5736 | 14939.8839 | 14939.8839 | 0 | 40575.6896 | 0 | 2699.555 | 0 | 9250.4335 | 0 | 5799.3091 | 0 | 9250.4335 | 0 | 5138.2898 | 0 | 9250.4335 | 0 | 6018.6546 | 0 | 9250.4335 | 0 | 11949.9885 | 15049.7426 | 14388.7234 | 15269.0881
222574 | 242.131 | 617 | 3 | Standard Efficiency | Electric, 100% Usage | EnergyStar, 100% Usage | Electric, 100% Usage | 318 Rated kWh, 100% Usage | 0-100% | None | 24 | Single-Family Attached | Single-Family Attached | Single-Family Attached | 500-749 | 0-1499 | 3 | Natural Gas | 60% Conditioned | Central AC | None | Natural Gas Fuel Boiler | None | <10000 | 100% CFL | Occupied | <1940 | Natural Gas | Yes | 67.9925 | 530.4586 | 31.0655 | 301.8632 | 1368.0558 | 136.5711 | 0 | 130.1236 | 0 | 0 | 0 | 0 | 0 | 32.824 | 0 | 325.602 | 21.9803 | 1959.1801 | 0 | 0 | 0 | 474.4821 | 480.0504 | 0 | 0 | 0 | 0 | 0 | 0 | 0 | 0 | 18730.4652 | 0 | 4975.7606 | 0 | 0 | 0 | 0 | 0 | 0 | 0 | 0 | 29565.8888 | 29565.8888 | 5859.663 | 5859.663 | 0 | 23706.2258 | 0 | 949.6274 | 0 | 5404.5132 | 0 | 2092.2084 | 0 | 5404.5132 | 0 | 1851.0356 | 0 | 5404.5132 | 0 | 2228.1578 | 0 | 5404.5132 | 0 | 6354.1406 | 7496.7216 | 7255.5488 | 7632.6709
222685 | 242.131 | 1202 | 3 | Standard Efficiency | Electric, 120% Usage | EnergyStar, 120% Usage | Gas, 120% Usage | 290 Rated kWh, 120% Usage | 200-300% | None | 8 | Single-Family Attached | Single-Family Attached | Single-Family Attached | 1000-1499 | 0-1499 | 3 | Natural Gas | 100% Conditioned | Central AC | None | Natural Gas Fuel Furnace | None | 30000-34999 | 100% CFL | Occupied | <1940 | Natural Gas | Yes | 67.9925 | 347.5823 | 20.2219 | 490.601 | 2847.1854 | 72.3886 | 0 | 101.6957 | 0 | 0 | 0 | 0 | 0 | 40.1507 | 0 | 486.2049 | 21.9803 | 3311.41 | 0 | 0 | 0 | 28.4279 | 400.042 | 0 | 0 | 0 | 0 | 0 | 0 | 0 | 0 | 12276.4541 | 0 | 3940.0475 | 0 | 0 | 833.7872 | 0 | 0 | 0 | 0 | 0 | 25286.1719 | 25286.1719 | 8236.1763 | 8236.1763 | 0 | 17049.9956 | 0 | 1505.3134 | 0 | 3887.0662 | 0 | 3204.4568 | 0 | 3887.0662 | 0 | 2839.2909 | 0 | 3887.0662 | 0 | 3367.0298 | 0 | 3887.0662 | 0 | 5392.3796 | 7091.523 | 6726.3571 | 7254.0959
222693 | 242.131 | 1202 | 3 | Standard Efficiency | Electric, 100% Usage | Standard, 100% Usage | Gas, 100% Usage | 318 Rated kWh, 100% Usage | 400%+ | None | 10 | Single-Family Attached | Single-Family Attached | Single-Family Attached | 1000-1499 | 0-1499 | 1 | Natural Gas | 100% Conditioned | Central AC | None | Natural Gas Fuel Furnace | None | 80000-99999 | 100% CFL | Occupied | 1980s | Natural Gas | Yes | 67.9925 | 705.129 | 26.3764 | 234.1638 | 1965.3346 | 88.5075 | 0 | 243.8351 | 0 | 0 | 0 | 0 | 0 | 40.1507 | 0 | 486.2049 | 21.9803 | 1786.8543 | 0 | 0 | 0 | 26.6695 | 400.042 | 0 | 0 | 0 | 0 | 0 | 0 | 0 | 0 | 13521.713 | 0 | 3721.1234 | 0 | 0 | 781.0344 | 0 | 0 | 0 | 0 | 0 | 24117.4045 | 24117.4045 | 6093.5337 | 6093.5337 | 0 | 18023.8708 | 0 | 1027.2289 | 0 | 4109.0915 | 0 | 2218.8881 | 0 | 4109.0915 | 0 | 1966.7153 | 0 | 4109.0915 | 0 | 2349.3776 | 0 | 4109.0915 | 0 | 5136.3203 | 6327.9796 | 6075.8067 | 6458.4691
222698 | 242.131 | 2176 | 4 | Standard Efficiency | Electric, 80% Usage | EnergyStar, 80% Usage | Electric, 80% Usage | 290 Rated kWh, 80% Usage | 400%+ | None | None | Single-Family Detached | Single-Family Detached | Single-Family Detached | 2000-2499 | 1500-2499 | 2 | Natural Gas | 100% Conditioned | Central AC | None | Natural Gas Fuel Boiler | None | 200000+ | 100% LED | Occupied | 1990s | Electricity | Yes | 67.9925 | 519.0289 | 30.1863 | 873.9379 | 3454.4287 | 128.3651 | 0 | 81.4738 | 0 | 0 | 0 | 0 | 2170.1913 | 34.8755 | 16.7051 | 575.5916 | 21.9803 | 1583.463 | 0 | 0 | 0 | 429.9353 | 434.0383 | 0 | 0 | 0 | 0 | 0 | 0 | 0 | 0 | 20672.6471 | 0 | 0 | 0 | 0 | 0 | 0 | 0 | 0 | 0 | 0 | 31094.5475 | 31094.5475 | 10421.9003 | 10421.9003 | 0 | 20672.6471 | 0 | 1777.9537 | 0 | 4712.9354 | 0 | 3857.2515 | 0 | 4712.9354 | 0 | 3421.4804 | 0 | 4712.9354 | 0 | 4037.1054 | 0 | 4712.9354 | 0 | 6490.8891 | 8570.1869 | 8134.4158 | 8750.0408
222714 | 242.131 | 1220 | 3 | None | Electric, 120% Usage | Standard, 120% Usage | Electric, 120% Usage | None | 0-100% | None | None | Mobile Home | Mobile Home | Mobile Home | 1000-1499 | 0-1499 | 1 | Propane | 100% Conditioned | Central AC | None | Propane Fuel Furnace | None | <10000 | 100% Incandescent | Occupied | 2000s | Electricity | Yes | 0 | 630.6889 | 23.7388 | 455.1394 | 2128.5752 | 0 | 0 | 279.5898 | 0 | 0 | 0 | 0 | 2101.3196 | 160.896 | 0 | 1535.3993 | 21.9803 | 3981.6636 | 0 | 0 | 0 | 407.3688 | 480.0504 | 270.7977 | 0 | 0 | 0 | 0 | 0 | 0 | 0 | 0 | 0 | 0 | 0 | 0 | 0 | 0 | 0 | 16099.2731 | 0 | 0 | 28577.067 | 28577.067 | 12477.7939 | 12477.7939 | 0 | 0 | 16099.2731 | 2129.6393 | 0 | 0 | 4430.2516 | 4692.8036 | 0 | 0 | 4430.2516 | 4140.2651 | 0 | 0 | 4430.2516 | 4966.7153 | 0 | 0 | 4430.2516 | 6559.891 | 9123.0553 | 8570.5167 | 9396.967
222719 | 242.131 | 2176 | 3 | Standard Efficiency | Electric, 80% Usage | EnergyStar, 80% Usage | Electric, 80% Usage | None | 400%+ | None | None | Single-Family Detached | Single-Family Detached | Single-Family Detached | 2000-2499 | 1500-2499 | 2 | Electricity | 100% Conditioned | Heat Pump | None | Electricity ASHP | None | 80000-99999 | 100% Incandescent | Occupied | 1980s | Natural Gas | Yes | 67.9925 | 220.6825 | 12.8951 | 998.4931 | 4190.6232 | 0 | 0 | 1084.0699 | 6226.588 | 11322.8008 | 0 | 0 | 0 | 208.6666 | 99.9372 | 2355.9983 | 21.9803 | 1111.3255 | 0 | 0 | 0 | 271.6769 | 1160.8545 | 0 | 0 | 0 | 0 | 0 | 0 | 704.8359 | 0 | 0 | 0 | 1849.2785 | 0 | 0 | 0 | 0 | 0 | 0 | 0 | 0 | 31908.4058 | 31908.4058 | 29354.2914 | 29354.2914 | 0 | 2554.1144 | 0 | 5308.2659 | 0 | 582.2919 | 0 | 12173.7493 | 0 | 582.2919 | 0 | 10600.4319 | 0 | 582.2919 | 0 | 12740.2698 | 0 | 582.2919 | 0 | 5890.5578 | 12756.0412 | 11182.7239 | 13322.5617
222770 | 242.131 | 1690 | 4 | Standard Efficiency | Electric, 100% Usage | EnergyStar, 100% Usage | Electric, 100% Usage | 290 Rated kWh, 100% Usage | 400%+ | None | None | Single-Family Detached | Single-Family Detached | Single-Family Detached | 1500-1999 | 1500-2499 | 2 | Natural Gas | 100% Conditioned | Central AC | None | Natural Gas Fuel Furnace | None | 180000-199999 | 100% Incandescent | Occupied | 1990s | Electricity | Yes | 67.9925 | 400.042 | 23.4457 | 735.3153 | 2553.8213 | 91.1451 | 0 | 118.9869 | 0 | 0 | 0 | 0 | 2215.9104 | 184.6348 | 99.9372 | 1938.9582 | 21.9803 | 2382.6678 | 0 | 0 | 0 | 405.6104 | 434.0383 | 0 | 0 | 0 | 0 | 0 | 0 | 0 | 0 | 17535.3213 | 0 | 0 | 0 | 0 | 0 | 0 | 0 | 0 | 0 | 0 | 29209.5143 | 29209.5143 | 11674.193 | 11674.193 | 0 | 17535.3213 | 0 | 2052.9291 | 0 | 3997.7191 | 0 | 4453.2393 | 0 | 3997.7191 | 0 | 3935.9285 | 0 | 3997.7191 | 0 | 4704.1194 | 0 | 3997.7191 | 0 | 6050.6482 | 8450.9584 | 7933.6476 | 8701.8385
222818 | 242.131 | 853 | 2 | None | Electric, 120% Usage | EnergyStar, 120% Usage | Electric, 120% Usage | 318 Rated kWh, 120% Usage | 150-200% | 323 | None | 50 or more Unit | Multifamily with 5+ units, 8+ stories | Multi-Family with 5+ Units | 750-999 | 0-1499 | 20 | Electricity | 40% Conditioned | Room AC | Heating Only | Electricity Shared Heating | Boiler Baseboards Heating Only, Electricity | 25000-29999 | 100% Incandescent | Occupied | 1970s | Electricity | Yes | 0 | 444.0027 | 25.7903 | 0 | 569.144 | 106.3848 | 0 | 36.927 | 0 | 496.7555 | 0 | 0 | 3869.1243 | 142.7256 | 0 | 1220.3479 | 16.412 | 3323.1329 | 0 | 0 | 0 | 467.4484 | 434.0383 | 0 | 0 | 0 | 0 | 0 | 0 | 0 | 0 | 0 | 0 | 0 | 0 | 0 | 0 | 0 | 0 | 0 | 0 | 0 | 11152.2334 | 11152.2334 | 11152.2334 | 11152.2334 | 0 | 0 | 0 | 1821.328 | 0 | 0 | 0 | 4125.0248 | 0 | 0 | 0 | 3620.558 | 0 | 0 | 0 | 4427.101 | 0 | 0 | 0 | 1821.328 | 4125.0248 | 3620.558 | 4427.101
222892 | 242.131 | 3301 | 4 | None | Electric, 100% Usage | EnergyStar, 100% Usage | Electric, 100% Usage | 290 Rated kWh, 100% Usage | 300-400% | None | None | Single-Family Detached | Single-Family Detached | Single-Family Detached | 3000-3999 | 2500-3999 | 1 | Electricity | 100% Conditioned | Heat Pump | None | Electricity ASHP | None | 50000-59999 | 100% Incandescent | Occupied | 1990s | Electricity | Yes | 0 | 400.042 | 23.4457 | 1298.3048 | 4371.4481 | 91.1451 | 319.7405 | 1001.7169 | 7750.2644 | 16995.7775 | 0 | 0 | 2189.534 | 264.9362 | 99.9372 | 3321.6675 | 21.9803 | 2894.956 | 0 | 0 | 0 | 405.6104 | 960.1008 | 0 | 0 | 0 | 0 | 0 | 0 | 0 | 0 | 0 | 0 | 0 | 0 | 0 | 0 | 0 | 0 | 0 | 0 | 0 | 42410.6076 | 42410.6076 | 42410.6076 | 42410.6076 | 0 | 0 | 0 | 7683.5032 | 0 | 0 | 0 | 17587.5838 | 0 | 0 | 0 | 15319.7258 | 0 | 0 | 0 | 18485.7556 | 0 | 0 | 0 | 7683.5032 | 17587.5838 | 15319.7258 | 18485.7556
222917 | 242.131 | 2631 | 4 | Standard Efficiency | Electric, 120% Usage | EnergyStar, 120% Usage | Electric, 120% Usage | 290 Rated kWh, 120% Usage | 400%+ | None | 10 | Single-Family Attached | Single-Family Attached | Single-Family Attached | 2500-2999 | 2500-3999 | 2 | Electricity | 60% Conditioned | Central AC | None | Electricity Electric Furnace | None | 180000-199999 | 100% LED | Occupied | 1990s | Electricity | Yes | 67.9925 | 347.5823 | 20.2219 | 116.9354 | 1822.609 | 72.3886 | 319.7405 | 302.7424 | 0 | 12985.0999 | 0 | 0 | 2101.6126 | 38.6854 | 0 | 671.1328 | 21.9803 | 3750.4305 | 0 | 0 | 0 | 416.454 | 434.0383 | 0 | 0 | 0 | 0 | 0 | 0 | 0 | 0 | 0 | 0 | 0 | 0 | 0 | 0 | 0 | 0 | 0 | 0 | 0 | 23489.3532 | 23489.3532 | 23489.3532 | 23489.3532 | 0 | 0 | 0 | 4062.3379 | 0 | 0 | 0 | 9457.3755 | 0 | 0 | 0 | 8230.2843 | 0 | 0 | 0 | 9975.8066 | 0 | 0 | 0 | 4062.3379 | 9457.3755 | 8230.2843 | 9975.8066
222991 | 242.131 | 2176 | 3 | Standard Efficiency | Electric, 100% Usage | EnergyStar, 100% Usage | Electric, 100% Usage | None | 200-300% | None | None | Single-Family Detached | Single-Family Detached | Single-Family Detached | 2000-2499 | 1500-2499 | 1 | Electricity | 20% Conditioned | Room AC | None | Electricity Baseboard | None | 40000-44999 | 100% CFL | Occupied | 1940s | Electricity | Yes | 67.9925 | 399.4559 | 23.4457 | 0 | 749.9689 | 0 | 319.7405 | 0 | 0 | 12742.144 | 0 | 0 | 2115.0939 | 52.1667 | 0 | 753.7788 | 21.9803 | 2537.1163 | 0 | 0 | 0 | 405.6104 | 434.0383 | 0 | 0 | 0 | 0 | 0 | 0 | 0 | 0 | 0 | 0 | 0 | 0 | 0 | 0 | 0 | 0 | 0 | 0 | 0 | 20622.2389 | 20622.2389 | 20622.2389 | 20622.2389 | 0 | 0 | 0 | 3726.5258 | 0 | 0 | 0 | 8617.1288 | 0 | 0 | 0 | 7475.3229 | 0 | 0 | 0 | 9175.5232 | 0 | 0 | 0 | 3726.5258 | 8617.1288 | 7475.3229 | 9175.5232
223075 | 242.131 | 853 | 1 | Standard Efficiency, No usage | Electric, 100% Usage | EnergyStar, 100% Usage | Electric, 100% Usage | 318 Rated kWh, 100% Usage | 300-400% | 10 | None | 10 to 19 Unit | Multifamily with 5+ units, 1-3 stories | Multi-Family with 5+ Units | 750-999 | 0-1499 | 3 | Electricity | 40% Conditioned | Room AC | None | Electricity Baseboard | None | 60000-69999 | 100% LED | Vacant | 1960s | Electricity | No | 0 | 0 | 0 | 0 | 781.0344 | 0 | 0 | 0 | 0 | 2002.8477 | 0 | 0 | 349.0476 | 0 | 0 | 0 | 16.412 | 0 | 0 | 0 | 0 | 0 | 434.0383 | 0 | 0 | 0 | 0 | 0 | 0 | 0 | 0 | 0 | 0 | 0 | 0 | 0 | 0 | 0 | 0 | 0 | 0 | 0 | 3583.38 | 3583.38 | 3583.38 | 3583.38 | 0 | 0 | 0 | 694.5769 | 0 | 0 | 0 | 1577.9594 | 0 | 0 | 0 | 1375.6382 | 0 | 0 | 0 | 1623.5858 | 0 | 0 | 0 | 694.5769 | 1577.9594 | 1375.6382 | 1623.5858
223145 | 242.131 | 1202 | 1 | None | Electric, 80% Usage | Standard, 80% Usage | Electric, 80% Usage | 318 Rated kWh, 80% Usage | 400%+ | None | 20 | Single-Family Attached | Single-Family Attached | Single-Family Attached | 1000-1499 | 0-1499 | 2 | Electricity | 100% Conditioned | Central AC | None | Electricity Electric Furnace | None | 50000-59999 | 100% CFL | Occupied | 1970s | Electricity | Yes | 0 | 441.9512 | 16.412 | 350.2199 | 1450.7018 | 51.5805 | 0 | 114.5908 | 0 | 8565.8812 | 0 | 0 | 975.3405 | 40.1507 | 0 | 486.2049 | 16.412 | 827.9258 | 0 | 0 | 0 | 277.5383 | 434.0383 | 0 | 0 | 0 | 0 | 0 | 0 | 0 | 0 | 0 | 0 | 0 | 0 | 0 | 0 | 0 | 0 | 0 | 0 | 0 | 14049.241 | 14049.241 | 14049.241 | 14049.241 | 0 | 0 | 0 | 2569.589 | 0 | 0 | 0 | 5776.9039 | 0 | 0 | 0 | 5189.4977 | 0 | 0 | 0 | 6315.1121 | 0 | 0 | 0 | 2569.589 | 5776.9039 | 5189.4977 | 6315.1121
223178 | 242.131 | 3301 | 3 | Standard Efficiency | Electric, 80% Usage | EnergyStar, 80% Usage | Electric, 80% Usage | 290 Rated kWh, 80% Usage | 400%+ | None | None | Single-Family Detached | Single-Family Detached | Single-Family Detached | 3000-3999 | 2500-3999 | 2 | Natural Gas | 100% Conditioned | Central AC | None | Natural Gas Fuel Boiler | None | 200000+ | 100% CFL | Occupied | 1980s | Natural Gas | Yes | 67.9925 | 718.0241 | 41.9092 | 1287.4612 | 4945.5743 | 183.7556 | 0 | 78.25 | 0 | 0 | 0 | 0 | 0 | 66.2341 | 24.911 | 1062.6757 | 21.9803 | 2076.9947 | 0 | 0 | 0 | 535.4408 | 434.0383 | 0 | 0 | 0 | 0 | 0 | 0 | 0 | 0 | 18272.102 | 0 | 4683.8618 | 0 | 0 | 0 | 0 | 0 | 0 | 0 | 0 | 34501.2056 | 34501.2056 | 11545.5348 | 11545.5348 | 0 | 22955.6708 | 0 | 2197.1656 | 0 | 5233.4481 | 0 | 4652.3436 | 0 | 5233.4481 | 0 | 4131.689 | 0 | 5233.4481 | 0 | 4762.3801 | 0 | 5233.4481 | 0 | 7430.6137 | 9885.7917 | 9365.1371 | 9995.8282
223197 | 242.131 | 1690 | 3 | Standard Efficiency, No usage | Electric, 80% Usage | EnergyStar, 80% Usage | Electric, 80% Usage | 290 Rated kWh, 80% Usage | 200-300% | None | None | Single-Family Detached | Single-Family Detached | Single-Family Detached | 1500-1999 | 1500-2499 | 1 | Electricity | 100% Conditioned | Central AC | None | Electricity Baseboard | None | 50000-59999 | 100% CFL | Vacant | 1970s | Electricity | Yes | 0 | 0 | 0 | 782.7928 | 3333.0973 | 0 | 0 | 0 | 0 | 8816.1639 | 0 | 0 | 350.513 | 0 | 0 | 0 | 21.9803 | 0 | 0 | 0 | 0 | 0 | 1160.8545 | 0 | 0 | 0 | 0 | 0 | 0 | 0 | 0 | 0 | 0 | 0 | 0 | 0 | 0 | 0 | 0 | 0 | 0 | 0 | 14465.1088 | 14465.1088 | 14465.1088 | 14465.1088 | 0 | 0 | 0 | 2673.9923 | 0 | 0 | 0 | 6067.0098 | 0 | 0 | 0 | 5299.5909 | 0 | 0 | 0 | 6269.3542 | 0 | 0 | 0 | 2673.9923 | 6067.0098 | 5299.5909 | 6269.3542
223210 | 242.131 | 1138 | 2 | Standard Efficiency | Electric, 100% Usage | Standard, 100% Usage | Electric, 100% Usage | None | 400%+ | 36 | None | 20 to 49 Unit | Multifamily with 5+ units, 1-3 stories | Multi-Family with 5+ Units | 1000-1499 | 0-1499 | 2 | Electricity | 100% Conditioned | Central AC | None | Electricity Electric Furnace | None | 140000-159999 | 100% LED | Occupied | 2010s | Electricity | No | 67.9925 | 552.439 | 20.808 | 155.3277 | 1067.6579 | 0 | 0 | 34.2893 | 0 | 2542.0985 | 0 | 0 | 1336.6972 | 26.0833 | 0 | 357.8398 | 16.412 | 1581.4115 | 0 | 0 | 0 | 346.9961 | 400.042 | 0 | 0 | 0 | 0 | 0 | 0 | 0 | 0 | 0 | 0 | 0 | 0 | 0 | 0 | 0 | 0 | 0 | 0 | 0 | 8505.8017 | 8505.8017 | 8505.8017 | 8505.8017 | 0 | 0 | 0 | 1402.2159 | 0 | 0 | 0 | 3202.4456 | 0 | 0 | 0 | 2800.5242 | 0 | 0 | 0 | 3401.2266 | 0 | 0 | 0 | 1402.2159 | 3202.4456 | 2800.5242 | 3401.2266
223240 | 242.131 | 2663 | 4 | Standard Efficiency | Electric, 120% Usage | EnergyStar, 120% Usage | Electric, 120% Usage | 290 Rated kWh, 120% Usage | 400%+ | None | None | Single-Family Detached | Single-Family Detached | Single-Family Detached | 2500-2999 | 2500-3999 | 2 | Natural Gas | None | None | None | Natural Gas Fuel Wall/Floor Furnace | None | 100000-119999 | 100% CFL | Occupied | 1960s | Electricity | Yes | 67.9925 | 778.6898 | 45.426 | 0 | 0 | 192.5477 | 0 | 0 | 0 | 0 | 0 | 0 | 7130.1261 | 58.3211 | 24.911 | 887.4192 | 21.9803 | 6643.335 | 0 | 0 | 0 | 644.7564 | 480.0504 | 0 | 0 | 0 | 0 | 0 | 0 | 0 | 0 | 25343.3208 | 0 | 0 | 0 | 0 | 0 | 0 | 0 | 0 | 0 | 0 | 42318.8764 | 42318.8764 | 16975.5556 | 16975.5556 | 0 | 25343.3208 | 0 | 2813.7378 | 0 | 5777.7394 | 0 | 6329.0206 | 0 | 5777.7394 | 0 | 5553.5106 | 0 | 5777.7394 | 0 | 6805.318 | 0 | 5777.7394 | 0 | 8591.4772 | 12106.76 | 11331.25 | 12583.0574
223322 | 242.131 | 853 | 3 | Standard Efficiency, No usage | None | None | None | 318 Rated kWh, 100% Usage | 200-300% | 8 | None | 5 to 9 Unit | Multifamily with 5+ units, 4-7 stories | Multi-Family with 5+ Units | 750-999 | 0-1499 | 4 | Natural Gas | 100% Conditioned | Central AC | None | Natural Gas Fuel Furnace | None | 60000-69999 | 100% CFL | Vacant | 1940s | Natural Gas | No | 0 | 0 | 0 | 596.1066 | 1836.6764 | 0 | 0 | 21.6873 | 0 | 0 | 0 | 0 | 0 | 0 | 0 | 0 | 21.9803 | 0 | 0 | 0 | 0 | 0 | 434.0383 | 0 | 0 | 0 | 0 | 0 | 0 | 0 | 0 | 3106.2603 | 0 | 1672.8497 | 0 | 0 | 0 | 0 | 0 | 0 | 0 | 0 | 7689.3057 | 7689.3057 | 2910.4888 | 2910.4888 | 0 | 4778.8169 | 0 | 465.9378 | 0 | 1089.4912 | 0 | 977.1373 | 0 | 1089.4912 | 0 | 876.604 | 0 | 1089.4912 | 0 | 1023.3166 | 0 | 1089.4912 | 0 | 1555.429 | 2066.6285 | 1966.0952 | 2112.8079
223395 | 242.131 | 2176 | 3 | Standard Efficiency | Electric, 120% Usage | EnergyStar, 120% Usage | Electric, 120% Usage | None | 400%+ | None | None | Single-Family Detached | Single-Family Detached | Single-Family Detached | 2000-2499 | 1500-2499 | 1 | Electricity | 40% Conditioned | Room AC | None | Electricity Baseboard | None | 100000-119999 | 100% Incandescent | Occupied | 1950s | Electricity | Yes | 67.9925 | 778.6898 | 45.426 | 0 | 1981.7466 | 0 | 0 | 0 | 0 | 13546.0379 | 0 | 0 | 6934.0615 | 208.6666 | 0 | 2355.9983 | 21.9803 | 6333.5589 | 0 | 0 | 0 | 644.7564 | 868.0765 | 0 | 0 | 0 | 0 | 0 | 0 | 0 | 0 | 0 | 0 | 0 | 0 | 0 | 0 | 0 | 0 | 0 | 0 | 0 | 33786.9914 | 33786.9914 | 33786.9914 | 33786.9914 | 0 | 0 | 0 | 6185.2903 | 0 | 0 | 0 | 13985.1785 | 0 | 0 | 0 | 12189.253 | 0 | 0 | 0 | 14804.497 | 0 | 0 | 0 | 6185.2903 | 13985.1785 | 12189.253 | 14804.497
223550 | 242.131 | 1220 | 4 | Standard Efficiency | Electric, 100% Usage | Standard, 100% Usage | Electric, 100% Usage | None | 100-150% | None | None | Single-Family Detached | Single-Family Detached | Single-Family Detached | 1000-1499 | 0-1499 | 1 | Fuel Oil | 20% Conditioned | Room AC | None | Fuel Oil Fuel Boiler | None | 15000-19999 | 100% CFL | Occupied | 1960s | Electricity | Yes | 67.9925 | 525.7695 | 19.6358 | 0 | 388.0261 | 0 | 319.7405 | 220.0964 | 0 | 0 | 0 | 0 | 1278.0829 | 40.1507 | 0 | 491.1871 | 21.9803 | 1918.4432 | 0 | 0 | 0 | 339.6694 | 434.0383 | 0 | 0 | 16709.7401 | 0 | 0 | 0 | 0 | 0 | 0 | 0 | 0 | 0 | 0 | 0 | 0 | 0 | 0 | 0 | 0 | 22774.2598 | 22774.2598 | 6064.5197 | 6064.5197 | 16709.7401 | 0 | 0 | 1034.2999 | 5066.3619 | 0 | 0 | 2283.0855 | 5066.3619 | 0 | 0 | 2094.4047 | 5066.3619 | 0 | 0 | 2532.2987 | 5066.3619 | 0 | 0 | 6100.6618 | 7349.4474 | 7160.7666 | 7598.6606
223562 | 242.131 | 1623 | 3 | Standard Efficiency | Electric, 80% Usage | Standard, 80% Usage | Electric, 80% Usage | None | 400%+ | 4 | None | 3 or 4 Unit | Multifamily with 2-4 Units | Multi-Family with 2 - 4 Units | 1500-1999 | 1500-2499 | 2 | Electricity | 100% Conditioned | Heat Pump | None | Electricity ASHP | None | 50000-59999 | 100% Incandescent | Occupied | 1990s | Natural Gas | Yes | 67.9925 | 441.9512 | 16.412 | 988.8218 | 2566.4234 | 0 | 0 | 178.4803 | 465.6899 | 2610.9702 | 0 | 0 | 0 | 181.1179 | 0 | 1881.2232 | 21.9803 | 687.2517 | 0 | 0 | 0 | 277.5383 | 434.0383 | 0 | 0 | 0 | 0 | 0 | 0 | 0 | 0 | 0 | 0 | 1585.2214 | 0 | 0 | 0 | 0 | 0 | 0 | 0 | 0 | 12404.8192 | 12404.8192 | 10819.8908 | 10819.8908 | 0 | 1585.2214 | 0 | 1882.3231 | 0 | 361.3761 | 0 | 4202.1945 | 0 | 361.3761 | 0 | 3692.4383 | 0 | 361.3761 | 0 | 4402.8034 | 0 | 361.3761 | 0 | 2243.6992 | 4563.5706 | 4053.8144 | 4764.1795
223624 | 242.131 | 853 | 2 | Standard Efficiency | None | None | Electric, 100% Usage | 318 Rated kWh, 100% Usage | 200-300% | 12 | None | 10 to 19 Unit | Multifamily with 5+ units, 1-3 stories | Multi-Family with 5+ Units | 750-999 | 0-1499 | 3 | Electricity | 100% Conditioned | Heat Pump | None | Electricity ASHP | None | 35000-39999 | 100% CFL | Occupied | 1970s | Electricity | No | 67.9925 | 0 | 0 | 113.4185 | 508.4783 | 88.5075 | 0 | 245.8866 | 534.2686 | 2449.1949 | 0 | 0 | 1950.0949 | 35.7547 | 0 | 390.3707 | 16.412 | 1661.713 | 0 | 0 | 0 | 389.4915 | 434.0383 | 0 | 0 | 0 | 0 | 0 | 0 | 0 | 0 | 0 | 0 | 0 | 0 | 0 | 0 | 0 | 0 | 0 | 0 | 0 | 8885.9148 | 8885.9148 | 8885.9148 | 8885.9148 | 0 | 0 | 0 | 1523.3392 | 0 | 0 | 0 | 3499.6103 | 0 | 0 | 0 | 3052.8708 | 0 | 0 | 0 | 3701.6748 | 0 | 0 | 0 | 1523.3392 | 3499.6103 | 3052.8708 | 3701.6748
223631 | 242.131 | 853 | 1 | None | Gas, 100% Usage | EnergyStar, 100% Usage | Gas, 100% Usage | 318 Rated kWh, 100% Usage | 0-100% | 8 | None | 5 to 9 Unit | Multifamily with 5+ units, 1-3 stories | Multi-Family with 5+ Units | 750-999 | 0-1499 | 2 | Natural Gas | 100% Conditioned | Central AC | None | Natural Gas Fuel Furnace | None | <10000 | 100% LED | Vacant | <1940 | Natural Gas | No | 0 | 0 | 0 | 128.3651 | 819.4267 | 0 | 0 | 75.3193 | 0 | 0 | 0 | 0 | 0 | 0 | 0 | 0 | 16.412 | 0 | 0 | 0 | 0 | 0 | 434.0383 | 0 | 0 | 0 | 0 | 0 | 0 | 0 | 0 | 3488.1319 | 0 | 1602.8057 | 0 | 0 | 0 | 0 | 0 | 0 | 0 | 0 | 6564.792 | 6564.792 | 1473.5613 | 1473.5613 | 0 | 5090.9376 | 0 | 257.6368 | 0 | 1160.6535 | 0 | 550.0901 | 0 | 1160.6535 | 0 | 489.5836 | 0 | 1160.6535 | 0 | 568.6633 | 0 | 1160.6535 | 0 | 1418.2904 | 1710.7436 | 1650.2371 | 1729.3168
223689 | 242.131 | 2176 | 3 | None | Electric, 100% Usage | EnergyStar, 100% Usage | Electric, 100% Usage | None | 400%+ | None | None | Single-Family Detached | Single-Family Detached | Single-Family Detached | 2000-2499 | 1500-2499 | 2 | Natural Gas | 100% Conditioned | Central AC | None | Natural Gas Fuel Furnace | None | 120000-139999 | 100% Incandescent | Occupied | 2000s | Natural Gas | Yes | 0 | 400.042 | 23.4457 | 1028.0933 | 3880.8471 | 0 | 0 | 137.7434 | 0 | 0 | 0 | 0 | 0 | 208.6666 | 0 | 2355.9983 | 21.9803 | 2537.1163 | 0 | 0 | 0 | 405.6104 | 1160.8545 | 376.8894 | 0 | 0 | 0 | 0 | 1683.1072 | 0 | 0 | 16496.9705 | 0 | 3728.1571 | 0 | 0 | 0 | 0 | 0 | 0 | 0 | 0 | 34446.1082 | 34446.1082 | 12537.5804 | 12537.5804 | 0 | 21908.5278 | 0 | 2088.1855 | 0 | 4994.6825 | 0 | 4527.2959 | 0 | 4994.6825 | 0 | 4014.9162 | 0 | 4994.6825 | 0 | 4793.1795 | 0 | 4994.6825 | 0 | 7082.868 | 9521.9784 | 9009.5987 | 9787.862
223721 | 242.131 | 2176 | 3 | Standard Efficiency, No usage | Electric, 120% Usage | EnergyStar, 120% Usage | Gas, 120% Usage | None | 400%+ | None | None | Single-Family Detached | Single-Family Detached | Single-Family Detached | 2000-2499 | 1500-2499 | 1 | Electricity | 100% Conditioned | Heat Pump | None | Electricity ASHP | None | 160000-179999 | 100% LED | Vacant | 1970s | Electricity | Yes | 0 | 0 | 0 | 441.9512 | 1488.508 | 0 | 0 | 125.7275 | 167.9297 | 1883.8608 | 0 | 0 | 336.4456 | 0 | 0 | 0 | 21.9803 | 0 | 0 | 0 | 0 | 0 | 434.0383 | 0 | 0 | 0 | 0 | 0 | 0 | 0 | 0 | 0 | 0 | 0 | 0 | 0 | 0 | 0 | 0 | 0 | 0 | 0 | 4900.4414 | 4900.4414 | 4900.4414 | 4900.4414 | 0 | 0 | 0 | 916.5995 | 0 | 0 | 0 | 2012.681 | 0 | 0 | 0 | 1769.6149 | 0 | 0 | 0 | 2065.4224 | 0 | 0 | 0 | 916.5995 | 2012.681 | 1769.6149 | 2065.4224
223769 | 242.131 | 853 | 2 | Standard Efficiency | Electric, 100% Usage | Standard, 100% Usage | Electric, 100% Usage | None | 400%+ | 67 | None | 50 or more Unit | Multifamily with 5+ units, 4-7 stories | Multi-Family with 5+ Units | 750-999 | 0-1499 | 5 | Natural Gas | 100% Conditioned | Central AC | None | Natural Gas Fuel Furnace | None | 80000-99999 | 100% LED | Occupied | 1990s | Electricity | No | 67.9925 | 858.1121 | 32.2378 | 344.0654 | 2341.0517 | 0 | 0 | 22.5665 | 0 | 0 | 0 | 0 | 2493.7417 | 23.7388 | 0 | 298.0533 | 16.412 | 1856.8983 | 0 | 0 | 0 | 431.9868 | 434.0383 | 0 | 0 | 0 | 0 | 0 | 0 | 0 | 0 | 2402.3036 | 0 | 0 | 0 | 0 | 0 | 0 | 0 | 0 | 0 | 0 | 11622.9056 | 11622.9056 | 9220.602 | 9220.602 | 0 | 2402.3036 | 0 | 1645.6068 | 0 | 547.6506 | 0 | 3660.9318 | 0 | 547.6506 | 0 | 3228.6873 | 0 | 547.6506 | 0 | 3775.164 | 0 | 547.6506 | 0 | 2193.2575 | 4208.5824 | 3776.3379 | 4322.8147
223771 | 242.131 | 333 | 1 | Standard Efficiency | None | None | Electric, 100% Usage | 318 Rated kWh, 100% Usage | 400%+ | 8 | None | 5 to 9 Unit | Multifamily with 5+ units, 1-3 stories | Multi-Family with 5+ Units | 0-499 | 0-1499 | 2 | Natural Gas | 20% Conditioned | Room AC | Heating Only | Natural Gas Shared Heating | Boiler Baseboards Heating Only, Natural Gas | 50000-59999 | 100% Incandescent | Occupied | 1950s | Natural Gas | No | 67.9925 | 0 | 0 | 0 | 344.6516 | 64.7687 | 0 | 53.0459 | 0 | 0 | 0 | 0 | 0 | 116.6423 | 0 | 774.0007 | 16.412 | 1256.9818 | 0 | 0 | 0 | 346.9961 | 434.0383 | 0 | 0 | 0 | 0 | 0 | 0 | 0 | 0 | 2983.4635 | 0 | 2826.9635 | 0 | 0 | 0 | 0 | 0 | 0 | 0 | 0 | 9285.9569 | 9285.9569 | 3475.5298 | 3475.5298 | 0 | 5810.427 | 0 | 605.1612 | 0 | 1324.6272 | 0 | 1323.5834 | 0 | 1324.6272 | 0 | 1164.8452 | 0 | 1324.6272 | 0 | 1418.5308 | 0 | 1324.6272 | 0 | 1929.7883 | 2648.2106 | 2489.4723 | 2743.1579
223791 | 242.131 | 853 | 2 | Standard Efficiency | None | None | Electric, 100% Usage | 318 Rated kWh, 100% Usage | 300-400% | 9 | None | 5 to 9 Unit | Multifamily with 5+ units, 1-3 stories | Multi-Family with 5+ Units | 750-999 | 0-1499 | 3 | Natural Gas | 100% Conditioned | Central AC | None | Natural Gas Fuel Furnace | None | 60000-69999 | 100% Incandescent | Occupied | 1950s | Electricity | No | 67.9925 | 0 | 0 | 828.2188 | 2874.7341 | 112.5393 | 0 | 465.6899 | 0 | 0 | 0 | 0 | 2507.223 | 142.7256 | 0 | 1220.3479 | 16.412 | 1856.8983 | 0 | 0 | 0 | 431.9868 | 434.0383 | 0 | 0 | 0 | 0 | 0 | 0 | 0 | 0 | 21587.9081 | 0 | 0 | 0 | 0 | 0 | 0 | 0 | 0 | 0 | 0 | 32546.7146 | 32546.7146 | 10958.5134 | 10958.5134 | 0 | 21587.9081 | 0 | 1786.0082 | 0 | 4921.6106 | 0 | 3913.1722 | 0 | 4921.6106 | 0 | 3460.9969 | 0 | 4921.6106 | 0 | 4182.7848 | 0 | 4921.6106 | 0 | 6707.6187 | 8834.7828 | 8382.6074 | 9104.3954
223809 | 242.131 | 1690 | 3 | None | Electric, 80% Usage | EnergyStar, 80% Usage | Electric, 80% Usage | 290 Rated kWh, 80% Usage | 100-150% | None | None | Single-Family Detached | Single-Family Detached | Single-Family Detached | 1500-1999 | 1500-2499 | 1 | Fuel Oil | 100% Conditioned | Central AC | None | Fuel Oil Fuel Furnace | None | 15000-19999 | 100% Incandescent | Occupied | 1970s | Electricity | Yes | 0 | 220.6825 | 12.8951 | 662.9268 | 1996.9863 | 45.1329 | 319.7405 | 290.7265 | 0 | 0 | 0 | 0 | 788.3612 | 184.6348 | 0 | 1938.9582 | 21.9803 | 1033.9547 | 0 | 0 | 0 | 271.6769 | 434.0383 | 0 | 0 | 15335.5299 | 0 | 0 | 0 | 0 | 0 | 0 | 0 | 0 | 0 | 0 | 0 | 0 | 0 | 0 | 0 | 0 | 23557.9318 | 23557.9318 | 8222.4019 | 8222.4019 | 15335.5299 | 0 | 0 | 1432.759 | 4649.6987 | 0 | 0 | 3108.6626 | 4649.6987 | 0 | 0 | 2750.4662 | 4649.6987 | 0 | 0 | 3273.4292 | 4649.6987 | 0 | 0 | 6082.4578 | 7758.3614 | 7400.1649 | 7923.1279
223963 | 242.131 | 1675 | 3 | Standard Efficiency | Electric, 80% Usage | EnergyStar, 80% Usage | Electric, 80% Usage | 318 Rated kWh, 80% Usage | 400%+ | None | 36 | Single-Family Attached | Single-Family Attached | Single-Family Attached | 1500-1999 | 1500-2499 | 1 | Electricity | 100% Conditioned | Heat Pump | None | Electricity ASHP | None | 100000-119999 | 100% Incandescent | Occupied | 1980s | Electricity | Yes | 67.9925 | 231.8192 | 13.4813 | 574.4193 | 2333.7249 | 51.5805 | 0 | 421.1431 | 1484.9911 | 4330.1251 | 0 | 0 | 879.2132 | 183.7556 | 0 | 1926.0631 | 21.9803 | 864.2666 | 0 | 0 | 0 | 277.5383 | 480.0504 | 0 | 0 | 0 | 0 | 0 | 0 | 0 | 0 | 0 | 0 | 0 | 0 | 0 | 0 | 0 | 0 | 0 | 0 | 0 | 14142.4376 | 14142.4376 | 14142.4376 | 14142.4376 | 0 | 0 | 0 | 2491.6954 | 0 | 0 | 0 | 5640.2674 | 0 | 0 | 0 | 4927.3408 | 0 | 0 | 0 | 5928.1139 | 0 | 0 | 0 | 2491.6954 | 5640.2674 | 4927.3408 | 5928.1139
224037 | 242.131 | 1138 | 2 | Standard Efficiency | None | None | Electric, 120% Usage | 318 Rated kWh, 120% Usage | 300-400% | 10 | None | 10 to 19 Unit | Multifamily with 5+ units, 1-3 stories | Multi-Family with 5+ Units | 1000-1499 | 0-1499 | 1 | Natural Gas | 40% Conditioned | Room AC | None | Natural Gas Fuel Furnace | None | 80000-99999 | 100% LED | Occupied | 2000s | Natural Gas | Yes | 67.9925 | 0 | 0 | 0 | 833.4941 | 163.8267 | 0 | 82.646 | 0 | 0 | 0 | 0 | 0 | 26.0833 | 0 | 357.8398 | 16.412 | 4333.3488 | 0 | 0 | 0 | 569.4371 | 480.0504 | 0 | 0 | 0 | 0 | 0 | 0 | 0 | 0 | 3328.7012 | 0 | 8515.473 | 0 | 0 | 0 | 0 | 0 | 0 | 0 | 0 | 18775.305 | 18775.305 | 6931.4239 | 6931.4239 | 0 | 11843.8812 | 0 | 1191.6847 | 0 | 2700.1887 | 0 | 2642.6373 | 0 | 2700.1887 | 0 | 2326.4825 | 0 | 2700.1887 | 0 | 2799.0518 | 0 | 2700.1887 | 0 | 3891.8733 | 5342.826 | 5026.6712 | 5499.2405
224094 | 242.131 | 1675 | 2 | Standard Efficiency | Electric, 80% Usage | Standard, 80% Usage | Gas, 80% Usage | 318 Rated kWh, 80% Usage | 400%+ | None | 6 | Single-Family Attached | Single-Family Attached | Single-Family Attached | 1500-1999 | 1500-2499 | 2 | Natural Gas | 100% Conditioned | Central AC | None | Natural Gas Fuel Furnace | None | 80000-99999 | 100% LED | Occupied | 1950s | Natural Gas | Yes | 67.9925 | 564.1618 | 21.1011 | 233.5776 | 1930.7522 | 70.9232 | 0 | 994.9763 | 0 | 0 | 0 | 0 | 0 | 30.4794 | 0 | 470.6721 | 16.412 | 929.6214 | 0 | 0 | 0 | 21.3942 | 400.042 | 337.3248 | 0 | 0 | 0 | 0 | 0 | 0 | 0 | 39902.7985 | 0 | 2733.4739 | 0 | 0 | 624.8275 | 0 | 0 | 0 | 0 | 0 | 49350.2375 | 49350.2375 | 6089.1376 | 6089.1376 | 0 | 43261.0999 | 0 | 1031.577 | 0 | 9862.6435 | 0 | 2239.4436 | 0 | 9862.6435 | 0 | 1980.2296 | 0 | 9862.6435 | 0 | 2379.4866 | 0 | 9862.6435 | 0 | 10894.2205 | 12102.0871 | 11842.8731 | 12242.1301
224178 | 242.131 | 3301 | 5 | Standard Efficiency | Electric, 100% Usage | EnergyStar, 100% Usage | Electric, 100% Usage | 318 Rated kWh, 100% Usage | 400%+ | None | None | Single-Family Detached | Single-Family Detached | Single-Family Detached | 3000-3999 | 2500-3999 | 3 | Electricity | 20% Conditioned | Room AC | None | Electricity Baseboard | None | 100000-119999 | 100% LED | Occupied | 1950s | Propane | Yes | 67.9925 | 648.8593 | 37.8062 | 0 | 1919.6155 | 171.7396 | 0 | 0 | 0 | 40985.403 | 0 | 0 | 0 | 44.2537 | 16.7051 | 811.5138 | 27.2556 | 3524.4727 | 0 | 0 | 0 | 537.1993 | 480.0504 | 0 | 0 | 0 | 0 | 0 | 0 | 0 | 0 | 0 | 0 | 0 | 0 | 0 | 0 | 0 | 0 | 0 | 5348.8401 | 0 | 54622.293 | 54622.293 | 49273.4529 | 49273.4529 | 0 | 0 | 5348.8401 | 8801.3744 | 0 | 0 | 1471.9331 | 20675.6637 | 0 | 0 | 1471.9331 | 17903.8143 | 0 | 0 | 1471.9331 | 21834.8785 | 0 | 0 | 1471.9331 | 10273.3074 | 22147.5968 | 19375.7474 | 23306.8116
224250 | 242.131 | 1690 | 3 | None | Electric, 120% Usage | Standard, 120% Usage | Gas, 120% Usage | 318 Rated kWh, 120% Usage | 150-200% | None | None | Single-Family Detached | Single-Family Detached | Single-Family Detached | 1500-1999 | 1500-2499 | 2 | Natural Gas | 100% Conditioned | Central AC | None | Natural Gas Fuel Furnace | None | 40000-44999 | 100% LED | Occupied | 1950s | Natural Gas | Yes | 0 | 1484.405 | 55.6835 | 871.5934 | 3344.234 | 206.322 | 319.7405 | 256.7303 | 0 | 0 | 0 | 0 | 0 | 30.7725 | 0 | 473.6028 | 21.9803 | 6024.3689 | 0 | 0 | 0 | 44.2537 | 480.0504 | 0 | 0 | 0 | 0 | 0 | 0 | 0 | 0 | 21262.8923 | 0 | 10743.3993 | 0 | 0 | 1297.1326 | 0 | 0 | 0 | 0 | 0 | 46916.8684 | 46916.8684 | 13613.4443 | 13613.4443 | 0 | 33303.4241 | 0 | 2293.2474 | 0 | 7592.4749 | 0 | 5025.9772 | 0 | 7592.4749 | 0 | 4448.5146 | 0 | 7592.4749 | 0 | 5292.1075 | 0 | 7592.4749 | 0 | 9885.7223 | 12618.4521 | 12040.9896 | 12884.5825
224258 | 242.131 | 2176 | 4 | Standard Efficiency | Gas, 100% Usage | Standard, 100% Usage | Electric, 100% Usage | 318 Rated kWh, 100% Usage | 400%+ | None | None | Single-Family Detached | Single-Family Detached | Single-Family Detached | 2000-2499 | 1500-2499 | 2 | Natural Gas | 100% Conditioned | Central AC | None | Natural Gas Fuel Furnace | None | 80000-99999 | 100% Incandescent | Occupied | 1960s | Natural Gas | Yes | 67.9925 | 89.3867 | 37.5131 | 739.4183 | 4622.0238 | 134.8127 | 319.7405 | 313.8791 | 0 | 0 | 0 | 0 | 0 | 208.6666 | 0 | 2355.9983 | 21.9803 | 2851.8746 | 0 | 0 | 0 | 471.2583 | 434.0383 | 433.4521 | 0 | 0 | 0 | 1187.2309 | 0 | 0 | 0 | 31045.8977 | 0 | 4954.6595 | 0 | 0 | 0 | 0 | 0 | 0 | 0 | 0 | 50289.8233 | 50289.8233 | 13102.3283 | 13102.3283 | 0 | 37187.495 | 0 | 2303.5253 | 0 | 8478.0133 | 0 | 4893.3395 | 0 | 8478.0133 | 0 | 4344.2283 | 0 | 8478.0133 | 0 | 5157.8868 | 0 | 8478.0133 | 0 | 10781.5386 | 13371.3529 | 12822.2416 | 13635.9002
224336 | 242.131 | 853 | 2 | Standard Efficiency | None | EnergyStar, 100% Usage | Electric, 100% Usage | None | 0-100% | 3 | None | 3 or 4 Unit | Multifamily with 2-4 Units | Multi-Family with 2 - 4 Units | 750-999 | 0-1499 | 3 | Natural Gas | None | None | None | Natural Gas Fuel Furnace | None | <10000 | 100% Incandescent | Occupied | 1950s | Natural Gas | No | 67.9925 | 0 | 16.9981 | 0 | 0 | 0 | 0 | 470.9652 | 0 | 0 | 0 | 0 | 0 | 142.7256 | 0 | 1220.3479 | 16.412 | 1134.4781 | 0 | 0 | 0 | 346.9961 | 434.0383 | 0 | 0 | 0 | 0 | 0 | 0 | 0 | 0 | 18814.2835 | 0 | 2535.6509 | 0 | 0 | 0 | 0 | 0 | 0 | 0 | 0 | 25200.5952 | 25200.5952 | 3850.6608 | 3850.6608 | 0 | 21349.9344 | 0 | 647.0994 | 0 | 4867.3473 | 0 | 1458.1398 | 0 | 4867.3473 | 0 | 1277.9321 | 0 | 4867.3473 | 0 | 1567.3181 | 0 | 4867.3473 | 0 | 5514.4467 | 6325.4871 | 6145.2794 | 6434.6654
224390 | 242.131 | 13414 | 5 | Standard Efficiency | Gas, 80% Usage | Standard, 80% Usage | Gas, 80% Usage | None | 400%+ | None | 8 | Single-Family Attached | Single-Family Attached | Single-Family Attached | 4000+ | 4000+ | 1 | Natural Gas | 100% Conditioned | Central AC | None | Natural Gas Fuel Boiler | None | 200000+ | 100% CFL | Occupied | <1940 | Natural Gas | Yes | 67.9925 | 83.2322 | 34.8755 | 3637.012 | 10734.021 | 0 | 0 | 63.0103 | 0 | 0 | 0 | 0 | 0 | 192.5477 | 0 | 3839.5241 | 27.2556 | 2027.7587 | 0 | 0 | 0 | 28.4279 | 480.0504 | 0 | 0 | 0 | 0 | 1105.7571 | 0 | 0 | 0 | 45933.908 | 0 | 3891.6907 | 0 | 0 | 831.7357 | 0 | 0 | 0 | 0 | 0 | 72979.3856 | 72979.3856 | 21216.294 | 21216.294 | 0 | 51763.0916 | 0 | 3957.0831 | 0 | 11800.9199 | 0 | 8091.8615 | 0 | 11800.9199 | 0 | 7216.9408 | 0 | 11800.9199 | 0 | 8500.0076 | 0 | 11800.9199 | 0 | 15758.0031 | 19892.7815 | 19017.8607 | 20300.9275
224510 | 242.131 | 885 | 3 | Standard Efficiency | Electric, 80% Usage | EnergyStar, 80% Usage | Gas, 80% Usage | 318 Rated kWh, 80% Usage | 0-100% | None | None | Single-Family Detached | Single-Family Detached | Single-Family Detached | 750-999 | 0-1499 | 1 | Natural Gas | None | None | None | Natural Gas Fuel Furnace | None | <10000 | 100% CFL | Occupied | <1940 | Natural Gas | Yes | 67.9925 | 220.6825 | 12.8951 | 0 | 0 | 48.3567 | 0 | 473.8959 | 0 | 0 | 0 | 0 | 0 | 36.0477 | 0 | 399.1628 | 21.9803 | 905.8827 | 0 | 1435.4621 | 0 | 18.4635 | 868.0765 | 0 | 0 | 0 | 0 | 0 | 0 | 0 | 0 | 18334.5261 | 0 | 1973.5406 | 0 | 0 | 543.9399 | 0 | 0 | 0 | 0 | 0 | 25360.905 | 25360.905 | 4508.8984 | 4508.8984 | 0 | 20852.0066 | 0 | 698.9359 | 0 | 4753.8009 | 0 | 1595.312 | 0 | 4753.8009 | 0 | 1475.0683 | 0 | 4753.8009 | 0 | 1771.9722 | 0 | 4753.8009 | 0 | 5452.7368 | 6349.1129 | 6228.8692 | 6525.7731
224537 | 242.131 | 1675 | 3 | Standard Efficiency | Electric, 80% Usage | Standard, 80% Usage | Gas, 80% Usage | None | 400%+ | None | 20 | Single-Family Attached | Single-Family Attached | Single-Family Attached | 1500-1999 | 1500-2499 | 1 | Electricity | 100% Conditioned | Heat Pump | None | Electricity ASHP | None | 160000-179999 | 100% Incandescent | Occupied | 1990s | Electricity | Yes | 67.9925 | 564.1618 | 21.1011 | 235.9222 | 937.2413 | 0 | 0 | 62.7172 | 242.0767 | 768.1393 | 0 | 0 | 1115.7216 | 183.7556 | 0 | 1926.0631 | 21.9803 | 929.6214 | 0 | 1910.2372 | 0 | 21.3942 | 480.0504 | 0 | 0 | 0 | 0 | 0 | 0 | 0 | 0 | 0 | 0 | 0 | 0 | 0 | 624.8275 | 0 | 0 | 0 | 0 | 0 | 10113.0034 | 10113.0034 | 9488.1759 | 9488.1759 | 0 | 624.8275 | 0 | 1541.6652 | 0 | 142.448 | 0 | 3484.1473 | 0 | 142.448 | 0 | 3059.2964 | 0 | 142.448 | 0 | 3719.5137 | 0 | 142.448 | 0 | 1684.1132 | 3626.5953 | 3201.7443 | 3861.9616
224584 | 242.131 | 1138 | 2 | Standard Efficiency | None | None | Electric, 100% Usage | None | 400%+ | 67 | None | 50 or more Unit | Multifamily with 5+ units, 8+ stories | Multi-Family with 5+ Units | 1000-1499 | 0-1499 | 20 | Natural Gas | 100% Conditioned | Central AC | None | Natural Gas Fuel Furnace | None | 80000-99999 | 100% Incandescent | Occupied | 2000s | Natural Gas | Yes | 67.9925 | 0 | 0 | 589.9521 | 2757.7988 | 0 | 0 | 63.3034 | 0 | 0 | 0 | 0 | 0 | 156.793 | 0 | 1465.0623 | 16.412 | 1971.4891 | 0 | 0 | 0 | 431.9868 | 400.042 | 0 | 0 | 0 | 0 | 0 | 0 | 0 | 0 | 13836.7644 | 0 | 4110.3218 | 0 | 0 | 0 | 0 | 0 | 0 | 0 | 0 | 25867.918 | 25867.918 | 7921.1249 | 7921.1249 | 0 | 17947.0862 | 0 | 1287.7896 | 0 | 4091.5452 | 0 | 2726.4911 | 0 | 4091.5452 | 0 | 2424.2984 | 0 | 4091.5452 | 0 | 2954.7796 | 0 | 4091.5452 | 0 | 5379.3347 | 6818.0363 | 6515.8435 | 7046.3248
224694 | 242.131 | 1675 | 3 | Standard Efficiency | Electric, 80% Usage | EnergyStar, 80% Usage | Electric, 80% Usage | None | 400%+ | None | 144 | Single-Family Attached | Single-Family Attached | Single-Family Attached | 1500-1999 | 1500-2499 | 2 | Electricity | 100% Conditioned | Central AC | None | Electricity Electric Furnace | None | 120000-139999 | 100% Incandescent | Occupied | 1980s | Electricity | Yes | 81.7668 | 360.1843 | 21.1011 | 547.7498 | 3246.6413 | 0 | 0 | 160.3099 | 0 | 12137.5384 | 0 | 0 | 1299.4771 | 183.7556 | 0 | 1926.0631 | 21.9803 | 995.2694 | 0 | 0 | 0 | 345.5308 | 400.042 | 0 | 0 | 0 | 0 | 0 | 0 | 0 | 0 | 0 | 0 | 0 | 0 | 0 | 0 | 0 | 0 | 0 | 0 | 0 | 21727.1168 | 21727.1168 | 21727.1168 | 21727.1168 | 0 | 0 | 0 | 3866.9734 | 0 | 0 | 0 | 8855.5514 | 0 | 0 | 0 | 7713.6476 | 0 | 0 | 0 | 9333.7081 | 0 | 0 | 0 | 3866.9734 | 8855.5514 | 7713.6476 | 9333.7081
224718 | 242.131 | 2176 | 3 | Standard Efficiency | Electric, 80% Usage | Standard, 80% Usage | Electric, 80% Usage | 290 Rated kWh, 80% Usage | 400%+ | None | None | Single-Family Detached | Single-Family Detached | Single-Family Detached | 2000-2499 | 1500-2499 | 2 | Electricity | 20% Conditioned | Room AC | None | Electricity Baseboard | None | 200000+ | 100% Incandescent | Occupied | 1980s | Electricity | Yes | 67.9925 | 610.174 | 22.8595 | 0 | 663.2198 | 72.9747 | 319.7405 | 0 | 0 | 24845.9792 | 0 | 0 | 1434.876 | 208.6666 | 99.9372 | 2355.9983 | 21.9803 | 1268.7047 | 0 | 2135.3158 | 0 | 324.4297 | 434.0383 | 0 | 0 | 0 | 0 | 0 | 0 | 0 | 0 | 0 | 0 | 0 | 0 | 0 | 0 | 0 | 0 | 0 | 0 | 0 | 34887.1802 | 34887.1802 | 34887.1802 | 34887.1802 | 0 | 0 | 0 | 6188.2106 | 0 | 0 | 0 | 14470.912 | 0 | 0 | 0 | 12558.7684 | 0 | 0 | 0 | 15327.7716 | 0 | 0 | 0 | 6188.2106 | 14470.912 | 12558.7684 | 15327.7716
224740 | 242.131 | 1690 | 2 | Standard Efficiency, No usage | Electric, 100% Usage | Standard, 100% Usage | Electric, 100% Usage | None | 400%+ | None | None | Single-Family Detached | Single-Family Detached | Single-Family Detached | 1500-1999 | 1500-2499 | 2 | Electricity | 60% Conditioned | Central AC | None | Electricity Electric Furnace | None | 70000-79999 | 100% Incandescent | Vacant | 1950s | Electricity | Yes | 0 | 0 | 0 | 256.4372 | 3345.6993 | 0 | 319.7405 | 187.2724 | 0 | 8051.5415 | 0 | 0 | 331.4634 | 0 | 0 | 0 | 16.412 | 0 | 0 | 0 | 0 | 0 | 480.0504 | 0 | 0 | 0 | 0 | 0 | 0 | 0 | 0 | 0 | 0 | 0 | 0 | 0 | 0 | 0 | 0 | 0 | 0 | 0 | 12988.9098 | 12988.9098 | 12988.9098 | 12988.9098 | 0 | 0 | 0 | 2357.2687 | 0 | 0 | 0 | 5487.155 | 0 | 0 | 0 | 4773.8583 | 0 | 0 | 0 | 5631.0113 | 0 | 0 | 0 | 2357.2687 | 5487.155 | 4773.8583 | 5631.0113
224779 | 242.131 | 1690 | 3 | Standard Efficiency, No usage | Electric, 80% Usage | EnergyStar, 80% Usage | Electric, 80% Usage | 318 Rated kWh, 80% Usage | 300-400% | None | None | Single-Family Detached | Single-Family Detached | Single-Family Detached | 1500-1999 | 1500-2499 | 1 | Propane | 100% Conditioned | Central AC | None | Propane Fuel Wall/Floor Furnace | None | 40000-44999 | 100% LED | Vacant | 1950s | Electricity | Yes | 0 | 0 | 0 | 1438.979 | 5304.0002 | 0 | 319.7405 | 0 | 0 | 0 | 0 | 0 | 366.3388 | 0 | 0 | 0 | 21.9803 | 0 | 0 | 0 | 0 | 0 | 890.9361 | 0 | 0 | 0 | 0 | 0 | 0 | 0 | 0 | 0 | 0 | 0 | 0 | 0 | 0 | 0 | 0 | 13480.39 | 0 | 0 | 21822.3649 | 21822.3649 | 8341.9749 | 8341.9749 | 0 | 0 | 13480.39 | 1502.3773 | 0 | 0 | 3709.5909 | 3124.7579 | 0 | 0 | 3709.5909 | 2798.8069 | 0 | 0 | 3709.5909 | 3182.498 | 0 | 0 | 3709.5909 | 5211.9682 | 6834.3488 | 6508.3978 | 6892.0889
224794 | 242.131 | 853 | 2 | Standard Efficiency | None | None | Electric, 80% Usage | 290 Rated kWh, 80% Usage | 400%+ | 67 | None | 50 or more Unit | Multifamily with 5+ units, 4-7 stories | Multi-Family with 5+ Units | 750-999 | 0-1499 | 5 | Electricity | 100% Conditioned | Central AC | None | Electricity Electric Furnace | None | 60000-69999 | 100% CFL | Occupied | 2010s | Electricity | Yes | 67.9925 | 0 | 0 | 121.3314 | 857.2329 | 48.3567 | 0 | 15.8258 | 0 | 1510.1952 | 0 | 0 | 846.9754 | 35.7547 | 0 | 390.3707 | 16.412 | 733.2638 | 0 | 0 | 0 | 277.5383 | 480.0504 | 0 | 0 | 0 | 0 | 0 | 0 | 0 | 0 | 0 | 0 | 0 | 0 | 0 | 0 | 0 | 0 | 0 | 0 | 0 | 5401.0067 | 5401.0067 | 5401.0067 | 5401.0067 | 0 | 0 | 0 | 919.9729 | 0 | 0 | 0 | 2101.6273 | 0 | 0 | 0 | 1839.6586 | 0 | 0 | 0 | 2211.1984 | 0 | 0 | 0 | 919.9729 | 2101.6273 | 1839.6586 | 2211.1984
224799 | 242.131 | 853 | 2 | Standard Efficiency | None | None | Electric, 120% Usage | None | 100-150% | 43 | None | 20 to 49 Unit | Multifamily with 5+ units, 4-7 stories | Multi-Family with 5+ Units | 750-999 | 0-1499 | 4 | Electricity | 100% Conditioned | Central AC | None | Electricity Electric Furnace | None | 15000-19999 | 100% LED | Occupied | 2000s | Electricity | Yes | 67.9925 | 0 | 0 | 241.7836 | 1156.7515 | 0 | 0 | 3.5169 | 0 | 1729.4124 | 0 | 0 | 2175.1735 | 23.7388 | 0 | 298.0533 | 16.412 | 2933.0553 | 0 | 0 | 0 | 416.454 | 434.0383 | 0 | 0 | 0 | 0 | 0 | 0 | 0 | 0 | 0 | 0 | 0 | 0 | 0 | 0 | 0 | 0 | 0 | 0 | 0 | 9496.3819 | 9496.3819 | 9496.3819 | 9496.3819 | 0 | 0 | 0 | 1617.1185 | 0 | 0 | 0 | 3660.8474 | 0 | 0 | 0 | 3211.9252 | 0 | 0 | 0 | 3878.1726 | 0 | 0 | 0 | 1617.1185 | 3660.8474 | 3211.9252 | 3878.1726
224826 | 242.131 | 1675 | 2 | Standard Efficiency | None | EnergyStar, 80% Usage | Electric, 80% Usage | 290 Rated kWh, 80% Usage | 400%+ | None | 12 | Single-Family Attached | Single-Family Attached | Single-Family Attached | 1500-1999 | 1500-2499 | 2 | Electricity | 100% Conditioned | Heat Pump | None | Electricity ASHP | None | 80000-99999 | 100% Incandescent | Occupied | 1980s | Electricity | Yes | 67.9925 | 0 | 13.4813 | 616.0354 | 2579.9046 | 48.3567 | 319.7405 | 488.2564 | 1736.153 | 4563.4096 | 0 | 0 | 883.0231 | 183.7556 | 0 | 1926.0631 | 16.412 | 864.2666 | 0 | 0 | 0 | 277.5383 | 914.0887 | 0 | 0 | 0 | 0 | 0 | 0 | 0 | 0 | 0 | 0 | 0 | 0 | 0 | 0 | 0 | 0 | 0 | 0 | 0 | 15498.4774 | 15498.4774 | 15498.4774 | 15498.4774 | 0 | 0 | 0 | 2674.5548 | 0 | 0 | 0 | 6109.4651 | 0 | 0 | 0 | 5338.9641 | 0 | 0 | 0 | 6422.0111 | 0 | 0 | 0 | 2674.5548 | 6109.4651 | 5338.9641 | 6422.0111
224924 | 242.131 | 617 | 1 | None | Electric, 100% Usage | EnergyStar, 100% Usage | Electric, 100% Usage | None | 400%+ | 14 | None | 10 to 19 Unit | Multifamily with 5+ units, 4-7 stories | Multi-Family with 5+ Units | 500-749 | 0-1499 | 6 | Electricity | 100% Conditioned | Heat Pump | None | Electricity ASHP | None | 70000-79999 | 100% Incandescent | Occupied | 1960s | Natural Gas | Yes | 0 | 289.8473 | 16.9981 | 318.8613 | 1358.3844 | 0 | 0 | 433.159 | 1568.5164 | 4386.3947 | 0 | 0 | 0 | 130.7097 | 0 | 1017.8358 | 16.412 | 1371.2795 | 0 | 0 | 0 | 346.9961 | 434.0383 | 0 | 0 | 0 | 0 | 0 | 0 | 0 | 0 | 0 | 0 | 2627.6752 | 0 | 0 | 0 | 0 | 0 | 0 | 0 | 0 | 14317.1079 | 14317.1079 | 11689.4327 | 11689.4327 | 0 | 2627.6752 | 0 | 2124.0964 | 0 | 599.0576 | 0 | 4848.741 | 0 | 599.0576 | 0 | 4223.946 | 0 | 599.0576 | 0 | 5084.6965 | 0 | 599.0576 | 0 | 2723.154 | 5447.7986 | 4823.0037 | 5683.7542
224989 | 242.131 | 2176 | 4 | None | Electric, 120% Usage | EnergyStar, 120% Usage | Electric, 120% Usage | None | 400%+ | None | None | Single-Family Detached | Single-Family Detached | Single-Family Detached | 2000-2499 | 1500-2499 | 2 | Electricity | 100% Conditioned | Central AC | None | Electricity Electric Furnace | None | 140000-159999 | 100% CFL | Occupied | 1960s | Electricity | Yes | 0 | 480.0504 | 28.1348 | 853.423 | 4202.053 | 0 | 319.7405 | 391.2499 | 0 | 23325.5265 | 0 | 0 | 3656.9408 | 52.1667 | 24.911 | 753.7788 | 21.9803 | 5074.5256 | 0 | 0 | 0 | 486.498 | 434.0383 | 0 | 0 | 0 | 0 | 0 | 0 | 0 | 0 | 0 | 0 | 0 | 0 | 0 | 0 | 0 | 0 | 0 | 0 | 0 | 40105.3106 | 40105.3106 | 40105.3106 | 40105.3106 | 0 | 0 | 0 | 7221.3198 | 0 | 0 | 0 | 16620.792 | 0 | 0 | 0 | 14466.5893 | 0 | 0 | 0 | 17405.5258 | 0 | 0 | 0 | 7221.3198 | 16620.792 | 14466.5893 | 17405.5258
225042 | 242.131 | 8194 | 4 | Standard Efficiency, No usage | Electric, 100% Usage | EnergyStar, 100% Usage | Electric, 100% Usage | 290 Rated kWh, 100% Usage | 400%+ | None | None | Single-Family Detached | Single-Family Detached | Single-Family Detached | 4000+ | 4000+ | 2 | Electricity | 100% Conditioned | Heat Pump | None | Electricity ASHP | None | 100000-119999 | 100% CFL | Vacant | 1980s | Electricity | Yes | 0 | 0 | 0 | 1223.8648 | 6419.1356 | 0 | 319.7405 | 349.9269 | 223.9063 | 4398.7037 | 0 | 0 | 356.3744 | 0 | 0 | 0 | 21.9803 | 0 | 0 | 0 | 0 | 0 | 727.1093 | 0 | 0 | 0 | 0 | 0 | 0 | 0 | 0 | 0 | 0 | 0 | 0 | 0 | 0 | 0 | 0 | 0 | 0 | 0 | 14040.4488 | 14040.4488 | 14040.4488 | 14040.4488 | 0 | 0 | 0 | 2621.9413 | 0 | 0 | 0 | 5785.0817 | 0 | 0 | 0 | 5304.0388 | 0 | 0 | 0 | 6097.7035 | 0 | 0 | 0 | 2621.9413 | 5785.0817 | 5304.0388 | 6097.7035
225068 | 242.131 | 2663 | 4 | None | Electric, 80% Usage | EnergyStar, 80% Usage | Gas, 80% Usage | None | 400%+ | None | None | Single-Family Detached | Single-Family Detached | Single-Family Detached | 2500-2999 | 2500-3999 | 2 | Natural Gas | 20% Conditioned | Room AC | None | Natural Gas Fuel Boiler | None | 200000+ | 100% Incandescent | Vacant | 1960s | Natural Gas | Yes | 0 | 0 | 0 | 0 | 1150.597 | 0 | 319.7405 | 31.0655 | 0 | 0 | 0 | 0 | 0 | 0 | 0 | 0 | 21.9803 | 0 | 0 | 0 | 0 | 0 | 434.0383 | 0 | 0 | 0 | 0 | 0 | 0 | 0 | 0 | 13293.1176 | 0 | 1460.0801 | 0 | 0 | 0 | 0 | 0 | 0 | 0 | 0 | 16710.9124 | 16710.9124 | 1957.4217 | 1957.4217 | 0 | 14753.1977 | 0 | 344.3306 | 0 | 3363.4505 | 0 | 724.2292 | 0 | 3363.4505 | 0 | 647.2173 | 0 | 3363.4505 | 0 | 745.8038 | 0 | 3363.4505 | 0 | 3707.7811 | 4087.6796 | 4010.6678 | 4109.2543
225181 | 242.131 | 2176 | 3 | Standard Efficiency | Electric, 120% Usage | EnergyStar, 120% Usage | Electric, 120% Usage | None | 400%+ | None | None | Single-Family Detached | Single-Family Detached | Single-Family Detached | 2000-2499 | 1500-2499 | 1 | Fuel Oil | 100% Conditioned | Central AC | None | Fuel Oil Fuel Furnace | None | 200000+ | 100% CFL | Occupied | 1960s | Electricity | Yes | 67.9925 | 480.0504 | 28.1348 | 2246.3898 | 7409.4228 | 0 | 319.7405 | 127.1928 | 0 | 0 | 0 | 0 | 3557.8828 | 52.1667 | 0 | 753.7788 | 21.9803 | 5074.5256 | 0 | 0 | 0 | 486.498 | 434.0383 | 0 | 0 | 19651.8806 | 0 | 0 | 0 | 0 | 0 | 0 | 0 | 0 | 0 | 0 | 0 | 0 | 0 | 0 | 0 | 0 | 40711.3815 | 40711.3815 | 21059.5009 | 21059.5009 | 19651.8806 | 0 | 0 | 3479.835 | 5958.4406 | 0 | 0 | 7521.8175 | 5958.4406 | 0 | 0 | 6683.318 | 5958.4406 | 0 | 0 | 7929.7844 | 5958.4406 | 0 | 0 | 9438.2756 | 13480.2581 | 12641.7586 | 13888.225
225214 | 242.131 | 853 | 2 | Standard Efficiency | None | None | Electric, 80% Usage | None | 400%+ | 116 | None | 50 or more Unit | Multifamily with 5+ units, 4-7 stories | Multi-Family with 5+ Units | 750-999 | 0-1499 | 4 | Electricity | 100% Conditioned | Heat Pump | None | Electricity ASHP | None | 80000-99999 | 100% Incandescent | Occupied | 2010s | Electricity | Yes | 67.9925 | 0 | 0 | 213.3557 | 931.0868 | 0 | 0 | 14.0674 | 1.4654 | 270.7977 | 0 | 0 | 1277.2037 | 142.7256 | 0 | 1220.3479 | 16.412 | 928.4491 | 0 | 0 | 0 | 345.5308 | 480.0504 | 0 | 0 | 0 | 0 | 0 | 0 | 0 | 0 | 0 | 0 | 0 | 0 | 0 | 0 | 0 | 0 | 0 | 0 | 0 | 5909.4851 | 5909.4851 | 5909.4851 | 5909.4851 | 0 | 0 | 0 | 982.9279 | 0 | 0 | 0 | 2190.6411 | 0 | 0 | 0 | 1928.99 | 0 | 0 | 0 | 2328.7682 | 0 | 0 | 0 | 982.9279 | 2190.6411 | 1928.99 | 2328.7682
225226 | 242.131 | 1675 | 2 | Standard Efficiency | Electric, 100% Usage | EnergyStar, 100% Usage | Electric, 100% Usage | 290 Rated kWh, 100% Usage | 400%+ | None | 8 | Single-Family Attached | Single-Family Attached | Single-Family Attached | 1500-1999 | 1500-2499 | 1 | Natural Gas | 100% Conditioned | Central AC | None | Natural Gas Fuel Furnace | None | 70000-79999 | 100% Incandescent | Occupied | 1990s | Natural Gas | Yes | 67.9925 | 289.8473 | 16.9981 | 644.7564 | 2443.6266 | 60.3726 | 0 | 78.8361 | 0 | 0 | 0 | 0 | 0 | 183.7556 | 0 | 1926.0631 | 16.412 | 1728.2401 | 0 | 0 | 0 | 346.9961 | 434.0383 | 0 | 0 | 0 | 0 | 0 | 0 | 0 | 0 | 8206.5761 | 0 | 2892.9045 | 0 | 0 | 0 | 0 | 0 | 0 | 0 | 0 | 19337.4153 | 19337.4153 | 8237.6416 | 8237.6416 | 0 | 11099.4806 | 0 | 1395.457 | 0 | 2530.4821 | 0 | 3017.2679 | 0 | 2530.4821 | 0 | 2671.2962 | 0 | 2530.4821 | 0 | 3211.351 | 0 | 2530.4821 | 0 | 3925.939 | 5547.7499 | 5201.7782 | 5741.833
225274 | 242.131 | 2176 | 4 | None | Electric, 100% Usage | EnergyStar, 100% Usage | Gas, 100% Usage | 290 Rated kWh, 100% Usage | 400%+ | None | None | Single-Family Detached | Single-Family Detached | Single-Family Detached | 2000-2499 | 1500-2499 | 1 | Natural Gas | 100% Conditioned | Central AC | None | Natural Gas Fuel Furnace | None | 50000-59999 | 100% CFL | Occupied | 1990s | Electricity | Yes | 0 | 275.7799 | 16.1189 | 642.9979 | 2303.2455 | 56.5627 | 319.7405 | 453.674 | 0 | 0 | 0 | 0 | 1109.8601 | 52.1667 | 24.911 | 753.7788 | 21.9803 | 2222.3579 | 0 | 0 | 0 | 23.1526 | 434.0383 | 0 | 0 | 0 | 0 | 0 | 0 | 0 | 0 | 18197.955 | 0 | 0 | 0 | 0 | 679.6318 | 0 | 0 | 0 | 0 | 0 | 27587.9521 | 27587.9521 | 8710.3653 | 8710.3653 | 0 | 18877.5868 | 0 | 1522.2338 | 0 | 4303.7143 | 0 | 3291.9747 | 0 | 4303.7143 | 0 | 2912.6282 | 0 | 4303.7143 | 0 | 3467.1521 | 0 | 4303.7143 | 0 | 5825.9481 | 7595.6891 | 7216.3425 | 7770.8665
225372 | 242.131 | 1202 | 3 | Standard Efficiency | Electric, 100% Usage | EnergyStar, 100% Usage | Electric, 100% Usage | None | 200-300% | None | 30 | Single-Family Attached | Single-Family Attached | Single-Family Attached | 1000-1499 | 0-1499 | 2 | Natural Gas | 40% Conditioned | Room AC | None | Natural Gas Fuel Wall/Floor Furnace | None | 80000-99999 | 100% Incandescent | Occupied | <1940 | Natural Gas | Yes | 67.9925 | 610.7601 | 35.7547 | 0 | 1212.435 | 0 | 0 | 0 | 0 | 0 | 0 | 0 | 0 | 160.0168 | 0 | 1519.8666 | 21.9803 | 2179.8626 | 0 | 0 | 0 | 516.9774 | 834.0803 | 0 | 0 | 0 | 0 | 0 | 0 | 0 | 0 | 15598.1216 | 0 | 5481.0152 | 0 | 0 | 0 | 0 | 0 | 0 | 0 | 0 | 28238.8629 | 28238.8629 | 7159.7262 | 7159.7262 | 0 | 21079.1367 | 0 | 1206.1711 | 0 | 4805.588 | 0 | 2666.1443 | 0 | 4805.588 | 0 | 2351.1226 | 0 | 4805.588 | 0 | 2830.5048 | 0 | 4805.588 | 0 | 6011.7591 | 7471.7323 | 7156.7106 | 7636.0928
225713 | 242.131 | 866 | 2 | Standard Efficiency | Electric, 100% Usage | Standard, 100% Usage | Electric, 100% Usage | 318 Rated kWh, 100% Usage | 100-150% | None | 10 | Single-Family Attached | Single-Family Attached | Single-Family Attached | 750-999 | 0-1499 | 1 | Natural Gas | 100% Conditioned | Central AC | None | Natural Gas Fuel Wall/Floor Furnace | None | 20000-24999 | 100% Incandescent | Occupied | 1940s | Natural Gas | Yes | 67.9925 | 705.129 | 26.3764 | 452.5017 | 2047.3945 | 88.5075 | 0 | 0 | 0 | 0 | 0 | 0 | 0 | 143.3118 | 0 | 1231.4846 | 16.412 | 1735.2738 | 0 | 0 | 0 | 389.4915 | 434.0383 | 0 | 0 | 0 | 0 | 0 | 0 | 0 | 0 | 14004.108 | 0 | 3836.0072 | 0 | 0 | 0 | 0 | 0 | 0 | 0 | 0 | 25178.3218 | 25178.3218 | 7338.2065 | 7338.2065 | 0 | 17839.8222 | 0 | 1254.0867 | 0 | 4067.1292 | 0 | 2719.3561 | 0 | 4067.1292 | 0 | 2408.5065 | 0 | 4067.1292 | 0 | 2870.2368 | 0 | 4067.1292 | 0 | 5321.2159 | 6786.4853 | 6475.6357 | 6937.366
225753 | 242.131 | 853 | 1 | Standard Efficiency | None | None | Electric, 100% Usage | 290 Rated kWh, 100% Usage | 200-300% | 10 | None | 10 to 19 Unit | Multifamily with 5+ units, 1-3 stories | Multi-Family with 5+ Units | 750-999 | 0-1499 | 3 | Natural Gas | 100% Conditioned | Central AC | None | Natural Gas Fuel Furnace | None | 25000-29999 | 100% Incandescent | Occupied | 1960s | Natural Gas | No | 67.9925 | 0 | 0 | 671.4258 | 2730.5432 | 60.3726 | 0 | 236.8014 | 0 | 0 | 0 | 0 | 0 | 142.7256 | 0 | 1220.3479 | 16.412 | 1466.5276 | 0 | 0 | 0 | 346.9961 | 434.0383 | 0 | 0 | 0 | 0 | 0 | 0 | 0 | 0 | 10863.8515 | 0 | 2661.3784 | 346.7031 | 0 | 0 | 0 | 0 | 0 | 0 | 0 | 21265.823 | 21265.823 | 7393.89 | 7393.89 | 0 | 13871.933 | 0 | 1275.616 | 0 | 3162.5041 | 0 | 2746.602 | 0 | 3162.5041 | 0 | 2436.2673 | 0 | 3162.5041 | 0 | 2878.1016 | 0 | 3162.5041 | 0 | 4438.1201 | 5909.1061 | 5598.7714 | 6040.6057
225784 | 242.131 | 2176 | 4 | None | Electric, 80% Usage | EnergyStar, 80% Usage | Electric, 80% Usage | None | 0-100% | None | None | Single-Family Detached | Single-Family Detached | Single-Family Detached | 2000-2499 | 1500-2499 | 1 | Natural Gas | None | None | None | Natural Gas Fuel Furnace | None | 15000-19999 | 100% CFL | Occupied | 1990s | Natural Gas | Yes | 0 | 718.0241 | 41.9092 | 0 | 0 | 0 | 0 | 539.2508 | 0 | 0 | 0 | 0 | 0 | 52.1667 | 24.911 | 753.7788 | 21.9803 | 1898.2213 | 0 | 0 | 0 | 535.4408 | 434.0383 | 0 | 0 | 0 | 0 | 0 | 0 | 0 | 0 | 21279.3043 | 0 | 4552.2729 | 0 | 0 | 0 | 0 | 0 | 0 | 0 | 0 | 30851.2985 | 30851.2985 | 5019.7213 | 5019.7213 | 0 | 25831.5772 | 0 | 866.2385 | 0 | 5889.0573 | 0 | 1925.203 | 0 | 5889.0573 | 0 | 1755.7617 | 0 | 5889.0573 | 0 | 2133.7747 | 0 | 5889.0573 | 0 | 6755.2958 | 7814.2603 | 7644.819 | 8022.832
225829 | 242.131 | 1220 | 3 | None | Electric, 100% Usage | EnergyStar, 100% Usage | Electric, 100% Usage | None | 400%+ | None | None | Single-Family Detached | Single-Family Detached | Single-Family Detached | 1000-1499 | 0-1499 | 1 | Natural Gas | 100% Conditioned | Central AC | None | Natural Gas Fuel Furnace | None | 200000+ | 100% LED | Occupied | 2000s | Natural Gas | Yes | 0 | 773.1215 | 45.1329 | 615.7423 | 2060.8758 | 0 | 319.7405 | 24.911 | 0 | 0 | 0 | 0 | 0 | 26.9625 | 16.7051 | 375.131 | 21.9803 | 3177.4765 | 0 | 0 | 0 | 603.1403 | 868.0765 | 0 | 0 | 0 | 0 | 0 | 0 | 0 | 0 | 3081.6423 | 0 | 6912.9604 | 0 | 0 | 0 | 0 | 0 | 0 | 0 | 0 | 18923.599 | 18923.599 | 8928.9963 | 8928.9963 | 0 | 9994.6027 | 0 | 1502.6957 | 0 | 2278.5818 | 0 | 3315.279 | 0 | 2278.5818 | 0 | 2932.0878 | 0 | 2278.5818 | 0 | 3478.296 | 0 | 2278.5818 | 0 | 3781.2775 | 5593.8608 | 5210.6696 | 5756.8778
225875 | 242.131 | 885 | 2 | Standard Efficiency | Electric, 120% Usage | EnergyStar, 120% Usage | Electric, 120% Usage | None | 200-300% | None | None | Single-Family Detached | Single-Family Detached | Single-Family Detached | 750-999 | 0-1499 | 1 | Propane | 100% Conditioned | Central AC | None | Propane Fuel Wall/Floor Furnace | None | 45000-49999 | 100% CFL | Occupied | 1970s | Electricity | Yes | 67.9925 | 480.0504 | 28.1348 | 722.4202 | 2745.7829 | 0 | 319.7405 | 0 | 0 | 0 | 0 | 0 | 3959.3902 | 36.0477 | 0 | 399.1628 | 16.412 | 4253.3404 | 0 | 0 | 0 | 486.498 | 400.042 | 0 | 0 | 0 | 0 | 0 | 0 | 0 | 0 | 0 | 0 | 0 | 0 | 0 | 0 | 0 | 0 | 15464.7742 | 0 | 0 | 29380.0817 | 29380.0817 | 13915.3075 | 13915.3075 | 0 | 0 | 15464.7742 | 2330.8044 | 0 | 0 | 4255.6735 | 5127.072 | 0 | 0 | 4255.6735 | 4746.8686 | 0 | 0 | 4255.6735 | 5664.7251 | 0 | 0 | 4255.6735 | 6586.4778 | 9382.7455 | 9002.5421 | 9920.3985
225931 | 242.131 | 617 | 1 | Standard Efficiency | Electric, 100% Usage | EnergyStar, 100% Usage | Electric, 100% Usage | None | 300-400% | 8 | None | 5 to 9 Unit | Multifamily with 5+ units, 1-3 stories | Multi-Family with 5+ Units | 500-749 | 0-1499 | 3 | Natural Gas | 100% Conditioned | Central AC | None | Natural Gas Fuel Furnace | None | 35000-39999 | 100% CFL | Occupied | 1960s | Electricity | Yes | 67.9925 | 289.8473 | 16.9981 | 693.1131 | 3008.6676 | 0 | 319.7405 | 117.5215 | 0 | 0 | 0 | 0 | 1194.5577 | 32.824 | 0 | 325.602 | 16.412 | 1371.2795 | 0 | 0 | 0 | 346.9961 | 400.042 | 0 | 0 | 0 | 0 | 0 | 0 | 0 | 0 | 9711.496 | 0 | 0 | 0 | 0 | 0 | 0 | 0 | 0 | 0 | 0 | 17912.7969 | 17912.7969 | 8201.3008 | 8201.3008 | 0 | 9711.496 | 0 | 1350.5667 | 0 | 2214.0161 | 0 | 2960.0535 | 0 | 2214.0161 | 0 | 2628.0938 | 0 | 2214.0161 | 0 | 3097.3814 | 0 | 2214.0161 | 0 | 3564.5829 | 5174.0697 | 4842.1099 | 5311.3975
225940 | 242.131 | 2176 | 3 | Standard Efficiency | Electric, 120% Usage | Standard, 120% Usage | Electric, 120% Usage | None | 400%+ | None | None | Single-Family Detached | Single-Family Detached | Single-Family Detached | 2000-2499 | 1500-2499 | 2 | Fuel Oil | 40% Conditioned | Room AC | None | Fuel Oil Fuel Boiler | None | 180000-199999 | 100% CFL | Occupied | <1940 | Electricity | Yes | 67.9925 | 915.261 | 34.2893 | 0 | 1493.7832 | 0 | 319.7405 | 300.1048 | 0 | 0 | 0 | 0 | 4131.1298 | 52.1667 | 0 | 753.7788 | 21.9803 | 5074.5256 | 0 | 0 | 0 | 486.498 | 434.0383 | 0 | 0 | 55511.4706 | 0 | 0 | 0 | 0 | 0 | 0 | 0 | 0 | 0 | 0 | 0 | 0 | 0 | 0 | 0 | 0 | 69596.7593 | 69596.7593 | 14085.2887 | 14085.2887 | 55511.4706 | 0 | 0 | 2394.0619 | 16831.032 | 0 | 0 | 5300.3815 | 16831.032 | 0 | 0 | 4868.7076 | 16831.032 | 0 | 0 | 5862.9309 | 16831.032 | 0 | 0 | 19225.0939 | 22131.4136 | 21699.7397 | 22693.9629
226126 | 242.131 | 1690 | 3 | Standard Efficiency | Electric, 120% Usage | Standard, 120% Usage | Electric, 120% Usage | None | 400%+ | None | None | Single-Family Detached | Single-Family Detached | Single-Family Detached | 1500-1999 | 1500-2499 | 1 | Natural Gas | 100% Conditioned | Central AC | None | Natural Gas Fuel Furnace | None | 120000-139999 | 100% CFL | Occupied | 1950s | Natural Gas | Yes | 67.9925 | 630.6889 | 23.7388 | 715.9726 | 2542.9777 | 0 | 0 | 520.4942 | 0 | 0 | 0 | 0 | 0 | 46.0122 | 24.911 | 620.1384 | 21.9803 | 4135.8189 | 0 | 0 | 0 | 407.3688 | 727.1093 | 295.4156 | 0 | 0 | 0 | 0 | 0 | 0 | 0 | 20886.2959 | 0 | 3727.2779 | 0 | 0 | 0 | 0 | 0 | 0 | 0 | 0 | 35394.7793 | 35394.7793 | 10781.2055 | 10781.2055 | 0 | 24613.5738 | 0 | 1813.3911 | 0 | 5611.3849 | 0 | 4021.041 | 0 | 5611.3849 | 0 | 3557.7064 | 0 | 5611.3849 | 0 | 4201.7672 | 0 | 5611.3849 | 0 | 7424.7759 | 9632.4259 | 9169.0913 | 9813.152
226144 | 242.131 | 1690 | 3 | Standard Efficiency | Electric, 100% Usage | EnergyStar, 100% Usage | Electric, 100% Usage | None | 400%+ | None | None | Single-Family Detached | Single-Family Detached | Single-Family Detached | 1500-1999 | 1500-2499 | 1 | Electricity | 100% Conditioned | Central AC | None | Electricity Electric Furnace | None | 80000-99999 | 100% Incandescent | Occupied | 2000s | Electricity | Yes | 67.9925 | 400.042 | 23.4457 | 463.9315 | 2264.5602 | 0 | 0 | 68.8717 | 0 | 3004.2715 | 0 | 0 | 1942.182 | 184.6348 | 0 | 1938.9582 | 21.9803 | 2382.6678 | 0 | 0 | 0 | 405.6104 | 1836.0903 | 0 | 0 | 0 | 0 | 0 | 1570.2748 | 0 | 0 | 0 | 0 | 0 | 0 | 0 | 0 | 0 | 0 | 0 | 0 | 0 | 16574.9274 | 16574.9274 | 15004.6526 | 15004.6526 | 0 | 1570.2748 | 0 | 2605.7893 | 0 | 357.971 | 0 | 5861.8962 | 0 | 357.971 | 0 | 5137.8358 | 0 | 357.971 | 0 | 6166.6023 | 0 | 357.971 | 0 | 2963.7603 | 6219.8672 | 5495.8068 | 6524.5733
226322 | 242.131 | 1220 | 3 | Standard Efficiency | Electric, 100% Usage | EnergyStar, 100% Usage | Electric, 100% Usage | None | 200-300% | None | None | Mobile Home | Mobile Home | Mobile Home | 1000-1499 | 0-1499 | 1 | Propane | None | None | None | Propane Fuel Furnace | None | 35000-39999 | 100% CFL | Occupied | 1980s | Propane | Yes | 67.9925 | 400.042 | 23.4457 | 0 | 0 | 0 | 319.7405 | 273.7284 | 0 | 0 | 0 | 0 | 0 | 40.1507 | 0 | 491.1871 | 21.9803 | 2317.606 | 0 | 0 | 0 | 405.6104 | 1356.0398 | 0 | 0 | 0 | 0 | 0 | 0 | 0 | 0 | 0 | 0 | 0 | 0 | 0 | 0 | 0 | 0 | 11031.4881 | 3525.3519 | 0 | 20274.3636 | 20274.3636 | 5717.5235 | 5717.5235 | 0 | 0 | 14556.84 | 966.5749 | 0 | 0 | 4005.8597 | 2163.8084 | 0 | 0 | 4005.8597 | 1901.0269 | 0 | 0 | 4005.8597 | 2307.4511 | 0 | 0 | 4005.8597 | 4972.4347 | 6169.6682 | 5906.8867 | 6313.3109
226341 | 242.131 | 1202 | 3 | Standard Efficiency | Electric, 100% Usage | Standard, 100% Usage | Electric, 100% Usage | 290 Rated kWh, 100% Usage | 200-300% | None | 7 | Single-Family Attached | Single-Family Attached | Single-Family Attached | 1000-1499 | 0-1499 | 2 | Natural Gas | 100% Conditioned | Central AC | None | Natural Gas Fuel Furnace | None | 30000-34999 | 100% Incandescent | Occupied | 1960s | Natural Gas | Yes | 67.9925 | 552.439 | 20.808 | 177.8941 | 1583.1699 | 60.3726 | 0 | 289.2611 | 0 | 0 | 0 | 0 | 0 | 160.0168 | 0 | 1519.8666 | 21.9803 | 1655.5585 | 0 | 0 | 0 | 346.9961 | 1790.0781 | 0 | 0 | 0 | 0 | 0 | 0 | 0 | 0 | 13392.7618 | 0 | 2783.0029 | 0 | 0 | 0 | 0 | 0 | 0 | 0 | 0 | 24422.1984 | 24422.1984 | 8246.4338 | 8246.4338 | 0 | 16175.7646 | 0 | 1475.3777 | 0 | 3687.7264 | 0 | 3194.4197 | 0 | 3687.7264 | 0 | 2818.0809 | 0 | 3687.7264 | 0 | 3383.8934 | 0 | 3687.7264 | 0 | 5163.1041 | 6882.1461 | 6505.8073 | 7071.6198
226569 | 242.131 | 1220 | 2 | Standard Efficiency | Electric, 100% Usage | EnergyStar, 100% Usage | Electric, 100% Usage | None | 200-300% | None | None | Single-Family Detached | Single-Family Detached | Single-Family Detached | 1000-1499 | 0-1499 | 1 | Fuel Oil | 100% Conditioned | Central AC | None | Fuel Oil Fuel Furnace | None | 50000-59999 | 100% Incandescent | Occupied | 1940s | Electricity | Yes | 67.9925 | 648.8593 | 37.8062 | 2183.0864 | 6186.4372 | 0 | 319.7405 | 354.3229 | 0 | 0 | 0 | 0 | 3704.4183 | 160.896 | 0 | 1535.3993 | 16.412 | 2862.7182 | 0 | 0 | 0 | 537.1993 | 914.0887 | 439.8997 | 0 | 41107.3206 | 0 | 0 | 0 | 0 | 0 | 0 | 0 | 0 | 0 | 0 | 0 | 0 | 0 | 0 | 0 | 0 | 61076.8902 | 61076.8902 | 19969.5696 | 19969.5696 | 41107.3206 | 0 | 0 | 3287.0152 | 12463.7204 | 0 | 0 | 7080.8649 | 12463.7204 | 0 | 0 | 6285.483 | 12463.7204 | 0 | 0 | 7550.377 | 12463.7204 | 0 | 0 | 15750.7356 | 19544.5854 | 18749.2034 | 20014.0975
226627 | 242.131 | 1220 | 3 | Standard Efficiency | Electric, 100% Usage | Standard, 100% Usage | Electric, 100% Usage | None | 200-300% | None | None | Single-Family Detached | Single-Family Detached | Single-Family Detached | 1000-1499 | 0-1499 | 1 | Fuel Oil | 60% Conditioned | Room AC | None | Fuel Oil Fuel Boiler | None | 80000-99999 | 100% Incandescent | Occupied | 1960s | Electricity | Yes | 67.9925 | 1948.3365 | 72.9747 | 0 | 1789.1989 | 0 | 319.7405 | 86.1629 | 0 | 0 | 0 | 0 | 6290.4774 | 160.896 | 0 | 1535.3993 | 21.9803 | 3806.9932 | 0 | 0 | 0 | 735.0222 | 480.0504 | 0 | 0 | 7970.0677 | 0 | 0 | 0 | 0 | 0 | 0 | 0 | 0 | 0 | 0 | 0 | 0 | 0 | 0 | 0 | 0 | 25285.2927 | 25285.2927 | 17315.225 | 17315.225 | 7970.0677 | 0 | 0 | 2840.4952 | 2416.5283 | 0 | 0 | 6345.9555 | 2416.5283 | 0 | 0 | 5585.3174 | 2416.5283 | 0 | 0 | 6802.2281 | 2416.5283 | 0 | 0 | 5257.0235 | 8762.4838 | 8001.8457 | 9218.7564
226637 | 242.131 | 3301 | 5 | Standard Efficiency | Gas, 100% Usage | EnergyStar, 100% Usage | Electric, 100% Usage | 290 Rated kWh, 100% Usage | 200-300% | None | None | Single-Family Detached | Single-Family Detached | Single-Family Detached | 3000-3999 | 2500-3999 | 2 | Natural Gas | 100% Conditioned | Central AC | None | Natural Gas Fuel Furnace | None | 60000-69999 | 100% CFL | Occupied | 1990s | Electricity | Yes | 67.9925 | 58.0281 | 37.8062 | 806.8247 | 7380.4088 | 160.6029 | 0 | 1668.4536 | 0 | 0 | 0 | 0 | 3862.9698 | 66.2341 | 24.911 | 1062.6757 | 27.2556 | 3524.4727 | 0 | 0 | 0 | 537.1993 | 400.042 | 0 | 0 | 0 | 0 | 770.4838 | 0 | 0 | 0 | 89240.4339 | 0 | 0 | 0 | 0 | 0 | 0 | 0 | 0 | 0 | 0 | 109697.3807 | 109697.3807 | 19686.1699 | 19686.1699 | 0 | 90011.2108 | 0 | 3312.3293 | 0 | 20520.6739 | 0 | 7144.1334 | 0 | 20520.6739 | 0 | 6336.3656 | 0 | 20520.6739 | 0 | 7564.2102 | 0 | 20520.6739 | 0 | 23833.0032 | 27664.8073 | 26857.0396 | 28084.8842
226787 | 242.131 | 3301 | 3 | Standard Efficiency | Electric, 120% Usage | EnergyStar, 120% Usage | Electric, 120% Usage | 318 Rated kWh, 120% Usage | 400%+ | None | None | Single-Family Detached | Single-Family Detached | Single-Family Detached | 3000-3999 | 2500-3999 | 2 | Natural Gas | 20% Conditioned | Room AC | None | Natural Gas Fuel Boiler | None | 160000-179999 | 100% CFL | Occupied | 1970s | Natural Gas | Yes | 67.9925 | 629.5167 | 36.6339 | 0 | 1403.5174 | 161.7752 | 0 | 103.7472 | 0 | 0 | 0 | 0 | 0 | 66.2341 | 24.911 | 1062.6757 | 21.9803 | 6419.4287 | 0 | 0 | 0 | 565.6272 | 914.0887 | 0 | 0 | 0 | 0 | 0 | 0 | 0 | 0 | 41330.9338 | 0 | 8400.2961 | 0 | 0 | 0 | 0 | 0 | 0 | 0 | 0 | 61209.3583 | 61209.3583 | 11478.1285 | 11478.1285 | 0 | 49731.2299 | 0 | 1950.9226 | 0 | 11337.6746 | 0 | 4323.6656 | 0 | 11337.6746 | 0 | 3810.0525 | 0 | 11337.6746 | 0 | 4573.7052 | 0 | 11337.6746 | 0 | 13288.5972 | 15661.3402 | 15147.7272 | 15911.3799
226910 | 242.131 | 1202 | 2 | None | Electric, 100% Usage | EnergyStar, 100% Usage | Electric, 100% Usage | None | 400%+ | None | 8 | Single-Family Attached | Single-Family Attached | Single-Family Attached | 1000-1499 | 0-1499 | 2 | Electricity | 100% Conditioned | Heat Pump | None | Electricity ASHP | None | 60000-69999 | 100% Incandescent | Occupied | 1980s | Electricity | Yes | 0 | 289.8473 | 16.9981 | 575.8847 | 2376.8064 | 0 | 0 | 201.3398 | 459.2424 | 2065.5649 | 0 | 0 | 1246.1382 | 160.0168 | 0 | 1519.8666 | 16.412 | 1655.5585 | 0 | 0 | 0 | 346.9961 | 434.0383 | 0 | 0 | 0 | 0 | 0 | 0 | 0 | 0 | 0 | 0 | 0 | 0 | 0 | 0 | 0 | 0 | 0 | 0 | 0 | 11364.4169 | 11364.4169 | 11364.4169 | 11364.4169 | 0 | 0 | 0 | 2009.6151 | 0 | 0 | 0 | 4505.6754 | 0 | 0 | 0 | 3956.3043 | 0 | 0 | 0 | 4693.8428 | 0 | 0 | 0 | 2009.6151 | 4505.6754 | 3956.3043 | 4693.8428
227108 | 242.131 | 1220 | 3 | Standard Efficiency, No usage | Electric, 80% Usage | EnergyStar, 80% Usage | Propane, 80% Usage | 290 Rated kWh, 80% Usage | 400%+ | None | None | Single-Family Detached | Single-Family Detached | Single-Family Detached | 1000-1499 | 0-1499 | 1 | Propane | 100% Conditioned | Central AC | None | Propane Fuel Furnace | None | 160000-179999 | 100% CFL | Vacant | 1990s | Electricity | Yes | 0 | 0 | 0 | 334.101 | 1641.7841 | 0 | 0 | 124.8483 | 0 | 0 | 0 | 0 | 300.3978 | 0 | 0 | 0 | 21.9803 | 0 | 0 | 0 | 0 | 0 | 434.0383 | 0 | 0 | 0 | 0 | 0 | 0 | 0 | 0 | 0 | 0 | 0 | 0 | 0 | 0 | 0 | 0 | 5114.9694 | 0 | 0 | 7972.1192 | 7972.1192 | 2857.1499 | 2857.1499 | 0 | 0 | 5114.9694 | 508.043 | 0 | 0 | 1407.5384 | 1064.1059 | 0 | 0 | 1407.5384 | 949.5888 | 0 | 0 | 1407.5384 | 1099.8508 | 0 | 0 | 1407.5384 | 1915.5814 | 2471.6443 | 2357.1272 | 2507.3892
227196 | 242.131 | 1138 | 2 | None | None | None | Electric, 80% Usage | None | 0-100% | 16 | None | 10 to 19 Unit | Multifamily with 5+ units, 1-3 stories | Multi-Family with 5+ Units | 1000-1499 | 0-1499 | 1 | Electricity | 100% Conditioned | Heat Pump | None | Electricity ASHP | None | <10000 | 100% LED | Occupied | 1970s | Electricity | Yes | 0 | 0 | 0 | 295.7087 | 1088.466 | 0 | 0 | 220.9756 | 367.8042 | 1997.8655 | 0 | 0 | 795.688 | 26.0833 | 0 | 357.8398 | 16.412 | 790.7057 | 0 | 0 | 0 | 277.5383 | 434.0383 | 0 | 0 | 0 | 0 | 0 | 0 | 0 | 0 | 0 | 0 | 0 | 0 | 0 | 0 | 0 | 0 | 0 | 0 | 0 | 6669.1253 | 6669.1253 | 6669.1253 | 6669.1253 | 0 | 0 | 0 | 1187.8477 | 0 | 0 | 0 | 2691.1858 | 0 | 0 | 0 | 2354.8457 | 0 | 0 | 0 | 2812.0282 | 0 | 0 | 0 | 1187.8477 | 2691.1858 | 2354.8457 | 2812.0282
227212 | 242.131 | 1675 | 2 | Standard Efficiency, No usage | Electric, 80% Usage | EnergyStar, 80% Usage | Electric, 80% Usage | 318 Rated kWh, 80% Usage | 400%+ | None | 8 | Single-Family Attached | Single-Family Attached | Single-Family Attached | 1500-1999 | 1500-2499 | 1 | Electricity | 100% Conditioned | Central AC | None | Electricity Electric Furnace | None | 70000-79999 | 100% LED | Vacant | 1980s | Electricity | Yes | 0 | 0 | 0 | 70.6301 | 994.0971 | 0 | 319.7405 | 69.7509 | 0 | 2983.7566 | 0 | 0 | 320.0336 | 0 | 0 | 0 | 16.412 | 0 | 0 | 0 | 0 | 0 | 434.0383 | 0 | 0 | 0 | 0 | 0 | 0 | 0 | 0 | 0 | 0 | 0 | 0 | 0 | 0 | 0 | 0 | 0 | 0 | 0 | 5208.4591 | 5208.4591 | 5208.4591 | 5208.4591 | 0 | 0 | 0 | 996.6889 | 0 | 0 | 0 | 2273.287 | 0 | 0 | 0 | 1979.4726 | 0 | 0 | 0 | 2338.8402 | 0 | 0 | 0 | 996.6889 | 2273.287 | 1979.4726 | 2338.8402
227272 | 242.131 | 617 | 1 | Standard Efficiency | None | None | Electric, 120% Usage | None | 200-300% | 2 | None | 2 Unit | Multifamily with 2-4 Units | Multi-Family with 2 - 4 Units | 500-749 | 0-1499 | 2 | Natural Gas | 40% Conditioned | Room AC | Heating Only | Natural Gas Shared Heating | Boiler Baseboards Heating Only, Natural Gas | 30000-34999 | 100% Incandescent | Occupied | 1940s | Natural Gas | Yes | 67.9925 | 0 | 0 | 0 | 516.9774 | 0 | 0 | 131.2958 | 0 | 0 | 0 | 0 | 0 | 130.7097 | 0 | 1017.8358 | 16.412 | 2121.8345 | 0 | 0 | 0 | 416.454 | 434.0383 | 0 | 0 | 0 | 0 | 0 | 0 | 0 | 0 | 8341.9749 | 0 | 3851.8331 | 0 | 0 | 0 | 0 | 0 | 0 | 0 | 0 | 17047.358 | 17047.358 | 4853.2569 | 4853.2569 | 0 | 12194.1011 | 0 | 815.8022 | 0 | 2779.9742 | 0 | 1830.5913 | 0 | 2779.9742 | 0 | 1613.5827 | 0 | 2779.9742 | 0 | 1928.4135 | 0 | 2779.9742 | 0 | 3595.7764 | 4610.5655 | 4393.5569 | 4708.3877
227305 | 242.131 | 853 | 1 | None | None | None | Electric, 120% Usage | 318 Rated kWh, 120% Usage | 150-200% | 10 | None | 10 to 19 Unit | Multifamily with 5+ units, 1-3 stories | Multi-Family with 5+ Units | 750-999 | 0-1499 | 3 | Natural Gas | 100% Conditioned | Central AC | None | Natural Gas Fuel Furnace | None | 15000-19999 | 100% Incandescent | Vacant | 2000s | Natural Gas | Yes | 0 | 0 | 0 | 268.4531 | 1164.0783 | 0 | 0 | 41.9092 | 0 | 0 | 0 | 0 | 0 | 0 | 0 | 0 | 16.412 | 0 | 0 | 0 | 0 | 0 | 434.0383 | 0 | 0 | 0 | 0 | 0 | 0 | 0 | 0 | 2449.488 | 0 | 1607.2017 | 0 | 0 | 0 | 0 | 0 | 0 | 0 | 0 | 5981.5805 | 5981.5805 | 1924.8908 | 1924.8908 | 0 | 4056.6898 | 0 | 357.36 | 0 | 924.8322 | 0 | 760.434 | 0 | 924.8322 | 0 | 677.7922 | 0 | 924.8322 | 0 | 767.5844 | 0 | 924.8322 | 0 | 1282.1922 | 1685.2662 | 1602.6244 | 1692.4166
227423 | 242.131 | 1138 | 2 | Standard Efficiency | Electric, 100% Usage | Standard, 100% Usage | Electric, 100% Usage | None | 150-200% | 16 | None | 10 to 19 Unit | Multifamily with 5+ units, 1-3 stories | Multi-Family with 5+ Units | 1000-1499 | 0-1499 | 2 | Natural Gas | None | None | None | Natural Gas Fuel Boiler | None | 40000-44999 | 100% CFL | Occupied | 1980s | Natural Gas | Yes | 67.9925 | 858.1121 | 32.2378 | 0 | 0 | 0 | 0 | 58.0281 | 0 | 0 | 0 | 0 | 0 | 39.2715 | 0 | 468.6206 | 16.412 | 1971.4891 | 0 | 0 | 0 | 431.9868 | 434.0383 | 0 | 0 | 0 | 0 | 0 | 0 | 0 | 0 | 2248.4412 | 0 | 4053.759 | 0 | 0 | 0 | 0 | 0 | 0 | 0 | 0 | 10680.389 | 10680.389 | 4378.1887 | 4378.1887 | 0 | 6302.2003 | 0 | 701.3863 | 0 | 1436.7656 | 0 | 1589.8091 | 0 | 1436.7656 | 0 | 1397.3707 | 0 | 1436.7656 | 0 | 1705.1295 | 0 | 1436.7656 | 0 | 2138.1519 | 3026.5747 | 2834.1363 | 3141.8951
227426 | 242.131 | 2176 | 3 | Standard Efficiency | Electric, 100% Usage | Standard, 100% Usage | Electric, 100% Usage | 290 Rated kWh, 100% Usage | 400%+ | None | None | Single-Family Detached | Single-Family Detached | Single-Family Detached | 2000-2499 | 1500-2499 | 2 | Natural Gas | 100% Conditioned | Central AC | None | Natural Gas Fuel Wall/Floor Furnace | None | 200000+ | 100% LED | Occupied | 1950s | Natural Gas | Yes | 67.9925 | 762.864 | 28.4279 | 1023.4042 | 4767.094 | 91.4382 | 0 | 0 | 0 | 0 | 0 | 0 | 0 | 34.8755 | 16.7051 | 575.5916 | 21.9803 | 2537.1163 | 0 | 0 | 0 | 405.6104 | 834.0803 | 0 | 0 | 0 | 0 | 0 | 0 | 0 | 0 | 49690.493 | 0 | 4137.5774 | 0 | 0 | 0 | 0 | 0 | 0 | 0 | 0 | 64995.2504 | 64995.2504 | 11167.1801 | 11167.1801 | 0 | 53828.0704 | 0 | 1930.8239 | 0 | 12271.7025 | 0 | 4108.9023 | 0 | 12271.7025 | 0 | 3655.6148 | 0 | 12271.7025 | 0 | 4294.5332 | 0 | 12271.7025 | 0 | 14202.5264 | 16380.6048 | 15927.3173 | 16566.2357
227453 | 242.131 | 1202 | 3 | None | Electric, 80% Usage | Standard, 80% Usage | Electric, 80% Usage | None | 200-300% | None | 90 | Single-Family Attached | Single-Family Attached | Single-Family Attached | 1000-1499 | 0-1499 | 1 | Natural Gas | 100% Conditioned | Central AC | None | Natural Gas Fuel Furnace | None | 50000-59999 | 100% CFL | Occupied | 1960s | Natural Gas | Yes | 0 | 686.6655 | 25.7903 | 475.3613 | 2345.7408 | 0 | 319.7405 | 230.6469 | 0 | 0 | 0 | 0 | 0 | 40.1507 | 0 | 486.2049 | 21.9803 | 958.9285 | 0 | 0 | 0 | 345.5308 | 434.0383 | 0 | 0 | 0 | 0 | 0 | 0 | 0 | 0 | 15048.6133 | 0 | 3029.4757 | 0 | 0 | 0 | 0 | 0 | 0 | 0 | 0 | 24448.2817 | 24448.2817 | 6370.4858 | 6370.4858 | 0 | 18078.089 | 0 | 1099.4675 | 0 | 4121.421 | 0 | 2351.9944 | 0 | 4121.421 | 0 | 2088.3057 | 0 | 4121.421 | 0 | 2479.2352 | 0 | 4121.421 | 0 | 5220.8885 | 6473.4154 | 6209.7267 | 6600.6562
227497 | 242.131 | 617 | 2 | None | Electric, 120% Usage | EnergyStar, 120% Usage | Electric, 120% Usage | None | 300-400% | 2 | None | 2 Unit | Multifamily with 2-4 Units | Multi-Family with 2 - 4 Units | 500-749 | 0-1499 | 2 | Electricity | None | None | None | Electricity Electric Furnace | None | 40000-44999 | 100% Incandescent | Occupied | 1950s | Electricity | Yes | 0 | 347.5823 | 20.2219 | 0 | 0 | 0 | 0 | 242.6628 | 0 | 10376.7674 | 0 | 0 | 2224.4094 | 130.7097 | 0 | 1017.8358 | 16.412 | 2121.8345 | 0 | 0 | 0 | 416.454 | 914.0887 | 0 | 0 | 0 | 0 | 0 | 1097.5512 | 0 | 0 | 0 | 0 | 0 | 0 | 0 | 0 | 0 | 0 | 0 | 0 | 0 | 18926.8228 | 18926.8228 | 17829.2716 | 17829.2716 | 0 | 1097.5512 | 0 | 3163.6798 | 0 | 250.1938 | 0 | 7350.0398 | 0 | 250.1938 | 0 | 6382.8815 | 0 | 250.1938 | 0 | 7787.0461 | 0 | 250.1938 | 0 | 3413.8736 | 7600.2336 | 6633.0754 | 8037.2399
227617 | 242.131 | 1220 | 2 | Standard Efficiency | Electric, 100% Usage | EnergyStar, 100% Usage | Electric, 100% Usage | 318 Rated kWh, 100% Usage | 400%+ | None | None | Single-Family Detached | Single-Family Detached | Single-Family Detached | 1000-1499 | 0-1499 | 1 | Propane | None | None | None | Propane Fuel Wall/Floor Furnace | None | 100000-119999 | 100% Incandescent | Occupied | 1960s | Propane | Yes | 67.9925 | 400.042 | 23.4457 | 0 | 0 | 97.5927 | 0 | 0 | 0 | 0 | 0 | 0 | 0 | 160.896 | 0 | 1535.3993 | 16.412 | 2233.2016 | 0 | 0 | 0 | 405.6104 | 727.1093 | 327.0673 | 0 | 0 | 0 | 0 | 0 | 0 | 0 | 0 | 0 | 0 | 0 | 0 | 0 | 0 | 0 | 16031.2806 | 3164.5814 | 0 | 25190.6308 | 25190.6308 | 5995.0618 | 5995.0618 | 0 | 0 | 19195.5689 | 996.8536 | 0 | 0 | 5282.3553 | 2231.1732 | 0 | 0 | 5282.3553 | 1960.0633 | 0 | 0 | 5282.3553 | 2394.9922 | 0 | 0 | 5282.3553 | 6279.2089 | 7513.5285 | 7242.4187 | 7677.3475
227637 | 242.131 | 2176 | 4 | Standard Efficiency | Electric, 120% Usage | EnergyStar, 120% Usage | Electric, 120% Usage | None | 300-400% | None | None | Single-Family Detached | Single-Family Detached | Single-Family Detached | 2000-2499 | 1500-2499 | 2 | Electricity | None | None | None | Electricity Baseboard | None | 60000-69999 | 100% CFL | Occupied | 1940s | Electricity | Yes | 81.7668 | 480.0504 | 28.1348 | 0 | 0 | 0 | 319.7405 | 0 | 0 | 24665.1543 | 0 | 0 | 3599.2058 | 52.1667 | 0 | 753.7788 | 21.9803 | 5074.5256 | 0 | 0 | 0 | 486.498 | 868.0765 | 376.8894 | 0 | 0 | 0 | 0 | 0 | 0 | 0 | 0 | 0 | 0 | 0 | 0 | 0 | 0 | 0 | 0 | 0 | 0 | 36808.261 | 36808.261 | 36808.261 | 36808.261 | 0 | 0 | 0 | 6556.4201 | 0 | 0 | 0 | 15400.5904 | 0 | 0 | 0 | 13346.0097 | 0 | 0 | 0 | 16240.5051 | 0 | 0 | 0 | 6556.4201 | 15400.5904 | 13346.0097 | 16240.5051
227745 | 242.131 | 1138 | 3 | Standard Efficiency | Electric, 80% Usage | Standard, 80% Usage | Electric, 80% Usage | None | 300-400% | 183 | None | 50 or more Unit | Multifamily with 5+ units, 8+ stories | Multi-Family with 5+ Units | 1000-1499 | 0-1499 | 20 | Electricity | 100% Conditioned | Heat Pump | None | Electricity ASHP | None | 60000-69999 | 100% LED | Occupied | 1990s | Natural Gas | Yes | 67.9925 | 564.1618 | 21.1011 | 158.5514 | 693.1131 | 0 | 0 | 110.1947 | 241.7836 | 1143.8564 | 0 | 0 | 0 | 26.0833 | 0 | 357.8398 | 21.9803 | 888.2984 | 0 | 0 | 0 | 311.5345 | 480.0504 | 0 | 0 | 0 | 0 | 0 | 0 | 0 | 0 | 0 | 0 | 2564.6649 | 0 | 0 | 0 | 0 | 0 | 0 | 0 | 0 | 7651.2064 | 7651.2064 | 5086.5415 | 5086.5415 | 0 | 2564.6649 | 0 | 843.0078 | 0 | 584.6896 | 0 | 1914.6746 | 0 | 584.6896 | 0 | 1678.602 | 0 | 584.6896 | 0 | 2027.547 | 0 | 584.6896 | 0 | 1427.6974 | 2499.3643 | 2263.2917 | 2612.2366
227762 | 242.131 | 2663 | 4 | Standard Efficiency, No usage | Electric, 100% Usage | EnergyStar, 100% Usage | Electric, 100% Usage | 318 Rated kWh, 100% Usage | 400%+ | None | None | Single-Family Detached | Single-Family Detached | Single-Family Detached | 2500-2999 | 2500-3999 | 2 | Electricity | 100% Conditioned | Central AC | None | Electricity Electric Furnace | None | 100000-119999 | 100% Incandescent | Vacant | <1940 | Natural Gas | Yes | 0 | 0 | 0 | 1042.4538 | 9151.1442 | 0 | 0 | 340.5486 | 0 | 14615.4543 | 0 | 0 | 0 | 0 | 0 | 0 | 21.9803 | 0 | 0 | 0 | 0 | 0 | 1790.0781 | 0 | 0 | 0 | 0 | 0 | 0 | 0 | 0 | 0 | 0 | 0 | 0 | 0 | 0 | 0 | 0 | 0 | 0 | 0 | 26961.6592 | 26961.6592 | 26961.6592 | 26961.6592 | 0 | 0 | 0 | 5009.5204 | 0 | 0 | 0 | 11363.0114 | 0 | 0 | 0 | 9933.78 | 0 | 0 | 0 | 11605.0084 | 0 | 0 | 0 | 5009.5204 | 11363.0114 | 9933.78 | 11605.0084
227796 | 242.131 | 2176 | 4 | None | Electric, 120% Usage | EnergyStar, 120% Usage | Electric, 120% Usage | None | 400%+ | None | None | Single-Family Detached | Single-Family Detached | Single-Family Detached | 2000-2499 | 1500-2499 | 1 | Fuel Oil | 100% Conditioned | Central AC | None | Fuel Oil Fuel Boiler | None | 200000+ | 100% Incandescent | Occupied | <1940 | Fuel Oil | Yes | 0 | 778.6898 | 45.426 | 1010.509 | 3300.2733 | 0 | 319.7405 | 130.7097 | 0 | 0 | 0 | 0 | 0 | 208.6666 | 0 | 2355.9983 | 21.9803 | 6333.5589 | 0 | 0 | 0 | 644.7564 | 434.0383 | 0 | 0 | 20752.0694 | 10422.4865 | 0 | 0 | 0 | 0 | 0 | 0 | 0 | 0 | 0 | 0 | 0 | 0 | 0 | 0 | 0 | 46758.9031 | 46758.9031 | 15584.6403 | 15584.6403 | 31174.2628 | 0 | 0 | 2728.027 | 9452.015 | 0 | 0 | 5877.7592 | 9452.015 | 0 | 0 | 5200.6883 | 9452.015 | 0 | 0 | 6219.6491 | 9452.015 | 0 | 0 | 12180.0419 | 15329.7742 | 14652.7032 | 15671.664
227860 | 242.131 | 317 | 2 | Standard Efficiency, No usage | Electric, 120% Usage | EnergyStar, 120% Usage | Electric, 120% Usage | 318 Rated kWh, 120% Usage | 0-100% | None | 8 | Single-Family Attached | Single-Family Attached | Single-Family Attached | 0-499 | 0-1499 | 1 | Natural Gas | 100% Conditioned | Central AC | None | Natural Gas Fuel Furnace | None | <10000 | 100% LED | Vacant | 1960s | Natural Gas | Yes | 0 | 0 | 0 | 146.2425 | 996.1486 | 0 | 0 | 24.618 | 0 | 0 | 0 | 0 | 0 | 0 | 0 | 0 | 16.412 | 0 | 0 | 0 | 0 | 0 | 434.0383 | 0 | 0 | 0 | 0 | 0 | 0 | 0 | 0 | 1402.9312 | 0 | 1589.9106 | 0 | 0 | 0 | 0 | 0 | 0 | 0 | 0 | 4610.0079 | 4610.0079 | 1617.4592 | 1617.4592 | 0 | 2992.5487 | 0 | 288.3936 | 0 | 682.2705 | 0 | 602.1851 | 0 | 682.2705 | 0 | 537.2389 | 0 | 682.2705 | 0 | 627.6879 | 0 | 682.2705 | 0 | 970.6641 | 1284.4557 | 1219.5094 | 1309.9584
227917 | 242.131 | 3241 | 3 | None | None | EnergyStar, 120% Usage | Gas, 120% Usage | 318 Rated kWh, 120% Usage | 200-300% | None | 12 | Single-Family Attached | Single-Family Attached | Single-Family Attached | 3000-3999 | 2500-3999 | 2 | Natural Gas | 100% Conditioned | Central AC | None | Natural Gas Fuel Furnace | None | 80000-99999 | 100% Incandescent | Occupied | <1940 | Natural Gas | Yes | 0 | 0 | 48.3567 | 452.7948 | 4168.936 | 221.2687 | 0 | 553.3182 | 0 | 0 | 0 | 0 | 0 | 262.0055 | 0 | 3270.087 | 21.9803 | 5248.6098 | 0 | 0 | 0 | 46.3052 | 434.0383 | 0 | 0 | 0 | 0 | 0 | 0 | 0 | 0 | 25583.9321 | 0 | 11088.3439 | 0 | 0 | 1353.4022 | 0 | 0 | 0 | 0 | 0 | 52753.3787 | 52753.3787 | 14727.4074 | 14727.4074 | 0 | 38025.9713 | 0 | 2563.2727 | 0 | 8669.1422 | 0 | 5595.8543 | 0 | 8669.1422 | 0 | 4945.4224 | 0 | 8669.1422 | 0 | 5875.9077 | 0 | 8669.1422 | 0 | 11232.4149 | 14264.9965 | 13614.5646 | 14545.0499
227927 | 242.131 | 2590 | 3 | Standard Efficiency | Electric, 120% Usage | EnergyStar, 120% Usage | Electric, 120% Usage | 290 Rated kWh, 120% Usage | 400%+ | 67 | None | 50 or more Unit | Multifamily with 5+ units, 4-7 stories | Multi-Family with 5+ Units | 2500-2999 | 2500-3999 | 4 | Electricity | 100% Conditioned | Central AC | None | Electricity Electric Furnace | None | 200000+ | 100% Incandescent | Occupied | 2010s | Electricity | No | 67.9925 | 829.0981 | 48.3567 | 454.5532 | 2463.8485 | 206.6151 | 0 | 26.9625 | 0 | 2097.2166 | 0 | 0 | 7263.4734 | 229.4746 | 0 | 2711.4935 | 21.9803 | 6283.7368 | 0 | 0 | 0 | 671.4258 | 434.0383 | 530.1656 | 0 | 0 | 0 | 0 | 0 | 0 | 0 | 0 | 0 | 0 | 0 | 0 | 0 | 0 | 0 | 0 | 0 | 0 | 24340.7246 | 24340.7246 | 24340.7246 | 24340.7246 | 0 | 0 | 0 | 4085.8848 | 0 | 0 | 0 | 9226.5895 | 0 | 0 | 0 | 8093.5902 | 0 | 0 | 0 | 9809.7769 | 0 | 0 | 0 | 4085.8848 | 9226.5895 | 8093.5902 | 9809.7769
227989 | 242.131 | 1138 | 2 | Standard Efficiency | Electric, 120% Usage | Standard, 120% Usage | Electric, 120% Usage | 318 Rated kWh, 120% Usage | 300-400% | 67 | None | 50 or more Unit | Multifamily with 5+ units, 4-7 stories | Multi-Family with 5+ Units | 1000-1499 | 0-1499 | 6 | Electricity | 100% Conditioned | Heat Pump | None | Electricity ASHP | None | 100000-119999 | 100% Incandescent | Occupied | 2000s | Electricity | Yes | 67.9925 | 1213.3142 | 45.426 | 658.8238 | 3453.8426 | 163.8267 | 0 | 7.0337 | 0 | 225.3717 | 0 | 0 | 5635.1705 | 156.793 | 0 | 1465.0623 | 16.412 | 4333.3488 | 0 | 0 | 0 | 569.4371 | 434.0383 | 0 | 0 | 0 | 0 | 0 | 0 | 0 | 0 | 0 | 0 | 0 | 0 | 0 | 0 | 0 | 0 | 0 | 0 | 0 | 18446.4793 | 18446.4793 | 18446.4793 | 18446.4793 | 0 | 0 | 0 | 2996.3813 | 0 | 0 | 0 | 6684.0206 | 0 | 0 | 0 | 5887.3001 | 0 | 0 | 0 | 7173.9965 | 0 | 0 | 0 | 2996.3813 | 6684.0206 | 5887.3001 | 7173.9965
227992 | 242.131 | 1220 | 3 | Standard Efficiency, No usage | Electric, 100% Usage | EnergyStar, 100% Usage | Electric, 100% Usage | None | 400%+ | None | None | Single-Family Detached | Single-Family Detached | Single-Family Detached | 1000-1499 | 0-1499 | 1 | Other Fuel | 100% Conditioned | Central AC | None | None | None | 60000-69999 | 100% CFL | Vacant | <1940 | Other Fuel | Yes | 0 | 0 | 0 | 344.9446 | 1415.8263 | 0 | 319.7405 | 0 | 0 | 0 | 0 | 0 | 0 | 0 | 0 | 0 | 21.9803 | 0 | 0 | 0 | 0 | 0 | 960.1008 | 0 | 0 | 0 | 0 | 0 | 0 | 0 | 0 | 0 | 0 | 0 | 0 | 0 | 0 | 0 | 0 | 0 | 0 | 0 | 3062.2996 | 3062.2996 | 3062.2996 | 3062.2996 | 0 | 0 | 0 | 546.0926 | 0 | 0 | 0 | 1136.9851 | 0 | 0 | 0 | 1015.7162 | 0 | 0 | 0 | 1179.073 | 0 | 0 | 0 | 546.0926 | 1136.9851 | 1015.7162 | 1179.073
227996 | 242.131 | 333 | 1 | Standard Efficiency | None | None | Electric, 100% Usage | 318 Rated kWh, 100% Usage | 0-100% | 30 | None | 20 to 49 Unit | Multifamily with 5+ units, 4-7 stories | Multi-Family with 5+ Units | 0-499 | 0-1499 | 5 | Natural Gas | 100% Conditioned | Central AC | Cooling Only | Natural Gas Fuel Furnace | Fan Coil Cooling Only | <10000 | 100% Incandescent | Occupied | 2010s | Electricity | Yes | 67.9925 | 0 | 0 | 14.0674 | 1111.3255 | 88.5075 | 0 | 17.8773 | 0 | 0 | 0 | 0 | 1978.2297 | 116.6423 | 0 | 774.0007 | 16.412 | 1452.1672 | 0 | 0 | 0 | 389.4915 | 434.0383 | 0 | 0 | 0 | 0 | 0 | 0 | 0 | 0 | 828.5119 | 0 | 0 | 0 | 0 | 0 | 0 | 0 | 0 | 0 | 0 | 7289.2637 | 7289.2637 | 6460.7517 | 6460.7517 | 0 | 828.5119 | 0 | 1100.7086 | 0 | 188.8795 | 0 | 2430.9943 | 0 | 188.8795 | 0 | 2140.8993 | 0 | 188.8795 | 0 | 2591.7365 | 0 | 188.8795 | 0 | 1289.5881 | 2619.8738 | 2329.7788 | 2780.616
228086 | 242.131 | 1690 | 3 | None | Gas, 100% Usage | EnergyStar, 100% Usage | Gas, 100% Usage | 318 Rated kWh, 100% Usage | 300-400% | None | None | Single-Family Detached | Single-Family Detached | Single-Family Detached | 1500-1999 | 1500-2499 | 1 | Natural Gas | None | None | None | Natural Gas Fuel Boiler | None | 70000-79999 | 100% LED | Occupied | 1960s | Natural Gas | Yes | 0 | 46.8914 | 30.7725 | 0 | 0 | 135.3988 | 319.7405 | 116.6423 | 0 | 0 | 0 | 0 | 0 | 30.7725 | 16.7051 | 473.6028 | 21.9803 | 2697.4261 | 0 | 2311.1585 | 0 | 32.2378 | 434.0383 | 407.9549 | 0 | 0 | 0 | 622.776 | 0 | 0 | 0 | 31118.8724 | 0 | 4838.0172 | 0 | 0 | 947.2057 | 0 | 0 | 0 | 0 | 0 | 44602.4861 | 44602.4861 | 7075.3218 | 7075.3218 | 0 | 37526.8713 | 0 | 1070.8254 | 0 | 8555.3744 | 0 | 2483.0231 | 0 | 8555.3744 | 0 | 2181.9748 | 0 | 8555.3744 | 0 | 2659.335 | 0 | 8555.3744 | 0 | 9626.1999 | 11038.3976 | 10737.3492 | 11214.7094
228226 | 242.131 | 1675 | 2 | None | Electric, 120% Usage | EnergyStar, 120% Usage | Electric, 120% Usage | 290 Rated kWh, 120% Usage | 300-400% | None | 8 | Single-Family Attached | Single-Family Attached | Single-Family Attached | 1500-1999 | 1500-2499 | 1 | Natural Gas | 100% Conditioned | Central AC | None | Natural Gas Fuel Furnace | None | 45000-49999 | 100% CFL | Occupied | 1990s | Natural Gas | Yes | 0 | 347.5823 | 20.2219 | 218.9241 | 1128.3236 | 72.3886 | 0 | 160.6029 | 0 | 0 | 0 | 0 | 0 | 46.0122 | 0 | 616.0354 | 16.412 | 3456.7733 | 0 | 0 | 0 | 416.454 | 434.0383 | 0 | 0 | 0 | 0 | 0 | 1343.4378 | 0 | 0 | 8327.9075 | 0 | 3956.1664 | 0 | 0 | 0 | 0 | 0 | 0 | 0 | 0 | 20561.5732 | 20561.5732 | 6933.7684 | 6933.7684 | 0 | 13627.5117 | 0 | 1209.5821 | 0 | 3106.8229 | 0 | 2667.2066 | 0 | 3106.8229 | 0 | 2445.8535 | 0 | 3106.8229 | 0 | 2930.2679 | 0 | 3106.8229 | 0 | 4316.405 | 5774.0295 | 5552.6764 | 6037.0908
228249 | 242.131 | 2176 | 4 | Standard Efficiency | Gas, 120% Usage | EnergyStar, 120% Usage | Electric, 120% Usage | 290 Rated kWh, 120% Usage | 400%+ | None | None | Single-Family Detached | Single-Family Detached | Single-Family Detached | 2000-2499 | 1500-2499 | 1 | Electricity | 100% Conditioned | Central AC | None | Electricity Electric Furnace | None | 120000-139999 | 100% LED | Occupied | 1970s | Electricity | Yes | 81.7668 | 56.2696 | 36.6339 | 655.0138 | 3622.3584 | 150.9316 | 319.7405 | 218.0449 | 0 | 9551.7723 | 0 | 0 | 5315.43 | 34.8755 | 16.7051 | 575.5916 | 21.9803 | 5704.0422 | 0 | 0 | 0 | 565.6272 | 434.0383 | 0 | 0 | 0 | 0 | 747.3312 | 0 | 0 | 0 | 0 | 0 | 0 | 0 | 0 | 0 | 0 | 0 | 0 | 0 | 0 | 28108.1533 | 28108.1533 | 27360.529 | 27360.529 | 0 | 747.3312 | 0 | 4632.8963 | 0 | 170.3951 | 0 | 10658.7648 | 0 | 170.3951 | 0 | 9317.5339 | 0 | 170.3951 | 0 | 11165.0229 | 0 | 170.3951 | 0 | 4803.2915 | 10829.1599 | 9487.929 | 11335.418
228259 | 242.131 | 617 | 1 | None | Electric, 100% Usage | EnergyStar, 100% Usage | Electric, 100% Usage | None | 400%+ | 116 | None | 50 or more Unit | Multifamily with 5+ units, 4-7 stories | Multi-Family with 5+ Units | 500-749 | 0-1499 | 5 | Electricity | 100% Conditioned | Central AC | None | Electricity Electric Furnace | None | 50000-59999 | 100% Incandescent | Occupied | 1980s | Electricity | Yes | 0 | 289.8473 | 16.9981 | 234.1638 | 1550.346 | 0 | 0 | 63.0103 | 0 | 10943.5668 | 0 | 0 | 1259.6195 | 130.7097 | 0 | 1017.8358 | 16.412 | 1371.2795 | 0 | 0 | 0 | 346.9961 | 434.0383 | 245.8866 | 0 | 0 | 0 | 0 | 0 | 0 | 0 | 0 | 0 | 0 | 0 | 0 | 0 | 0 | 0 | 0 | 0 | 0 | 17920.4167 | 17920.4167 | 17920.4167 | 17920.4167 | 0 | 0 | 0 | 3195.5129 | 0 | 0 | 0 | 7302.6226 | 0 | 0 | 0 | 6365.7557 | 0 | 0 | 0 | 7765.1952 | 0 | 0 | 0 | 3195.5129 | 7302.6226 | 6365.7557 | 7765.1952
228269 | 242.131 | 1202 | 3 | None | Electric, 80% Usage | EnergyStar, 80% Usage | Gas, 80% Usage | 318 Rated kWh, 80% Usage | 0-100% | None | 16 | Single-Family Attached | Single-Family Attached | Single-Family Attached | 1000-1499 | 0-1499 | 1 | Natural Gas | 60% Conditioned | Room AC | None | Natural Gas Fuel Boiler | None | <10000 | 100% LED | Occupied | 1970s | Electricity | Yes | 0 | 296.0018 | 17.2912 | 0 | 1218.0034 | 70.9232 | 319.7405 | 107.264 | 0 | 0 | 0 | 0 | 1191.0408 | 26.6695 | 0 | 371.321 | 21.9803 | 893.2806 | 0 | 0 | 0 | 21.3942 | 480.0504 | 0 | 0 | 0 | 0 | 0 | 0 | 0 | 0 | 14017.5893 | 0 | 0 | 0 | 0 | 624.8275 | 0 | 0 | 0 | 0 | 0 | 19677.6709 | 19677.6709 | 5035.2541 | 5035.2541 | 0 | 14642.4168 | 0 | 820.1131 | 0 | 3338.184 | 0 | 1790.9056 | 0 | 3338.184 | 0 | 1583.9228 | 0 | 3338.184 | 0 | 1922.7109 | 0 | 3338.184 | 0 | 4158.2972 | 5129.0896 | 4922.1068 | 5260.8949
228405 | 242.131 | 2176 | 4 | Standard Efficiency | Electric, 100% Usage | EnergyStar, 100% Usage | Electric, 100% Usage | 318 Rated kWh, 100% Usage | 400%+ | None | None | Single-Family Detached | Single-Family Detached | Single-Family Detached | 2000-2499 | 1500-2499 | 1 | Natural Gas | 100% Conditioned | Central AC | None | Natural Gas Fuel Furnace | None | 140000-159999 | 100% LED | Occupied | 1960s | Electricity | Yes | 67.9925 | 524.5972 | 30.7725 | 1357.7983 | 4512.7083 | 134.8127 | 0 | 322.9643 | 0 | 0 | 0 | 0 | 2914.0056 | 34.8755 | 16.7051 | 575.5916 | 21.9803 | 2851.8746 | 0 | 0 | 0 | 471.2583 | 868.0765 | 0 | 0 | 0 | 0 | 0 | 0 | 0 | 0 | 28599.6334 | 0 | 0 | 0 | 0 | 0 | 0 | 0 | 0 | 0 | 0 | 43305.0605 | 43305.0605 | 14705.7202 | 14705.7202 | 0 | 28599.6334 | 0 | 2629.9036 | 0 | 6520.1032 | 0 | 5621.3203 | 0 | 6520.1032 | 0 | 4983.2556 | 0 | 6520.1032 | 0 | 5895.8598 | 0 | 6520.1032 | 0 | 9150.0068 | 12141.4235 | 11503.3588 | 12415.963
228474 | 242.131 | 2663 | 3 | Standard Efficiency, No usage | Electric, 120% Usage | EnergyStar, 120% Usage | Gas, 120% Usage | 318 Rated kWh, 120% Usage | 400%+ | None | None | Single-Family Detached | Single-Family Detached | Single-Family Detached | 2500-2999 | 2500-3999 | 1 | Electricity | 40% Conditioned | Room AC | None | Electricity Baseboard | None | 80000-99999 | 100% Incandescent | Vacant | 1950s | Electricity | Yes | 0 | 0 | 0 | 0 | 2445.0919 | 0 | 0 | 0 | 0 | 11519.1584 | 0 | 0 | 354.9091 | 0 | 0 | 0 | 21.9803 | 0 | 0 | 0 | 0 | 0 | 434.0383 | 0 | 0 | 0 | 0 | 0 | 0 | 0 | 0 | 0 | 0 | 0 | 0 | 0 | 0 | 0 | 0 | 0 | 0 | 0 | 14774.5919 | 14774.5919 | 14774.5919 | 14774.5919 | 0 | 0 | 0 | 2763.4916 | 0 | 0 | 0 | 6453.8465 | 0 | 0 | 0 | 5601.321 | 0 | 0 | 0 | 6661.1124 | 0 | 0 | 0 | 2763.4916 | 6453.8465 | 5601.321 | 6661.1124
228579 | 242.131 | 8194 | 4 | Standard Efficiency | Electric, 80% Usage | Standard, 80% Usage | Electric, 80% Usage | None | 400%+ | None | None | Single-Family Detached | Single-Family Detached | Single-Family Detached | 4000+ | 4000+ | 1 | Natural Gas | 100% Conditioned | Central AC | None | Natural Gas Fuel Furnace | None | 200000+ | 100% LED | Occupied | 2000s | Natural Gas | Yes | 67.9925 | 610.174 | 22.8595 | 995.5624 | 3506.5954 | 0 | 0 | 564.1618 | 0 | 0 | 0 | 0 | 0 | 84.9906 | 16.7051 | 1837.8487 | 21.9803 | 2225.5817 | 0 | 0 | 0 | 324.4297 | 783.9651 | 0 | 0 | 0 | 0 | 0 | 0 | 0 | 0 | 54548.439 | 0 | 2729.3709 | 0 | 0 | 0 | 0 | 0 | 0 | 0 | 0 | 68340.3636 | 68340.3636 | 11062.8468 | 11062.8468 | 0 | 57277.5168 | 0 | 1927.8982 | 0 | 13058.1165 | 0 | 4097.7757 | 0 | 13058.1165 | 0 | 3639.4093 | 0 | 13058.1165 | 0 | 4309.582 | 0 | 13058.1165 | 0 | 14986.0147 | 17155.8922 | 16697.5258 | 17367.6985
228667 | 242.131 | 1220 | 3 | Standard Efficiency, No usage | Electric, 120% Usage | EnergyStar, 120% Usage | Electric, 120% Usage | None | 300-400% | None | None | Single-Family Detached | Single-Family Detached | Single-Family Detached | 1000-1499 | 0-1499 | 2 | Natural Gas | 100% Conditioned | Central AC | None | Natural Gas Fuel Furnace | None | 60000-69999 | 100% Incandescent | Vacant | 1960s | Natural Gas | Yes | 0 | 0 | 0 | 1010.8021 | 3081.6423 | 0 | 0 | 135.1058 | 0 | 0 | 0 | 0 | 0 | 0 | 0 | 0 | 21.9803 | 0 | 0 | 0 | 0 | 0 | 834.0803 | 0 | 0 | 0 | 0 | 0 | 0 | 0 | 0 | 10546.7486 | 0 | 951.3087 | 0 | 0 | 0 | 0 | 0 | 0 | 0 | 0 | 16581.6681 | 16581.6681 | 5083.3177 | 5083.3177 | 0 | 11498.0573 | 0 | 882.1156 | 0 | 2621.3226 | 0 | 1875.8503 | 0 | 2621.3226 | 0 | 1765.7203 | 0 | 2621.3226 | 0 | 2041.2038 | 0 | 2621.3226 | 0 | 3503.4382 | 4497.1729 | 4387.0429 | 4662.5263
228704 | 242.131 | 1675 | 2 | Standard Efficiency | Electric, 120% Usage | Standard, 120% Usage | Gas, 120% Usage | 290 Rated kWh, 120% Usage | 400%+ | None | 5 | Single-Family Attached | Single-Family Attached | Single-Family Attached | 1500-1999 | 1500-2499 | 2 | Natural Gas | 100% Conditioned | Central AC | None | Natural Gas Fuel Furnace | None | 70000-79999 | 100% Incandescent | Occupied | <1940 | Natural Gas | Yes | 67.9925 | 846.3893 | 31.6517 | 1058.2796 | 3170.7359 | 99.3511 | 0 | 461.0008 | 0 | 0 | 0 | 0 | 0 | 183.7556 | 0 | 1926.0631 | 16.412 | 3718.7788 | 0 | 0 | 0 | 31.9447 | 434.0383 | 0 | 0 | 0 | 0 | 0 | 0 | 0 | 0 | 32992.1826 | 0 | 5848.2332 | 0 | 0 | 937.2413 | 0 | 0 | 0 | 0 | 0 | 51823.7573 | 51823.7573 | 12046.3933 | 12046.3933 | 0 | 39777.6571 | 0 | 2046.3969 | 0 | 9068.4745 | 0 | 4389.0813 | 0 | 9068.4745 | 0 | 3888.1085 | 0 | 9068.4745 | 0 | 4687.38 | 0 | 9068.4745 | 0 | 11114.8714 | 13457.5558 | 12956.583 | 13755.8545
228806 | 242.131 | 2663 | 4 | Standard Efficiency | Electric, 100% Usage | EnergyStar, 100% Usage | Electric, 100% Usage | 290 Rated kWh, 100% Usage | 400%+ | None | None | Single-Family Detached | Single-Family Detached | Single-Family Detached | 2500-2999 | 2500-3999 | 2 | Natural Gas | None | None | None | Natural Gas Fuel Boiler | None | 200000+ | 100% CFL | Occupied | 1950s | Natural Gas | Yes | 67.9925 | 400.042 | 23.4457 | 0 | 0 | 91.1451 | 0 | 67.6994 | 0 | 0 | 0 | 0 | 0 | 58.3211 | 24.911 | 887.4192 | 21.9803 | 2692.1508 | 0 | 0 | 0 | 405.6104 | 868.0765 | 0 | 0 | 0 | 0 | 0 | 0 | 0 | 0 | 21551.2742 | 0 | 3690.0578 | 0 | 0 | 0 | 0 | 0 | 0 | 0 | 0 | 30849.8331 | 30849.8331 | 5608.5011 | 5608.5011 | 0 | 25241.332 | 0 | 943.3488 | 0 | 5754.4946 | 0 | 2105.3467 | 0 | 5754.4946 | 0 | 1849.7805 | 0 | 5754.4946 | 0 | 2254.5564 | 0 | 5754.4946 | 0 | 6697.8434 | 7859.8413 | 7604.2751 | 8009.051
228942 | 242.131 | 853 | 2 | None | Electric, 80% Usage | EnergyStar, 80% Usage | Electric, 80% Usage | None | 100-150% | 10 | None | 10 to 19 Unit | Multifamily with 5+ units, 1-3 stories | Multi-Family with 5+ Units | 750-999 | 0-1499 | 2 | Electricity | 100% Conditioned | Central AC | None | Electricity Electric Furnace | None | 20000-24999 | 100% LED | Occupied | 1970s | Electricity | No | 0 | 360.1843 | 21.1011 | 183.7556 | 1300.6494 | 0 | 0 | 221.2687 | 0 | 9308.5233 | 0 | 0 | 1392.0876 | 23.7388 | 0 | 298.0533 | 16.412 | 928.4491 | 0 | 0 | 0 | 345.5308 | 434.0383 | 0 | 0 | 0 | 0 | 0 | 0 | 0 | 0 | 0 | 0 | 0 | 0 | 0 | 0 | 0 | 0 | 0 | 0 | 0 | 14833.7922 | 14833.7922 | 14833.7922 | 14833.7922 | 0 | 0 | 0 | 2750.9837 | 0 | 0 | 0 | 6156.8238 | 0 | 0 | 0 | 5515.563 | 0 | 0 | 0 | 6760.8959 | 0 | 0 | 0 | 2750.9837 | 6156.8238 | 5515.563 | 6760.8959
228958 | 242.131 | 1690 | 3 | Standard Efficiency | Electric, 100% Usage | Standard, 100% Usage | Gas, 100% Usage | 318 Rated kWh, 100% Usage | 0-100% | None | None | Single-Family Detached | Single-Family Detached | Single-Family Detached | 1500-1999 | 1500-2499 | 2 | Natural Gas | 100% Conditioned | Central AC | None | Natural Gas Fuel Furnace | None | <10000 | 100% LED | Occupied | 1990s | Electricity | Yes | 67.9925 | 762.864 | 28.4279 | 215.7003 | 1811.1792 | 97.5927 | 319.7405 | 368.6834 | 0 | 0 | 0 | 0 | 2421.3532 | 30.7725 | 0 | 473.6028 | 21.9803 | 2382.6678 | 0 | 0 | 0 | 27.8418 | 434.0383 | 0 | 0 | 0 | 0 | 0 | 0 | 0 | 0 | 14638.3138 | 0 | 0 | 0 | 0 | 813.5653 | 0 | 0 | 0 | 0 | 0 | 24916.3162 | 24916.3162 | 9464.4371 | 9464.4371 | 0 | 15451.8791 | 0 | 1613.2008 | 0 | 3522.6954 | 0 | 3569.82 | 0 | 3522.6954 | 0 | 3147.9102 | 0 | 3522.6954 | 0 | 3771.5416 | 0 | 3522.6954 | 0 | 5135.8962 | 7092.5154 | 6670.6056 | 7294.237
228962 | 242.131 | 1690 | 3 | Standard Efficiency | Electric, 100% Usage | Standard, 100% Usage | Gas, 100% Usage | 290 Rated kWh, 100% Usage | 400%+ | None | None | Single-Family Detached | Single-Family Detached | Single-Family Detached | 1500-1999 | 1500-2499 | 1 | Natural Gas | 100% Conditioned | Central AC | None | Natural Gas Fuel Furnace | None | 80000-99999 | 100% Incandescent | Occupied | 1950s | Natural Gas | Yes | 67.9925 | 762.864 | 28.4279 | 462.4661 | 1927.5284 | 91.1451 | 0 | 381.8716 | 0 | 0 | 0 | 0 | 0 | 184.6348 | 0 | 1938.9582 | 21.9803 | 2382.6678 | 0 | 0 | 0 | 27.8418 | 914.0887 | 0 | 0 | 0 | 0 | 0 | 0 | 0 | 0 | 16125.9426 | 0 | 4057.862 | 472.4306 | 0 | 813.5653 | 0 | 0 | 0 | 0 | 0 | 30661.9746 | 30661.9746 | 9192.1741 | 9192.1741 | 0 | 21469.8004 | 0 | 1541.198 | 0 | 4894.6713 | 0 | 3378.3782 | 0 | 4894.6713 | 0 | 2985.8212 | 0 | 4894.6713 | 0 | 3579.3378 | 0 | 4894.6713 | 0 | 6435.8693 | 8273.0495 | 7880.4925 | 8474.009
228970 | 242.131 | 3301 | 5 | Standard Efficiency | Electric, 100% Usage | Standard, 100% Usage | Gas, 100% Usage | None | 400%+ | None | None | Single-Family Detached | Single-Family Detached | Single-Family Detached | 3000-3999 | 2500-3999 | 3 | Natural Gas | 100% Conditioned | Central AC | None | Natural Gas Fuel Furnace | None | 80000-99999 | 100% CFL | Occupied | 1940s | Natural Gas | Yes | 67.9925 | 525.7695 | 19.6358 | 672.305 | 5228.3879 | 0 | 0 | 1309.7346 | 0 | 0 | 0 | 0 | 0 | 66.2341 | 24.911 | 1062.6757 | 27.2556 | 2580.1977 | 0 | 0 | 0 | 23.1526 | 868.0765 | 0 | 0 | 0 | 0 | 0 | 0 | 0 | 0 | 60324.5768 | 0 | 2511.9121 | 0 | 0 | 679.6318 | 0 | 0 | 0 | 0 | 0 | 75992.7423 | 75992.7423 | 12476.3285 | 12476.3285 | 0 | 63516.4138 | 0 | 2207.5211 | 0 | 14480.4456 | 0 | 4670.4184 | 0 | 14480.4456 | 0 | 4145.4328 | 0 | 14480.4456 | 0 | 4931.1328 | 0 | 14480.4456 | 0 | 16687.9667 | 19150.864 | 18625.8785 | 19411.5785
229031 | 242.131 | 2631 | 3 | Standard Efficiency, No usage | Electric, 100% Usage | Standard, 100% Usage | Electric, 100% Usage | 318 Rated kWh, 100% Usage | 100-150% | None | 20 | Single-Family Attached | Single-Family Attached | Single-Family Attached | 2500-2999 | 2500-3999 | 2 | Natural Gas | 20% Conditioned | Room AC | None | Natural Gas Fuel Furnace | None | 15000-19999 | 100% CFL | Vacant | <1940 | Natural Gas | Yes | 0 | 0 | 0 | 0 | 533.3893 | 0 | 0 | 315.6375 | 0 | 0 | 0 | 0 | 0 | 0 | 0 | 0 | 21.9803 | 0 | 0 | 0 | 0 | 0 | 400.042 | 0 | 0 | 0 | 0 | 0 | 0 | 0 | 0 | 12665.9455 | 0 | 1444.8404 | 0 | 0 | 0 | 0 | 0 | 0 | 0 | 0 | 15381.8351 | 15381.8351 | 1271.0492 | 1271.0492 | 0 | 14110.7859 | 0 | 216.8471 | 0 | 3216.9855 | 0 | 478.1512 | 0 | 3216.9855 | 0 | 423.164 | 0 | 3216.9855 | 0 | 495.82 | 0 | 3216.9855 | 0 | 3433.8326 | 3695.1367 | 3640.1495 | 3712.8055
229042 | 242.131 | 1690 | 3 | Standard Efficiency | Electric, 80% Usage | EnergyStar, 80% Usage | Electric, 80% Usage | 318 Rated kWh, 80% Usage | 150-200% | None | None | Single-Family Detached | Single-Family Detached | Single-Family Detached | 1500-1999 | 1500-2499 | 2 | Natural Gas | 80% Conditioned | Room AC | None | Natural Gas Fuel Boiler | None | 25000-29999 | 100% LED | Occupied | 1960s | Natural Gas | Yes | 67.9925 | 320.0336 | 18.7565 | 0 | 2711.4935 | 77.9569 | 0 | 123.0898 | 0 | 0 | 0 | 0 | 0 | 30.7725 | 0 | 473.6028 | 21.9803 | 1191.3339 | 0 | 0 | 0 | 324.4297 | 434.0383 | 0 | 0 | 0 | 0 | 0 | 0 | 0 | 0 | 32587.7446 | 0 | 2649.6555 | 0 | 0 | 0 | 0 | 0 | 0 | 0 | 0 | 41032.8805 | 41032.8805 | 5795.7735 | 5795.7735 | 0 | 35237.107 | 0 | 999.9516 | 0 | 8033.3531 | 0 | 2141.1746 | 0 | 8033.3531 | 0 | 1902.8254 | 0 | 8033.3531 | 0 | 2234.4495 | 0 | 8033.3531 | 0 | 9033.3047 | 10174.5277 | 9936.1785 | 10267.8027
229066 | 242.131 | 2152 | 3 | Standard Efficiency | Electric, 120% Usage | EnergyStar, 120% Usage | Electric, 120% Usage | None | 400%+ | None | 20 | Single-Family Attached | Single-Family Attached | Single-Family Attached | 2000-2499 | 1500-2499 | 2 | Electricity | 100% Conditioned | Central AC | None | Electricity Baseboard | None | 100000-119999 | 100% CFL | Occupied | 1990s | Electricity | Yes | 67.9925 | 444.0027 | 25.7903 | 673.7704 | 2913.7126 | 0 | 319.7405 | 0 | 0 | 9340.4681 | 0 | 0 | 3529.1618 | 51.8736 | 0 | 747.0382 | 21.9803 | 3865.3143 | 0 | 0 | 0 | 467.4484 | 914.0887 | 0 | 0 | 0 | 0 | 0 | 0 | 0 | 0 | 0 | 0 | 0 | 0 | 0 | 0 | 0 | 0 | 0 | 0 | 0 | 23382.3822 | 23382.3822 | 23382.3822 | 23382.3822 | 0 | 0 | 0 | 4236.5632 | 0 | 0 | 0 | 9442.9286 | 0 | 0 | 0 | 8532.1392 | 0 | 0 | 0 | 10355.0144 | 0 | 0 | 0 | 4236.5632 | 9442.9286 | 8532.1392 | 10355.0144
229075 | 242.131 | 1202 | 3 | None | Gas, 120% Usage | EnergyStar, 120% Usage | Gas, 120% Usage | None | 400%+ | None | 5 | Single-Family Attached | Single-Family Attached | Single-Family Attached | 1000-1499 | 0-1499 | 1 | Natural Gas | 60% Conditioned | Room AC | None | Natural Gas Fuel Boiler | None | 80000-99999 | 100% LED | Occupied | 1980s | Natural Gas | Yes | 0 | 31.0655 | 20.2219 | 0 | 1509.316 | 0 | 319.7405 | 97.8857 | 0 | 0 | 0 | 0 | 0 | 26.6695 | 0 | 371.321 | 21.9803 | 3311.41 | 0 | 0 | 0 | 28.4279 | 727.1093 | 276.366 | 0 | 0 | 0 | 412.9371 | 0 | 0 | 0 | 14624.8325 | 0 | 3931.5484 | 0 | 0 | 833.7872 | 0 | 0 | 0 | 0 | 0 | 26544.326 | 26544.326 | 6741.5138 | 6741.5138 | 0 | 19802.8122 | 0 | 1141.3894 | 0 | 4514.6625 | 0 | 2512.1864 | 0 | 4514.6625 | 0 | 2219.0269 | 0 | 4514.6625 | 0 | 2650.2577 | 0 | 4514.6625 | 0 | 5656.0519 | 7026.8489 | 6733.6894 | 7164.9201
229091 | 242.131 | 8194 | 5 | Standard Efficiency | Electric, 100% Usage | Standard, 100% Usage | Electric, 100% Usage | 318 Rated kWh, 100% Usage | 400%+ | None | None | Single-Family Detached | Single-Family Detached | Single-Family Detached | 4000+ | 4000+ | 2 | Electricity | 100% Conditioned | Central AC | None | Electricity Electric Furnace | None | 200000+ | 100% CFL | Occupied | 1990s | Electricity | Yes | 67.9925 | 1474.1475 | 55.0974 | 611.6393 | 4333.0558 | 208.9597 | 0 | 470.086 | 0 | 20101.4516 | 0 | 0 | 4996.8617 | 127.4859 | 24.911 | 2406.1135 | 27.2556 | 5395.1453 | 0 | 0 | 0 | 603.1403 | 863.9735 | 0 | 0 | 0 | 0 | 0 | 0 | 0 | 0 | 0 | 0 | 0 | 0 | 0 | 0 | 0 | 0 | 0 | 0 | 0 | 41767.6097 | 41767.6097 | 41767.6097 | 41767.6097 | 0 | 0 | 0 | 6979.3151 | 0 | 0 | 0 | 16143.6668 | 0 | 0 | 0 | 14071.172 | 0 | 0 | 0 | 17191.0179 | 0 | 0 | 0 | 6979.3151 | 16143.6668 | 14071.172 | 17191.0179
229106 | 242.131 | 1138 | 2 | Standard Efficiency | None | None | Electric, 100% Usage | None | 400%+ | 183 | None | 50 or more Unit | Multifamily with 5+ units, 1-3 stories | Multi-Family with 5+ Units | 1000-1499 | 0-1499 | 2 | Electricity | 100% Conditioned | Heat Pump | None | Electricity ASHP | None | 200000+ | 100% Incandescent | Occupied | 1970s | Electricity | No | 67.9925 | 0 | 0 | 325.602 | 1373.038 | 0 | 0 | 65.6479 | 92.0243 | 716.2657 | 0 | 0 | 1643.5426 | 156.793 | 0 | 1465.0623 | 16.412 | 1776.3038 | 0 | 0 | 0 | 389.4915 | 434.0383 | 0 | 0 | 0 | 0 | 0 | 0 | 0 | 0 | 0 | 0 | 0 | 0 | 0 | 0 | 0 | 0 | 0 | 0 | 0 | 8522.5067 | 8522.5067 | 8522.5067 | 8522.5067 | 0 | 0 | 0 | 1493.4279 | 0 | 0 | 0 | 3305.3004 | 0 | 0 | 0 | 2906.0008 | 0 | 0 | 0 | 3495.3361 | 0 | 0 | 0 | 1493.4279 | 3305.3004 | 2906.0008 | 3495.3361
229123 | 242.131 | 2663 | 4 | Standard Efficiency | Electric, 100% Usage | EnergyStar, 100% Usage | Electric, 100% Usage | None | 400%+ | None | None | Single-Family Detached | Single-Family Detached | Single-Family Detached | 2500-2999 | 2500-3999 | 1 | Electricity | 100% Conditioned | Central AC | None | Electricity Electric Furnace | None | 120000-139999 | 100% CFL | Occupied | 2000s | Electricity | Yes | 67.9925 | 275.7799 | 16.1189 | 329.4119 | 1698.6399 | 0 | 0 | 169.102 | 0 | 8037.181 | 0 | 0 | 1190.1616 | 58.3211 | 24.911 | 887.4192 | 21.9803 | 2377.3925 | 0 | 0 | -6226.0018 | 339.6694 | 400.042 | 0 | 0 | 0 | 0 | 0 | 0 | 0 | 0 | 0 | 0 | 0 | 0 | 0 | 0 | 0 | 0 | 0 | 0 | 0 | 9667.8285 | 15894.1233 | 9667.8285 | 15894.1233 | 0 | 0 | 0 | 2060.7364 | 0 | 0 | 0 | 4665.4348 | 0 | 0 | 0 | 4034.6502 | 0 | 0 | 0 | 4838.1899 | 0 | 0 | 0 | 2060.7364 | 4665.4348 | 4034.6502 | 4838.1899
229130 | 242.131 | 3301 | 3 | Standard Efficiency | Gas, 80% Usage | EnergyStar, 80% Usage | Gas, 80% Usage | None | 400%+ | None | None | Single-Family Detached | Single-Family Detached | Single-Family Detached | 3000-3999 | 2500-3999 | 2 | Natural Gas | 100% Conditioned | Central AC | None | Natural Gas Fuel Furnace | None | 80000-99999 | 100% LED | Occupied | 2000s | Natural Gas | Yes | 67.9925 | 37.5131 | 24.618 | 1226.5024 | 3971.113 | 0 | 0 | 319.4475 | 0 | 0 | 0 | 0 | 0 | 44.2537 | 16.7051 | 811.5138 | 21.9803 | 1604.8572 | 0 | 0 | 0 | 25.7903 | 434.0383 | 0 | 0 | 0 | 0 | 498.2208 | 0 | 0 | 0 | 25173.9257 | 0 | 2470.296 | 0 | 0 | 757.8818 | 0 | 0 | 0 | 0 | 0 | 37506.6494 | 37506.6494 | 8606.325 | 8606.325 | 0 | 28900.3244 | 0 | 1553.5239 | 0 | 6588.6791 | 0 | 3297.3181 | 0 | 6588.6791 | 0 | 2936.6024 | 0 | 6588.6791 | 0 | 3395.5689 | 0 | 6588.6791 | 0 | 8142.203 | 9885.9972 | 9525.2815 | 9984.248
229194 | 242.131 | 3301 | 5 | Standard Efficiency | Electric, 100% Usage | EnergyStar, 100% Usage | Electric, 100% Usage | None | 400%+ | None | None | Single-Family Detached | Single-Family Detached | Single-Family Detached | 3000-3999 | 2500-3999 | 2 | Natural Gas | 100% Conditioned | Central AC | None | Natural Gas Fuel Furnace | None | 160000-179999 | 100% Incandescent | Occupied | 1950s | Natural Gas | Yes | 67.9925 | 400.042 | 23.4457 | 1579.9461 | 12907.7291 | 0 | 0 | 1505.7992 | 0 | 0 | 0 | 0 | 0 | 264.9362 | 0 | 3321.6675 | 27.2556 | 2894.956 | 0 | 0 | 0 | 405.6104 | 1111.0324 | 0 | 0 | 0 | 0 | 0 | 0 | 0 | 0 | 60546.7246 | 0 | 3566.3819 | 0 | 0 | 0 | 0 | 0 | 0 | 0 | 0 | 88623.2262 | 88623.2262 | 24510.4128 | 24510.4128 | 0 | 64112.8134 | 0 | 4313.7855 | 0 | 14616.4245 | 0 | 9148.8533 | 0 | 14616.4245 | 0 | 8141.9812 | 0 | 14616.4245 | 0 | 9530.2841 | 0 | 14616.4245 | 0 | 18930.2099 | 23765.2778 | 22758.4057 | 24146.7086
229236 | 242.131 | 617 | 1 | Standard Efficiency | Electric, 100% Usage | EnergyStar, 100% Usage | Gas, 100% Usage | None | 100-150% | 16 | None | 10 to 19 Unit | Multifamily with 5+ units, 1-3 stories | Multi-Family with 5+ Units | 500-749 | 0-1499 | 2 | Natural Gas | None | None | None | Natural Gas Fuel Boiler | None | 20000-24999 | 100% CFL | Occupied | 1970s | Natural Gas | Yes | 67.9925 | 369.8557 | 21.6873 | 0 | 0 | 0 | 0 | 50.9944 | 0 | 0 | 0 | 0 | 0 | 32.824 | 0 | 325.602 | 16.412 | 1566.4649 | 0 | 0 | 0 | 26.6695 | 434.0383 | 0 | 0 | 0 | 0 | 0 | 0 | 0 | 0 | 2180.7418 | 0 | 3367.9727 | 0 | 0 | 781.0344 | 0 | 0 | 0 | 0 | 0 | 9242.2893 | 9242.2893 | 2912.5403 | 2912.5403 | 0 | 6329.749 | 0 | 478.1508 | 0 | 1443.0397 | 0 | 1080.1196 | 0 | 1443.0397 | 0 | 949.2895 | 0 | 1443.0397 | 0 | 1151.1104 | 0 | 1443.0397 | 0 | 1921.1905 | 2523.1593 | 2392.3292 | 2594.1501
229329 | 242.131 | 1138 | 2 | Standard Efficiency | Electric, 100% Usage | Standard, 100% Usage | Electric, 100% Usage | None | 200-300% | 2 | None | 2 Unit | Multifamily with 2-4 Units | Multi-Family with 2 - 4 Units | 1000-1499 | 0-1499 | 2 | Electricity | 100% Conditioned | Heat Pump | None | Electricity ASHP | None | 40000-44999 | 100% CFL | Occupied | 1980s | Electricity | Yes | 67.9925 | 705.129 | 26.3764 | 676.408 | 2411.0957 | 0 | 0 | 230.6469 | 1231.1916 | 2930.4176 | 0 | 0 | 1919.9086 | 39.2715 | 0 | 468.6206 | 16.412 | 1374.2102 | 0 | 0 | 0 | 389.4915 | 434.0383 | 0 | 0 | 0 | 0 | 0 | 0 | 0 | 0 | 0 | 0 | 0 | 0 | 0 | 0 | 0 | 0 | 0 | 0 | 0 | 12921.5035 | 12921.5035 | 12921.5035 | 12921.5035 | 0 | 0 | 0 | 2272.9418 | 0 | 0 | 0 | 5145.2715 | 0 | 0 | 0 | 4504.0067 | 0 | 0 | 0 | 5370.4243 | 0 | 0 | 0 | 2272.9418 | 5145.2715 | 4504.0067 | 5370.4243
229353 | 242.131 | 1690 | 3 | None | Electric, 120% Usage | Standard, 120% Usage | Electric, 120% Usage | None | 400%+ | None | None | Single-Family Detached | Single-Family Detached | Single-Family Detached | 1500-1999 | 1500-2499 | 1 | Natural Gas | 40% Conditioned | Room AC | None | Natural Gas Fuel Boiler | None | 120000-139999 | 100% LED | Occupied | 1960s | Natural Gas | Yes | 0 | 915.261 | 34.2893 | 0 | 1981.1604 | 0 | 319.7405 | 104.3333 | 0 | 0 | 897.3836 | 886.54 | 0 | 30.7725 | 16.7051 | 473.6028 | 21.9803 | 4765.3356 | 0 | 0 | 0 | 486.498 | 868.0765 | 0 | 0 | 0 | 0 | 0 | 0 | 0 | 0 | 24962.0353 | 0 | 6293.1151 | 0 | 0 | 0 | 0 | 0 | 0 | 0 | 0 | 43057.4155 | 43057.4155 | 11802.2651 | 11802.2651 | 0 | 31255.1504 | 0 | 2013.1468 | 0 | 7125.5474 | 0 | 4419.2897 | 0 | 7125.5474 | 0 | 3901.0654 | 0 | 7125.5474 | 0 | 4678.837 | 0 | 7125.5474 | 0 | 9138.6942 | 11544.8371 | 11026.6128 | 11804.3845
229369 | 242.131 | 1202 | 3 | Standard Efficiency | Electric, 100% Usage | EnergyStar, 100% Usage | Gas, 100% Usage | 290 Rated kWh, 100% Usage | 400%+ | None | 144 | Single-Family Attached | Single-Family Attached | Single-Family Attached | 1000-1499 | 0-1499 | 1 | Natural Gas | 40% Conditioned | Room AC | None | Natural Gas Fuel Boiler | None | 120000-139999 | 100% CFL | Occupied | <1940 | Natural Gas | Yes | 67.9925 | 289.8473 | 16.9981 | 0 | 984.4257 | 60.3726 | 0 | 89.3867 | 0 | 0 | 0 | 0 | 0 | 40.1507 | 0 | 486.2049 | 21.9803 | 1655.8515 | 0 | 0 | 0 | 23.7388 | 434.0383 | 0 | 0 | 0 | 0 | 0 | 1233.5361 | 0 | 0 | 16793.5585 | 0 | 2834.5834 | 0 | 0 | 694.8715 | 0 | 0 | 0 | 0 | 0 | 25726.9508 | 25726.9508 | 4170.4013 | 4170.4013 | 0 | 21556.5495 | 0 | 731.0829 | 0 | 4914.4438 | 0 | 1585.8252 | 0 | 4914.4438 | 0 | 1401.2013 | 0 | 4914.4438 | 0 | 1677.3292 | 0 | 4914.4438 | 0 | 5645.5268 | 6500.269 | 6315.6451 | 6591.7731
229382 | 242.131 | 1220 | 2 | Standard Efficiency | Electric, 100% Usage | Standard, 100% Usage | Gas, 100% Usage | 290 Rated kWh, 100% Usage | 400%+ | None | None | Single-Family Detached | Single-Family Detached | Single-Family Detached | 1000-1499 | 0-1499 | 1 | Natural Gas | 100% Conditioned | Central AC | None | Natural Gas Fuel Furnace | None | 100000-119999 | 100% Incandescent | Occupied | 1960s | Natural Gas | Yes | 67.9925 | 762.864 | 28.4279 | 600.7957 | 2627.6752 | 91.1451 | 0 | 393.8875 | 0 | 0 | 834.9595 | 824.9951 | 0 | 160.896 | 99.9372 | 1535.3993 | 16.412 | 2233.2016 | 0 | 0 | 0 | 27.8418 | 434.0383 | 327.0673 | 0 | 0 | 0 | 0 | 0 | 0 | 0 | 15731.4689 | 0 | 4062.2581 | 0 | 0 | 813.5653 | 0 | 0 | 0 | 0 | 0 | 31675.1212 | 31675.1212 | 11067.829 | 11067.829 | 0 | 20607.2923 | 0 | 1907.4267 | 0 | 4698.0131 | 0 | 4165.1355 | 0 | 4698.0131 | 0 | 3681.4337 | 0 | 4698.0131 | 0 | 4388.762 | 0 | 4698.0131 | 0 | 6605.4398 | 8863.1486 | 8379.4468 | 9086.7751
229412 | 242.131 | 2176 | 3 | Standard Efficiency | Electric, 120% Usage | EnergyStar, 120% Usage | Electric, 120% Usage | 318 Rated kWh, 120% Usage | 400%+ | None | None | Single-Family Detached | Single-Family Detached | Single-Family Detached | 2000-2499 | 1500-2499 | 1 | Electricity | 100% Conditioned | Central AC | None | Electricity Electric Furnace | None | 70000-79999 | 100% CFL | Occupied | 2000s | Electricity | Yes | 67.9925 | 480.0504 | 28.1348 | 443.7096 | 1684.5725 | 117.2284 | 0 | 43.3745 | 0 | 4018.2974 | 0 | 0 | 3976.9744 | 52.1667 | 24.911 | 753.7788 | 21.9803 | 5074.5256 | 0 | 2135.3158 | 0 | 486.498 | 434.0383 | 376.8894 | 0 | 0 | 0 | 0 | 0 | 0 | 0 | 0 | 0 | 0 | 0 | 0 | 0 | 0 | 0 | 0 | 0 | 0 | 20220.4385 | 20220.4385 | 20220.4385 | 20220.4385 | 0 | 0 | 0 | 3368.0889 | 0 | 0 | 0 | 7716.2966 | 0 | 0 | 0 | 6757.3261 | 0 | 0 | 0 | 8180.0081 | 0 | 0 | 0 | 3368.0889 | 7716.2966 | 6757.3261 | 8180.0081
229416 | 242.131 | 3301 | 4 | Standard Efficiency | Electric, 80% Usage | EnergyStar, 80% Usage | Electric, 80% Usage | 318 Rated kWh, 80% Usage | 300-400% | None | None | Single-Family Detached | Single-Family Detached | Single-Family Detached | 3000-3999 | 2500-3999 | 2 | Electricity | 100% Conditioned | Central AC | None | Electricity Electric Furnace | None | 80000-99999 | 100% LED | Occupied | 1990s | Natural Gas | Yes | 67.9925 | 618.673 | 36.0477 | 720.9548 | 3821.0606 | 167.0505 | 319.7405 | 373.3725 | 0 | 23480.5611 | 0 | 0 | 0 | 44.2537 | 16.7051 | 811.5138 | 21.9803 | 1919.6155 | 0 | 0 | 0 | 482.6881 | 434.0383 | 604.6056 | 0 | 0 | 0 | 0 | 0 | 0 | 0 | 0 | 0 | 4381.9986 | 0 | 0 | 0 | 0 | 0 | 0 | 0 | 0 | 38322.8523 | 38322.8523 | 33940.8537 | 33940.8537 | 0 | 4381.9986 | 0 | 6163.2158 | 0 | 998.9859 | 0 | 14361.0016 | 0 | 998.9859 | 0 | 12474.6325 | 0 | 998.9859 | 0 | 14949.7677 | 0 | 998.9859 | 0 | 7162.2017 | 15359.9875 | 13473.6184 | 15948.7536
229460 | 242.131 | 2663 | 3 | Standard Efficiency | Electric, 120% Usage | Standard, 120% Usage | Electric, 120% Usage | 290 Rated kWh, 120% Usage | 400%+ | None | None | Single-Family Detached | Single-Family Detached | Single-Family Detached | 2500-2999 | 2500-3999 | 2 | Natural Gas | 100% Conditioned | Central AC | None | Natural Gas Fuel Furnace | None | 200000+ | 100% CFL | Occupied | 2000s | Natural Gas | Yes | 67.9925 | 2053.549 | 76.7846 | 942.5166 | 2800.001 | 275.7799 | 0 | 235.9222 | 0 | 0 | 0 | 0 | 0 | 58.3211 | 24.911 | 887.4192 | 21.9803 | 7902.3683 | 0 | 3555.5382 | 0 | 803.0147 | 434.0383 | 0 | 0 | 0 | 0 | 0 | 0 | 0 | 0 | 21070.0515 | 0 | 15787.7385 | 0 | 0 | 0 | 0 | 0 | 0 | 0 | 0 | 56997.634 | 56997.634 | 20139.8439 | 20139.8439 | 0 | 36857.79 | 0 | 3229.8594 | 0 | 8402.825 | 0 | 7220.6925 | 0 | 8402.825 | 0 | 6374.8289 | 0 | 8402.825 | 0 | 7672.4333 | 0 | 8402.825 | 0 | 11632.6843 | 15623.5174 | 14777.6539 | 16075.2583
229568 | 242.131 | 617 | 1 | Standard Efficiency | None | None | Electric, 120% Usage | 318 Rated kWh, 120% Usage | 100-150% | 67 | None | 50 or more Unit | Multifamily with 5+ units, 8+ stories | Multi-Family with 5+ Units | 500-749 | 0-1499 | 21 | Electricity | 100% Conditioned | Central AC | None | Electricity Electric Furnace | None | 25000-29999 | 100% CFL | Occupied | 1960s | Electricity | No | 67.9925 | 0 | 0 | 248.8173 | 1242.9144 | 163.8267 | 0 | 2.0515 | 0 | 782.2067 | 0 | 0 | 5623.7408 | 32.824 | 0 | 325.602 | 16.412 | 3913.6711 | 0 | 0 | 0 | 569.4371 | 434.0383 | 0 | 0 | 0 | 0 | 0 | 0 | 0 | 0 | 0 | 0 | 0 | 0 | 0 | 0 | 0 | 0 | 0 | 0 | 0 | 13423.5342 | 13423.5342 | 13423.5342 | 13423.5342 | 0 | 0 | 0 | 2208.0718 | 0 | 0 | 0 | 4992.1768 | 0 | 0 | 0 | 4382.8032 | 0 | 0 | 0 | 5327.4306 | 0 | 0 | 0 | 2208.0718 | 4992.1768 | 4382.8032 | 5327.4306
229612 | 242.131 | 1138 | 2 | None | None | None | Electric, 100% Usage | 290 Rated kWh, 100% Usage | 400%+ | 12 | None | 10 to 19 Unit | Multifamily with 5+ units, 4-7 stories | Multi-Family with 5+ Units | 1000-1499 | 0-1499 | 4 | Natural Gas | 100% Conditioned | Central AC | None | Natural Gas Fuel Furnace | None | 140000-159999 | 100% LED | Occupied | 2000s | Electricity | Yes | 0 | 0 | 0 | 298.0533 | 1269.5839 | 82.646 | 0 | 11.1367 | 0 | 0 | 0 | 0 | 1950.0949 | 26.0833 | 0 | 357.8398 | 16.412 | 1776.3038 | 0 | 0 | 0 | 389.4915 | 434.0383 | 0 | 0 | 0 | 0 | 0 | 0 | 0 | 0 | 3495.4587 | 0 | 0 | 0 | 0 | 0 | 0 | 0 | 0 | 0 | 0 | 10107.4351 | 10107.4351 | 6611.9764 | 6611.9764 | 0 | 3495.4587 | 0 | 1136.2956 | 0 | 796.872 | 0 | 2526.1017 | 0 | 796.872 | 0 | 2227.2188 | 0 | 796.872 | 0 | 2649.0602 | 0 | 796.872 | 0 | 1933.1676 | 3322.9737 | 3024.0908 | 3445.9322
229698 | 242.131 | 1138 | 3 | None | Gas, 100% Usage | Standard, 100% Usage | Electric, 100% Usage | 318 Rated kWh, 100% Usage | 400%+ | 116 | None | 50 or more Unit | Multifamily with 5+ units, 8+ stories | Multi-Family with 5+ Units | 1000-1499 | 0-1499 | 21 | Natural Gas | 100% Conditioned | Central AC | Heating and Cooling | Natural Gas Shared Heating | Fan Coil Heating and Cooling, Natural Gas | 70000-79999 | 100% Incandescent | Vacant | 1970s | Natural Gas | Yes | 0 | 0 | 0 | 10.2575 | 967.7207 | 0 | 0 | 102.5749 | 0 | 0 | 0 | 0 | 0 | 0 | 0 | 0 | 21.9803 | 0 | 0 | 0 | 0 | 0 | 434.0383 | 0 | 0 | 0 | 0 | 0 | 0 | 0 | 0 | 5089.1791 | 0 | 1611.3047 | 0 | 0 | 0 | 0 | 0 | 0 | 0 | 0 | 8236.4694 | 8236.4694 | 1536.2785 | 1536.2785 | 0 | 6700.4839 | 0 | 239.3362 | 0 | 1527.5399 | 0 | 502.9459 | 0 | 1527.5399 | 0 | 450.8241 | 0 | 1527.5399 | 0 | 532.58 | 0 | 1527.5399 | 0 | 1766.8761 | 2030.4858 | 1978.364 | 2060.1199
229805 | 242.131 | 2176 | 3 | Standard Efficiency | Electric, 120% Usage | EnergyStar, 120% Usage | Electric, 120% Usage | None | 400%+ | None | None | Single-Family Detached | Single-Family Detached | Single-Family Detached | 2000-2499 | 1500-2499 | 1 | Fuel Oil | 100% Conditioned | Central AC | None | Fuel Oil Fuel Furnace | None | 200000+ | 100% Incandescent | Occupied | 1970s | Electricity | Yes | 67.9925 | 480.0504 | 28.1348 | 1474.7336 | 6518.7798 | 0 | 319.7405 | 552.439 | 0 | 0 | 0 | 0 | 3861.5044 | 208.6666 | 0 | 2355.9983 | 21.9803 | 5074.5256 | 0 | 0 | 0 | 486.498 | 480.0504 | 0 | 0 | 42774.0157 | 0 | 0 | 0 | 0 | 0 | 0 | 0 | 0 | 0 | 0 | 0 | 0 | 0 | 0 | 0 | 0 | 64705.4031 | 64705.4031 | 21931.3874 | 21931.3874 | 42774.0157 | 0 | 0 | 3645.9727 | 12969.0554 | 0 | 0 | 7914.8616 | 12969.0554 | 0 | 0 | 7012.3584 | 12969.0554 | 0 | 0 | 8401.4846 | 12969.0554 | 0 | 0 | 16615.0282 | 20883.9171 | 19981.4139 | 21370.54
229907 | 242.131 | 2663 | 3 | Standard Efficiency | Electric, 80% Usage | EnergyStar, 80% Usage | Electric, 80% Usage | None | 400%+ | None | None | Single-Family Detached | Single-Family Detached | Single-Family Detached | 2500-2999 | 2500-3999 | 1 | Propane | 20% Conditioned | Room AC | None | Propane Fuel Wall/Floor Furnace | None | 120000-139999 | 100% CFL | Occupied | 1970s | Electricity | Yes | 67.9925 | 419.6778 | 24.618 | 0 | 498.807 | 0 | 319.7405 | 0 | 0 | 0 | 0 | 0 | 1496.4209 | 58.3211 | 24.911 | 887.4192 | 21.9803 | 1503.4546 | 0 | 0 | 0 | 377.1825 | 834.0803 | 0 | 0 | 0 | 0 | 0 | 0 | 0 | 0 | 0 | 0 | 0 | 0 | 0 | 0 | 0 | 0 | 37593.3984 | 0 | 0 | 44128.0041 | 44128.0041 | 6534.3126 | 6534.3126 | 0 | 0 | 37593.3984 | 1105.9104 | 0 | 0 | 10345.1705 | 2449.358 | 0 | 0 | 10345.1705 | 2157.073 | 0 | 0 | 10345.1705 | 2617.7995 | 0 | 0 | 10345.1705 | 11451.0809 | 12794.5285 | 12502.2436 | 12962.97
229993 | 242.131 | 1138 | 3 | None | Electric, 100% Usage | EnergyStar, 100% Usage | Electric, 100% Usage | 318 Rated kWh, 100% Usage | 400%+ | 12 | None | 10 to 19 Unit | Multifamily with 5+ units, 1-3 stories | Multi-Family with 5+ Units | 1000-1499 | 0-1499 | 3 | Electricity | 100% Conditioned | Central AC | None | Electricity Electric Furnace | None | 120000-139999 | 100% LED | Occupied | 1970s | Electricity | No | 0 | 529.2864 | 31.0655 | 576.1777 | 2904.9204 | 136.5711 | 0 | 138.9157 | 0 | 7007.6224 | 0 | 0 | 2955.9148 | 26.0833 | 0 | 357.8398 | 21.9803 | 2166.6744 | 0 | 0 | 0 | 474.4821 | 400.042 | 0 | 0 | 0 | 0 | 0 | 0 | 0 | 0 | 0 | 0 | 0 | 0 | 0 | 0 | 0 | 0 | 0 | 0 | 0 | 17727.2829 | 17727.2829 | 17727.2829 | 17727.2829 | 0 | 0 | 0 | 3107.6416 | 0 | 0 | 0 | 7060.803 | 0 | 0 | 0 | 6173.2384 | 0 | 0 | 0 | 7446.0993 | 0 | 0 | 0 | 3107.6416 | 7060.803 | 6173.2384 | 7446.0993
230005 | 242.131 | 3301 | 3 | None | Electric, 100% Usage | EnergyStar, 100% Usage | Propane, 100% Usage | None | 0-100% | None | None | Single-Family Detached | Single-Family Detached | Single-Family Detached | 3000-3999 | 2500-3999 | 2 | Fuel Oil | 60% Conditioned | Central AC | None | Fuel Oil Fuel Boiler | None | 10000-14999 | 100% LED | Occupied | 1950s | Electricity | Yes | 0 | 275.7799 | 16.1189 | 844.3378 | 3090.7275 | 0 | 319.7405 | 167.0505 | 0 | 0 | 0 | 0 | 1074.3985 | 44.2537 | 0 | 811.5138 | 21.9803 | 2580.1977 | 0 | 0 | 0 | 23.1526 | 480.0504 | 0 | 0 | 29555.6313 | 0 | 0 | 0 | 0 | 0 | 0 | 0 | 0 | 0 | 0 | 0 | 0 | 0 | 0 | 0 | 679.6318 | 39984.8584 | 39984.8584 | 9749.5953 | 9749.5953 | 29555.6313 | 0 | 679.6318 | 1676.8534 | 8961.2271 | 0 | 187.0565 | 3666.7663 | 8961.2271 | 0 | 187.0565 | 3401.8498 | 8961.2271 | 0 | 187.0565 | 3998.9089 | 8961.2271 | 0 | 187.0565 | 10825.137 | 12815.0499 | 12550.1334 | 13147.1925
230093 | 242.131 | 1202 | 2 | None | Electric, 100% Usage | Standard, 100% Usage | Electric, 100% Usage | 318 Rated kWh, 100% Usage | 400%+ | None | 6 | Single-Family Attached | Single-Family Attached | Single-Family Attached | 1000-1499 | 0-1499 | 2 | Natural Gas | 100% Conditioned | Central AC | None | Natural Gas Fuel Furnace | None | 70000-79999 | 100% Incandescent | Occupied | 1950s | Natural Gas | Yes | 0 | 705.129 | 26.3764 | 883.6093 | 2570.8194 | 88.5075 | 0 | 155.3277 | 0 | 0 | 0 | 0 | 0 | 160.0168 | 0 | 1519.8666 | 16.412 | 1786.8543 | 0 | 0 | 0 | 389.4915 | 868.0765 | 0 | 0 | 0 | 0 | 0 | 0 | 0 | 0 | 14080.5996 | 0 | 3769.7732 | 0 | 0 | 0 | 0 | 0 | 0 | 0 | 0 | 27020.8596 | 27020.8596 | 9170.4869 | 9170.4869 | 0 | 17850.3727 | 0 | 1650.4988 | 0 | 4069.5183 | 0 | 3576.0293 | 0 | 4069.5183 | 0 | 3163.301 | 0 | 4069.5183 | 0 | 3724.1825 | 0 | 4069.5183 | 0 | 5720.0171 | 7645.5475 | 7232.8193 | 7793.7008
230123 | 242.131 | 2176 | 4 | Standard Efficiency | Electric, 80% Usage | EnergyStar, 80% Usage | Electric, 80% Usage | 290 Rated kWh, 80% Usage | 400%+ | None | None | Single-Family Detached | Single-Family Detached | Single-Family Detached | 2000-2499 | 1500-2499 | 1 | Natural Gas | 40% Conditioned | Room AC | None | Natural Gas Fuel Wall/Floor Furnace | None | 100000-119999 | 100% CFL | Occupied | <1940 | Natural Gas | Yes | 67.9925 | 320.0336 | 18.7565 | 0 | 3498.3894 | 72.9747 | 0 | 0 | 0 | 0 | 0 | 0 | 0 | 52.1667 | 0 | 753.7788 | 21.9803 | 1268.7047 | 0 | 2135.3158 | 0 | 324.4297 | 480.0504 | 0 | 0 | 0 | 0 | 0 | 0 | 0 | 0 | 51041.5506 | 0 | 2751.9373 | 0 | 0 | 0 | 0 | 0 | 0 | 0 | 0 | 62807.7679 | 62807.7679 | 9014.28 | 9014.28 | 0 | 53793.488 | 0 | 1377.668 | 0 | 12263.8032 | 0 | 3041.4212 | 0 | 12263.8032 | 0 | 2702.5696 | 0 | 12263.8032 | 0 | 3232.4113 | 0 | 12263.8032 | 0 | 13641.4712 | 15305.2244 | 14966.3728 | 15496.2145
230136 | 242.131 | 1202 | 3 | Standard Efficiency | Gas, 80% Usage | EnergyStar, 80% Usage | Electric, 80% Usage | 290 Rated kWh, 80% Usage | 150-200% | None | 5 | Single-Family Attached | Single-Family Attached | Single-Family Attached | 1000-1499 | 0-1499 | 1 | Natural Gas | 100% Conditioned | Central AC | None | Natural Gas Fuel Furnace | None | 40000-44999 | 100% CFL | Occupied | <1940 | Electricity | Yes | 67.9925 | 37.8062 | 24.911 | 523.4249 | 3097.4681 | 101.9887 | 0 | 475.6543 | 0 | 0 | 0 | 0 | 1757.8403 | 40.1507 | 0 | 486.2049 | 21.9803 | 1024.5765 | 0 | 0 | 0 | 379.527 | 400.042 | 0 | 0 | 0 | 0 | 503.7892 | 0 | 0 | 0 | 19082.7366 | 0 | 0 | 0 | 0 | 0 | 0 | 0 | 0 | 0 | 0 | 28025.8003 | 28025.8003 | 8439.2745 | 8439.2745 | 0 | 19586.5258 | 0 | 1437.3394 | 0 | 4465.3565 | 0 | 3097.9837 | 0 | 4465.3565 | 0 | 2747.2307 | 0 | 4465.3565 | 0 | 3270.3071 | 0 | 4465.3565 | 0 | 5902.6959 | 7563.3402 | 7212.5872 | 7735.6636
230148 | 242.131 | 853 | 2 | Standard Efficiency | Electric, 120% Usage | Standard, 120% Usage | Electric, 120% Usage | None | 0-100% | 36 | None | 20 to 49 Unit | Multifamily with 5+ units, 4-7 stories | Multi-Family with 5+ Units | 750-999 | 0-1499 | 5 | Natural Gas | 80% Conditioned | Room AC | None | Natural Gas Fuel Furnace | None | 20000-24999 | 100% CFL | Occupied | <1940 | Natural Gas | No | 67.9925 | 1213.3142 | 45.426 | 0 | 1653.507 | 0 | 0 | 87.6282 | 0 | 0 | 0 | 0 | 0 | 35.7547 | 0 | 390.3707 | 16.412 | 4103.8742 | 0 | 0 | 0 | 569.4371 | 434.0383 | 0 | 0 | 0 | 0 | 0 | 0 | 0 | 0 | 3504.5439 | 0 | 8526.0236 | 0 | 0 | 0 | 0 | 0 | 0 | 0 | 0 | 20648.3222 | 20648.3222 | 8617.4617 | 8617.4617 | 0 | 12030.5674 | 0 | 1403.374 | 0 | 2742.7279 | 0 | 3124.5901 | 0 | 2742.7279 | 0 | 2758.3973 | 0 | 2742.7279 | 0 | 3324.6756 | 0 | 2742.7279 | 0 | 4146.1019 | 5867.318 | 5501.1252 | 6067.4035
230221 | 242.131 | 1138 | 2 | None | None | None | Gas, 80% Usage | None | 200-300% | 10 | None | 10 to 19 Unit | Multifamily with 5+ units, 1-3 stories | Multi-Family with 5+ Units | 1000-1499 | 0-1499 | 1 | Natural Gas | 100% Conditioned | Central AC | None | Natural Gas Fuel Furnace | None | 40000-44999 | 100% Incandescent | Occupied | 1950s | Electricity | No | 0 | 0 | 0 | 438.4343 | 2346.327 | 0 | 0 | 322.0851 | 0 | 0 | 0 | 0 | 1111.3255 | 156.793 | 0 | 1465.0623 | 16.412 | 888.2984 | 0 | 0 | 0 | 21.3942 | 434.0383 | 0 | 0 | 0 | 0 | 0 | 0 | 0 | 0 | 12865.2338 | 0 | 0 | 0 | 0 | 624.8275 | 0 | 0 | 0 | 0 | 0 | 20690.5245 | 20690.5245 | 7200.4631 | 7200.4631 | 0 | 13490.0614 | 0 | 1216.5216 | 0 | 3075.4592 | 0 | 2652.146 | 0 | 3075.4592 | 0 | 2348.3625 | 0 | 3075.4592 | 0 | 2789.936 | 0 | 3075.4592 | 0 | 4291.9808 | 5727.6052 | 5423.8217 | 5865.3952
230269 | 242.131 | 8194 | 4 | None | Electric, 100% Usage | EnergyStar, 100% Usage | Electric, 100% Usage | None | 400%+ | None | None | Single-Family Detached | Single-Family Detached | Single-Family Detached | 4000+ | 4000+ | 1 | Fuel Oil | 100% Conditioned | Central AC | None | Fuel Oil Fuel Furnace | None | 120000-139999 | 100% CFL | Occupied | 1960s | Electricity | Yes | 0 | 524.5972 | 30.7725 | 2739.9214 | 8808.8372 | 0 | 0 | 2405.8204 | 0 | 0 | 0 | 0 | 2954.7425 | 127.4859 | 0 | 2406.1135 | 21.9803 | 4765.6287 | 0 | 0 | 0 | 471.2583 | 914.0887 | 746.7451 | 0 | 94885.8619 | 0 | 0 | 0 | 0 | 0 | 0 | 0 | 0 | 0 | 0 | 0 | 0 | 0 | 0 | 0 | 0 | 121803.5605 | 121803.5605 | 26917.6986 | 26917.6986 | 94885.8619 | 0 | 0 | 4764.4912 | 28769.2385 | 0 | 0 | 10254.1395 | 28769.2385 | 0 | 0 | 9491.2403 | 28769.2385 | 0 | 0 | 11274.4665 | 28769.2385 | 0 | 0 | 33533.7297 | 39023.378 | 38260.4788 | 40043.705
230273 | 242.131 | 3301 | 5 | Standard Efficiency | Electric, 120% Usage | Standard, 120% Usage | Electric, 120% Usage | 290 Rated kWh, 120% Usage | 400%+ | None | None | Single-Family Detached | Single-Family Detached | Single-Family Detached | 3000-3999 | 2500-3999 | 2 | Natural Gas | 100% Conditioned | Central AC | None | Natural Gas Fuel Furnace | None | 140000-159999 | 100% LED | Occupied | 2000s | Natural Gas | Yes | 67.9925 | 915.261 | 34.2893 | 417.0401 | 2580.4908 | 109.3155 | 319.7405 | 560.938 | 0 | 0 | 0 | 0 | 0 | 44.2537 | 16.7051 | 811.5138 | 27.2556 | 5789.9121 | 0 | 0 | 0 | 486.498 | 400.042 | 0 | 0 | 0 | 0 | 0 | 0 | 0 | 0 | 26260.3402 | 0 | 6443.4605 | 0 | 0 | 0 | 0 | 0 | 0 | 0 | 0 | 45285.3417 | 45285.3417 | 12581.541 | 12581.541 | 0 | 32703.8007 | 0 | 2138.9139 | 0 | 7455.8012 | 0 | 4712.954 | 0 | 7455.8012 | 0 | 4164.1349 | 0 | 7455.8012 | 0 | 4943.6202 | 0 | 7455.8012 | 0 | 9594.7151 | 12168.7552 | 11619.9361 | 12399.4214
230315 | 242.131 | 2152 | 3 | None | Electric, 100% Usage | Standard, 100% Usage | Electric, 100% Usage | 290 Rated kWh, 100% Usage | 400%+ | None | 8 | Single-Family Attached | Single-Family Attached | Single-Family Attached | 2000-2499 | 1500-2499 | 1 | Natural Gas | 40% Conditioned | Room AC | None | Natural Gas Fuel Boiler | None | 200000+ | 100% CFL | Vacant | <1940 | Natural Gas | Yes | 0 | 0 | 0 | 0 | 1070.0025 | 0 | 0 | 14.6536 | 0 | 0 | 0 | 0 | 0 | 0 | 0 | 0 | 21.9803 | 0 | 0 | 0 | 0 | 0 | 727.1093 | 0 | 0 | 0 | 0 | 0 | 0 | 0 | 0 | 3834.835 | 0 | 1562.0688 | 0 | 0 | 0 | 0 | 0 | 0 | 0 | 0 | 7230.3564 | 7230.3564 | 1833.4526 | 1833.4526 | 0 | 5396.9038 | 0 | 329.3403 | 0 | 1230.372 | 0 | 681.5321 | 0 | 1230.372 | 0 | 610.1883 | 0 | 1230.372 | 0 | 701.3513 | 0 | 1230.372 | 0 | 1559.7123 | 1911.9041 | 1840.5604 | 1931.7234
230414 | 242.131 | 2663 | 4 | Standard Efficiency | None | EnergyStar, 100% Usage | Electric, 100% Usage | 318 Rated kWh, 100% Usage | 200-300% | None | None | Single-Family Detached | Single-Family Detached | Single-Family Detached | 2500-2999 | 2500-3999 | 2 | Fuel Oil | 100% Conditioned | Central AC | None | Fuel Oil Fuel Furnace | None | 50000-59999 | 100% Incandescent | Occupied | 1960s | Natural Gas | Yes | 67.9925 | 0 | 30.7725 | 1114.2562 | 7719.492 | 134.8127 | 319.7405 | 1134.7712 | 0 | 0 | 0 | 0 | 0 | 233.2846 | 99.9372 | 2773.9177 | 21.9803 | 3006.9092 | 0 | 0 | 0 | 471.2583 | 434.0383 | 0 | 0 | 45687.4352 | 0 | 0 | 0 | 0 | 0 | 0 | 0 | 4898.6829 | 0 | 0 | 0 | 0 | 0 | 0 | 0 | 0 | 68149.5743 | 68149.5743 | 17563.1631 | 17563.1631 | 45687.4352 | 4898.6829 | 0 | 3127.201 | 13852.3427 | 1116.8292 | 0 | 6690.2779 | 13852.3427 | 1116.8292 | 0 | 5943.9656 | 13852.3427 | 1116.8292 | 0 | 6926.8204 | 13852.3427 | 1116.8292 | 0 | 18096.3729 | 21659.4498 | 20913.1375 | 21895.9923
230423 | 242.131 | 8194 | 5 | None | Electric, 100% Usage | EnergyStar, 100% Usage | Gas, 100% Usage | 290 Rated kWh, 100% Usage | 400%+ | None | None | Single-Family Detached | Single-Family Detached | Single-Family Detached | 4000+ | 4000+ | 2 | Electricity | 60% Conditioned | Central AC | None | Electricity Electric Furnace | None | 160000-179999 | 100% LED | Occupied | 1960s | Electricity | Yes | 0 | 524.5972 | 30.7725 | 829.6842 | 5062.5097 | 125.7275 | 0 | 1132.1335 | 0 | 48251.514 | 0 | 0 | 3037.0955 | 84.9906 | 16.7051 | 1837.8487 | 27.2556 | 4765.6287 | 0 | 0 | 0 | 32.2378 | 868.0765 | 0 | 0 | 0 | 0 | 0 | 0 | 0 | 0 | 0 | 0 | 0 | 0 | 0 | 947.2057 | 0 | 0 | 0 | 0 | 0 | 67573.9828 | 67573.9828 | 66626.7771 | 66626.7771 | 0 | 947.2057 | 0 | 11653.8566 | 0 | 215.9435 | 0 | 27412.1173 | 0 | 215.9435 | 0 | 23789.6838 | 0 | 215.9435 | 0 | 28899.0902 | 0 | 215.9435 | 0 | 11869.8002 | 27628.0609 | 24005.6273 | 29115.0337
230476 | 242.131 | 1202 | 2 | Standard Efficiency | Electric, 100% Usage | EnergyStar, 100% Usage | Electric, 100% Usage | 290 Rated kWh, 100% Usage | 300-400% | None | 12 | Single-Family Attached | Single-Family Attached | Single-Family Attached | 1000-1499 | 0-1499 | 2 | Natural Gas | 100% Conditioned | Central AC | None | Natural Gas Fuel Furnace | None | 60000-69999 | 100% Incandescent | Occupied | 1940s | Natural Gas | Yes | 67.9925 | 369.8557 | 21.6873 | 249.1104 | 3626.1683 | 82.646 | 0 | 762.864 | 0 | 0 | 0 | 0 | 0 | 160.0168 | 0 | 1519.8666 | 16.412 | 1786.8543 | 0 | 0 | 0 | 389.4915 | 434.0383 | 0 | 0 | 0 | 0 | 0 | 0 | 0 | 0 | 35283.1192 | 0 | 3534.144 | 0 | 0 | 0 | 0 | 0 | 0 | 0 | 0 | 48304.5599 | 48304.5599 | 9487.2967 | 9487.2967 | 0 | 38817.2632 | 0 | 1658.1078 | 0 | 8849.5468 | 0 | 3550.9161 | 0 | 8849.5468 | 0 | 3148.8781 | 0 | 8849.5468 | 0 | 3739.9276 | 0 | 8849.5468 | 0 | 10507.6546 | 12400.4629 | 11998.4249 | 12589.4744
230531 | 242.131 | 2176 | 4 | Standard Efficiency, No usage | Electric, 80% Usage | EnergyStar, 80% Usage | Electric, 80% Usage | None | 400%+ | None | None | Single-Family Detached | Single-Family Detached | Single-Family Detached | 2000-2499 | 1500-2499 | 2 | Electricity | 100% Conditioned | Central AC | None | Electricity Baseboard | None | 180000-199999 | 100% Incandescent | Vacant | 1990s | Electricity | Yes | 0 | 0 | 0 | 705.4221 | 3123.5515 | 0 | 0 | 0 | 0 | 4816.33 | 0 | 0 | 335.2733 | 0 | 0 | 0 | 21.9803 | 0 | 0 | 0 | 0 | 0 | 1160.8545 | 0 | 0 | 0 | 0 | 0 | 0 | 0 | 0 | 0 | 0 | 0 | 0 | 0 | 0 | 0 | 0 | 0 | 0 | 0 | 10163.4116 | 10163.4116 | 10163.4116 | 10163.4116 | 0 | 0 | 0 | 1857.3796 | 0 | 0 | 0 | 4149.5451 | 0 | 0 | 0 | 3634.7985 | 0 | 0 | 0 | 4297.6258 | 0 | 0 | 0 | 1857.3796 | 4149.5451 | 3634.7985 | 4297.6258
230589 | 242.131 | 3301 | 5 | Standard Efficiency | Electric, 120% Usage | EnergyStar, 120% Usage | Gas, 120% Usage | None | 200-300% | None | None | Single-Family Detached | Single-Family Detached | Single-Family Detached | 3000-3999 | 2500-3999 | 2 | Natural Gas | None | None | None | Natural Gas Fuel Boiler | None | 60000-69999 | 100% Incandescent | Occupied | <1940 | Electricity | Yes | 67.9925 | 927.863 | 54.2181 | 0 | 0 | 0 | 0 | 116.9354 | 0 | 0 | 0 | 0 | 8373.3335 | 264.9362 | 99.9372 | 3321.6675 | 27.2556 | 7678.462 | 0 | 0 | 0 | 49.8221 | 1790.0781 | 0 | 0 | 0 | 0 | 0 | 0 | 0 | 0 | 48073.6199 | 0 | 0 | 0 | 0 | 1457.7355 | 0 | 0 | 0 | 0 | 0 | 72304.1498 | 72304.1498 | 22772.7944 | 22772.7944 | 0 | 49531.3554 | 0 | 3827.5485 | 0 | 11292.1081 | 0 | 8578.4183 | 0 | 11292.1081 | 0 | 7529.3485 | 0 | 11292.1081 | 0 | 9207.9981 | 0 | 11292.1081 | 0 | 15119.6566 | 19870.5264 | 18821.4566 | 20500.1063
230751 | 242.131 | 1690 | 3 | Standard Efficiency | Electric, 100% Usage | EnergyStar, 100% Usage | Electric, 100% Usage | 290 Rated kWh, 100% Usage | 400%+ | None | None | Single-Family Detached | Single-Family Detached | Single-Family Detached | 1500-1999 | 1500-2499 | 3 | Fuel Oil | 20% Conditioned | Room AC | None | Fuel Oil Fuel Boiler | None | 120000-139999 | 100% Incandescent | Occupied | 1940s | Electricity | Yes | 67.9925 | 648.8593 | 37.8062 | 0 | 1311.493 | 160.6029 | 0 | 185.2209 | 0 | 0 | 0 | 0 | 3754.2404 | 184.6348 | 0 | 1938.9582 | 21.9803 | 3012.1845 | 0 | 0 | 0 | 537.1993 | 400.042 | 0 | 0 | 37345.7534 | 0 | 0 | 0 | 0 | 0 | 0 | 0 | 0 | 0 | 0 | 0 | 0 | 0 | 0 | 0 | 0 | 49606.6747 | 49606.6747 | 12260.9213 | 12260.9213 | 37345.7534 | 0 | 0 | 2011.6903 | 11323.1447 | 0 | 0 | 4478.2236 | 11323.1447 | 0 | 0 | 3939.6262 | 11323.1447 | 0 | 0 | 4822.4063 | 11323.1447 | 0 | 0 | 13334.835 | 15801.3683 | 15262.7709 | 16145.551
230782 | 242.131 | 853 | 2 | None | Electric, 100% Usage | Standard, 100% Usage | Electric, 100% Usage | 318 Rated kWh, 100% Usage | 150-200% | 8 | None | 5 to 9 Unit | Multifamily with 5+ units, 1-3 stories | Multi-Family with 5+ Units | 750-999 | 0-1499 | 2 | Electricity | 100% Conditioned | Heat Pump | None | Electricity ASHP | None | 20000-24999 | 100% Incandescent | Occupied | 1980s | Electricity | No | 0 | 552.439 | 20.808 | 382.4577 | 1526.9003 | 64.7687 | 0 | 62.7172 | 464.8107 | 850.7853 | 0 | 0 | 1393.5529 | 142.7256 | 0 | 1220.3479 | 16.412 | 1466.5276 | 0 | 0 | 0 | 346.9961 | 480.0504 | 0 | 0 | 0 | 0 | 0 | 0 | 0 | 0 | 0 | 0 | 0 | 0 | 0 | 0 | 0 | 0 | 0 | 0 | 0 | 8992.0066 | 8992.0066 | 8992.0066 | 8992.0066 | 0 | 0 | 0 | 1516.7194 | 0 | 0 | 0 | 3417.2111 | 0 | 0 | 0 | 3004.9265 | 0 | 0 | 0 | 3575.3126 | 0 | 0 | 0 | 1516.7194 | 3417.2111 | 3004.9265 | 3575.3126
230837 | 242.131 | 2152 | 5 | None | Electric, 120% Usage | Standard, 120% Usage | Electric, 120% Usage | 318 Rated kWh, 120% Usage | 400%+ | None | 144 | Single-Family Attached | Single-Family Attached | Single-Family Attached | 2000-2499 | 1500-2499 | 1 | Electricity | 100% Conditioned | Heat Pump | None | Electricity ASHP | None | 180000-199999 | 100% CFL | Occupied | 1990s | Natural Gas | Yes | 0 | 1396.7767 | 52.1667 | 1089.6382 | 4007.7469 | 192.5477 | 0 | 421.1431 | 829.3911 | 4850.9124 | 0 | 0 | 0 | 51.8736 | 0 | 747.0382 | 27.2556 | 4651.9171 | 0 | 0 | 0 | 620.4315 | 727.1093 | 0 | 0 | 0 | 0 | 0 | 0 | 0 | 0 | 0 | 0 | 9335.7789 | 0 | 0 | 0 | 0 | 0 | 0 | 0 | 0 | 29001.4339 | 29001.4339 | 19665.948 | 19665.948 | 0 | 9335.7789 | 0 | 3424.6777 | 0 | 2128.3334 | 0 | 7717.9123 | 0 | 2128.3334 | 0 | 6772.6312 | 0 | 2128.3334 | 0 | 8075.4315 | 0 | 2128.3334 | 0 | 5553.0111 | 9846.2457 | 8900.9646 | 10203.7649
230952 | 242.131 | 8194 | 5 | Standard Efficiency | Gas, 120% Usage | EnergyStar, 120% Usage | Electric, 120% Usage | 318 Rated kWh, 120% Usage | 400%+ | None | None | Single-Family Detached | Single-Family Detached | Single-Family Detached | 4000+ | 4000+ | 2 | Natural Gas | 20% Conditioned | Room AC | None | Natural Gas Fuel Furnace | None | 120000-139999 | 100% CFL | Occupied | 1950s | Natural Gas | Yes | 67.9925 | 42.7884 | 28.1348 | 0 | 1147.6663 | 117.2284 | 0 | 1495.8347 | 0 | 0 | 0 | 0 | 0 | 127.4859 | 24.911 | 2406.1135 | 27.2556 | 8902.0338 | 0 | 0 | 0 | 486.498 | 434.0383 | 0 | 0 | 0 | 0 | 570.3163 | 0 | 0 | 0 | 69176.4954 | 0 | 6044.0047 | 0 | 0 | 0 | 0 | 0 | 0 | 0 | 0 | 91098.7975 | 91098.7975 | 15307.9812 | 15307.9812 | 0 | 75790.5233 | 0 | 2656.8774 | 0 | 17278.7082 | 0 | 5911.9143 | 0 | 17278.7082 | 0 | 5193.3832 | 0 | 17278.7082 | 0 | 6271.4888 | 0 | 17278.7082 | 0 | 19935.5856 | 23190.6225 | 22472.0914 | 23550.197
230989 | 242.131 | 2176 | 4 | Standard Efficiency | Electric, 100% Usage | EnergyStar, 100% Usage | Gas, 100% Usage | None | 400%+ | None | None | Single-Family Detached | Single-Family Detached | Single-Family Detached | 2000-2499 | 1500-2499 | 2 | Natural Gas | 100% Conditioned | Central AC | None | Natural Gas Fuel Furnace | None | 120000-139999 | 100% CFL | Occupied | 2000s | Electricity | Yes | 67.9925 | 400.042 | 23.4457 | 445.468 | 1876.5341 | 0 | 319.7405 | 453.3809 | 0 | 0 | 0 | 0 | 2125.0583 | 52.1667 | 24.911 | 753.7788 | 21.9803 | 2537.1163 | 0 | 0 | 0 | 27.8418 | 727.1093 | 0 | 0 | 0 | 0 | 0 | 0 | 0 | 0 | 27362.2874 | 0 | 0 | 0 | 0 | 813.5653 | 0 | 0 | 0 | 0 | 0 | 38032.4189 | 38032.4189 | 9856.5662 | 9856.5662 | 0 | 28175.5596 | 0 | 1708.8054 | 0 | 6423.464 | 0 | 3735.0987 | 0 | 6423.464 | 0 | 3446.0633 | 0 | 6423.464 | 0 | 4107.1093 | 0 | 6423.464 | 0 | 8132.2694 | 10158.5626 | 9869.5272 | 10530.5732
231073 | 242.131 | 853 | 1 | Standard Efficiency | None | EnergyStar, 100% Usage | Electric, 100% Usage | 318 Rated kWh, 100% Usage | 400%+ | 12 | None | 10 to 19 Unit | Multifamily with 5+ units, 1-3 stories | Multi-Family with 5+ Units | 750-999 | 0-1499 | 3 | Electricity | 100% Conditioned | Heat Pump | None | Electricity ASHP | None | 70000-79999 | 100% Incandescent | Occupied | 1990s | Natural Gas | No | 67.9925 | 0 | 16.9981 | 312.1207 | 1010.509 | 64.7687 | 319.7405 | 116.3492 | 673.1842 | 2132.3851 | 0 | 0 | 0 | 142.7256 | 0 | 1220.3479 | 16.412 | 1466.5276 | 0 | 0 | 0 | 346.9961 | 434.0383 | 0 | 0 | 0 | 0 | 0 | 0 | 0 | 0 | 0 | 0 | 2762.4879 | 0 | 0 | 0 | 0 | 0 | 0 | 0 | 0 | 11103.2906 | 11103.2906 | 8340.8027 | 8340.8027 | 0 | 2762.4879 | 0 | 1514.7241 | 0 | 629.7817 | 0 | 3380.5378 | 0 | 629.7817 | 0 | 2954.199 | 0 | 629.7817 | 0 | 3565.3036 | 0 | 629.7817 | 0 | 2144.5058 | 4010.3195 | 3583.9807 | 4195.0853
231136 | 242.131 | 617 | 2 | Standard Efficiency, No usage | Electric, 120% Usage | EnergyStar, 120% Usage | Electric, 120% Usage | None | 0-100% | 2 | None | 2 Unit | Multifamily with 2-4 Units | Multi-Family with 2 - 4 Units | 500-749 | 0-1499 | 2 | Natural Gas | 100% Conditioned | Central AC | None | Natural Gas Fuel Furnace | None | <10000 | 100% Incandescent | Vacant | 1960s | Electricity | Yes | 0 | 0 | 0 | 208.9597 | 885.9538 | 0 | 0 | 30.1863 | 0 | 0 | 0 | 0 | 332.3426 | 0 | 0 | 0 | 16.412 | 0 | 0 | 0 | 0 | 0 | 480.0504 | 0 | 0 | 0 | 0 | 0 | 0 | 0 | 0 | 4182.7103 | 0 | 0 | 0 | 0 | 0 | 0 | 0 | 0 | 0 | 0 | 6136.3221 | 6136.3221 | 1953.6118 | 1953.6118 | 0 | 4182.7103 | 0 | 331.8849 | 0 | 953.5922 | 0 | 701.4094 | 0 | 953.5922 | 0 | 624.6588 | 0 | 953.5922 | 0 | 741.5047 | 0 | 953.5922 | 0 | 1285.4771 | 1655.0016 | 1578.2511 | 1695.0969
231185 | 242.131 | 1138 | 2 | Standard Efficiency, No usage | Electric, 100% Usage | Standard, 100% Usage | Gas, 100% Usage | None | 400%+ | 20 | None | 20 to 49 Unit | Multifamily with 5+ units, 1-3 stories | Multi-Family with 5+ Units | 1000-1499 | 0-1499 | 3 | Electricity | 100% Conditioned | Heat Pump | None | Electricity ASHP | None | 100000-119999 | 100% LED | Vacant | 2000s | Electricity | Yes | 0 | 0 | 0 | 267.2808 | 1146.7871 | 0 | 0 | 120.4522 | 84.1114 | 1136.2365 | 0 | 0 | 358.4259 | 0 | 0 | 0 | 16.412 | 0 | 0 | 0 | 0 | 0 | 434.0383 | 0 | 0 | 0 | 0 | 0 | 0 | 0 | 0 | 0 | 0 | 0 | 0 | 0 | 0 | 0 | 0 | 0 | 0 | 0 | 3564.0373 | 3564.0373 | 3564.0373 | 3564.0373 | 0 | 0 | 0 | 618.3961 | 0 | 0 | 0 | 1380.1949 | 0 | 0 | 0 | 1213.9728 | 0 | 0 | 0 | 1433.8536 | 0 | 0 | 0 | 618.3961 | 1380.1949 | 1213.9728 | 1433.8536
231205 | 242.131 | 853 | 2 | Standard Efficiency, No usage | Electric, 80% Usage | EnergyStar, 80% Usage | Electric, 80% Usage | None | 0-100% | 10 | None | 10 to 19 Unit | Multifamily with 5+ units, 1-3 stories | Multi-Family with 5+ Units | 750-999 | 0-1499 | 2 | Natural Gas | 100% Conditioned | Central AC | None | Natural Gas Fuel Furnace | None | 10000-14999 | 100% CFL | Vacant | 1980s | Electricity | Yes | 0 | 0 | 0 | 108.1432 | 802.7217 | 0 | 0 | 1.1723 | 0 | 0 | 0 | 0 | 208.9597 | 0 | 0 | 0 | 16.412 | 0 | 0 | 0 | 0 | 0 | 434.0383 | 0 | 0 | 0 | 0 | 0 | 0 | 0 | 0 | 142.4325 | 0 | 0 | 0 | 0 | 0 | 0 | 0 | 0 | 0 | 0 | 1713.8796 | 1713.8796 | 1571.4471 | 1571.4471 | 0 | 142.4325 | 0 | 274.7228 | 0 | 32.4436 | 0 | 589.0908 | 0 | 32.4436 | 0 | 523.6688 | 0 | 32.4436 | 0 | 610.9681 | 0 | 32.4436 | 0 | 307.1664 | 621.5345 | 556.1124 | 643.4117
231226 | 242.131 | 1220 | 3 | Standard Efficiency | Electric, 100% Usage | Standard, 100% Usage | Electric, 100% Usage | None | 400%+ | None | None | Single-Family Detached | Single-Family Detached | Single-Family Detached | 1000-1499 | 0-1499 | 1 | Electricity | 100% Conditioned | Heat Pump | None | Electricity ASHP | None | 80000-99999 | 100% CFL | Occupied | 2000s | Electricity | Yes | 67.9925 | 762.864 | 28.4279 | 629.8097 | 2487.5872 | 0 | 0 | 105.2125 | 76.4915 | 1176.0942 | 0 | 0 | 2264.2671 | 40.1507 | 0 | 491.1871 | 21.9803 | 2233.2016 | 0 | 0 | 0 | 405.6104 | 1836.0903 | 0 | 0 | 0 | 0 | 0 | 0 | 0 | 0 | 0 | 0 | 0 | 0 | 0 | 0 | 0 | 0 | 0 | 0 | 0 | 12626.9671 | 12626.9671 | 12626.9671 | 12626.9671 | 0 | 0 | 0 | 2226.0281 | 0 | 0 | 0 | 4944.0185 | 0 | 0 | 0 | 4352.2242 | 0 | 0 | 0 | 5152.1861 | 0 | 0 | 0 | 2226.0281 | 4944.0185 | 4352.2242 | 5152.1861
231290 | 242.131 | 1138 | 2 | None | None | None | Electric, 100% Usage | 290 Rated kWh, 100% Usage | 400%+ | 19 | None | 10 to 19 Unit | Multifamily with 5+ units, 1-3 stories | Multi-Family with 5+ Units | 1000-1499 | 0-1499 | 2 | Natural Gas | None | None | None | Natural Gas Fuel Furnace | None | 100000-119999 | 100% Incandescent | Occupied | 1980s | Natural Gas | Yes | 0 | 0 | 0 | 0 | 0 | 127.779 | 0 | 277.5383 | 0 | 0 | 0 | 0 | 0 | 156.793 | 0 | 1465.0623 | 16.412 | 2166.6744 | 0 | 0 | 0 | 474.4821 | 480.0504 | 381.8716 | 0 | 0 | 0 | 0 | 0 | 0 | 0 | 11747.4608 | 0 | 3978.1467 | 0 | 0 | 0 | 0 | 0 | 0 | 0 | 0 | 21272.2705 | 21272.2705 | 5546.6631 | 5546.6631 | 0 | 15725.6075 | 0 | 957.2745 | 0 | 3585.1315 | 0 | 2138.3828 | 0 | 3585.1315 | 0 | 1876.0916 | 0 | 3585.1315 | 0 | 2285.4569 | 0 | 3585.1315 | 0 | 4542.406 | 5723.5143 | 5461.2231 | 5870.5884
231345 | 242.131 | 1220 | 3 | Standard Efficiency | Electric, 100% Usage | Standard, 100% Usage | Gas, 100% Usage | None | 400%+ | None | None | Single-Family Detached | Single-Family Detached | Single-Family Detached | 1000-1499 | 0-1499 | 1 | Natural Gas | 40% Conditioned | Room AC | None | Natural Gas Fuel Wall/Floor Furnace | None | 160000-179999 | 100% CFL | Occupied | 1950s | Natural Gas | Yes | 67.9925 | 999.9585 | 37.5131 | 0 | 1619.5107 | 0 | 319.7405 | 0 | 0 | 0 | 0 | 0 | 0 | 40.1507 | 0 | 491.1871 | 21.9803 | 2547.9599 | 0 | 0 | 0 | 32.2378 | 868.0765 | 0 | 0 | 0 | 0 | 0 | 0 | 0 | 0 | 13013.8209 | 0 | 4892.8215 | 0 | 0 | 947.2057 | 0 | 0 | 0 | 0 | 0 | 25900.4489 | 25900.4489 | 7046.3077 | 7046.3077 | 0 | 18854.1411 | 0 | 1195.5697 | 0 | 4298.3474 | 0 | 2636.3732 | 0 | 4298.3474 | 0 | 2328.4221 | 0 | 4298.3474 | 0 | 2777.9244 | 0 | 4298.3474 | 0 | 5493.9171 | 6934.7206 | 6626.7695 | 7076.2719
231432 | 242.131 | 885 | 3 | None | Electric, 100% Usage | EnergyStar, 100% Usage | Gas, 100% Usage | 318 Rated kWh, 100% Usage | 400%+ | None | None | Single-Family Detached | Single-Family Detached | Single-Family Detached | 750-999 | 0-1499 | 1 | Electricity | 100% Conditioned | Central AC | None | Electricity Baseboard | None | 70000-79999 | 100% CFL | Occupied | 1940s | Electricity | Yes | 0 | 400.042 | 23.4457 | 291.0196 | 1586.6868 | 97.5927 | 319.7405 | 0 | 0 | 11748.34 | 0 | 0 | 2222.651 | 36.0477 | 24.911 | 399.1628 | 21.9803 | 2126.8168 | 0 | 0 | 0 | 27.8418 | 400.042 | 0 | 0 | 0 | 0 | 0 | 0 | 0 | 0 | 0 | 0 | 0 | 0 | 0 | 813.5653 | 0 | 0 | 0 | 0 | 0 | 20539.8859 | 20539.8859 | 19726.3207 | 19726.3207 | 0 | 813.5653 | 0 | 3499.6906 | 0 | 185.4562 | 0 | 8064.8624 | 0 | 185.4562 | 0 | 7022.1406 | 0 | 185.4562 | 0 | 8520.6687 | 0 | 185.4562 | 0 | 3685.1468 | 8250.3186 | 7207.5968 | 8706.1249
231476 | 242.131 | 3301 | 4 | Standard Efficiency | Electric, 80% Usage | EnergyStar, 80% Usage | Electric, 80% Usage | None | 400%+ | None | None | Single-Family Detached | Single-Family Detached | Single-Family Detached | 3000-3999 | 2500-3999 | 2 | Electricity | 100% Conditioned | Heat Pump | None | Electricity ASHP | None | 140000-159999 | 100% LED | Occupied | 2010s | Electricity | Yes | 67.9925 | 519.0289 | 30.1863 | 627.7582 | 2013.6913 | 0 | 0 | 72.0955 | 346.1169 | 1258.4472 | 0 | 0 | 2018.6735 | 44.2537 | 16.7051 | 811.5138 | 21.9803 | 1762.2363 | 0 | 0 | 0 | 429.9353 | 914.0887 | 0 | 0 | 0 | 0 | 0 | 0 | 0 | 0 | 0 | 0 | 0 | 0 | 0 | 0 | 0 | 0 | 0 | 0 | 0 | 10954.7035 | 10954.7035 | 10954.7035 | 10954.7035 | 0 | 0 | 0 | 1886.952 | 0 | 0 | 0 | 4189.5959 | 0 | 0 | 0 | 3683.5411 | 0 | 0 | 0 | 4413.5259 | 0 | 0 | 0 | 1886.952 | 4189.5959 | 3683.5411 | 4413.5259
231520 | 242.131 | 1220 | 3 | Standard Efficiency | Electric, 80% Usage | EnergyStar, 80% Usage | Electric, 80% Usage | 290 Rated kWh, 80% Usage | 0-100% | None | None | Single-Family Detached | Single-Family Detached | Single-Family Detached | 1000-1499 | 0-1499 | 2 | Natural Gas | 100% Conditioned | Central AC | None | Natural Gas Fuel Wall/Floor Furnace | None | <10000 | 100% LED | Occupied | 1960s | Electricity | Yes | 67.9925 | 519.0289 | 30.1863 | 581.453 | 2420.767 | 128.3651 | 319.7405 | 0 | 0 | 0 | 0 | 0 | 2201.8429 | 26.9625 | 0 | 375.131 | 21.9803 | 1431.3591 | 0 | 0 | 0 | 429.9353 | 960.1008 | 0 | 0 | 0 | 0 | 0 | 0 | 0 | 0 | 23868.2941 | 0 | 0 | 0 | 0 | 0 | 0 | 0 | 0 | 0 | 0 | 33382.8464 | 33382.8464 | 9514.5523 | 9514.5523 | 0 | 23868.2941 | 0 | 1634.6834 | 0 | 5441.4592 | 0 | 3600.5341 | 0 | 5441.4592 | 0 | 3328.8781 | 0 | 5441.4592 | 0 | 3922.7698 | 0 | 5441.4592 | 0 | 7076.1426 | 9041.9933 | 8770.3373 | 9364.229
231591 | 242.131 | 2590 | 3 | Standard Efficiency | Electric, 100% Usage | EnergyStar, 100% Usage | Gas, 100% Usage | None | 400%+ | 12 | None | 10 to 19 Unit | Multifamily with 5+ units, 1-3 stories | Multi-Family with 5+ Units | 2500-2999 | 2500-3999 | 3 | Electricity | 100% Conditioned | Heat Pump | None | Electricity ASHP | None | 200000+ | 100% Incandescent | Occupied | 2000s | Electricity | Yes | 67.9925 | 610.7601 | 35.7547 | 835.2525 | 3158.4269 | 0 | 0 | 119.573 | 91.4382 | 1410.5511 | 0 | 0 | 3435.6722 | 229.4746 | 0 | 2711.4935 | 21.9803 | 2946.8296 | 0 | 0 | 0 | 35.4616 | 434.0383 | 0 | 0 | 0 | 0 | 0 | 0 | 0 | 0 | 0 | 0 | 0 | 0 | 0 | 1039.8162 | 0 | 0 | 0 | 0 | 0 | 17183.9291 | 17183.9291 | 16144.113 | 16144.113 | 0 | 1039.8162 | 0 | 2752.5917 | 0 | 237.0501 | 0 | 6093.583 | 0 | 237.0501 | 0 | 5361.269 | 0 | 237.0501 | 0 | 6492.264 | 0 | 237.0501 | 0 | 2989.6418 | 6330.6331 | 5598.3191 | 6729.3141
231610 | 242.131 | 853 | 2 | Standard Efficiency | None | None | Electric, 100% Usage | 318 Rated kWh, 100% Usage | 200-300% | 8 | None | 5 to 9 Unit | Multifamily with 5+ units, 1-3 stories | Multi-Family with 5+ Units | 750-999 | 0-1499 | 3 | Electricity | 100% Conditioned | Heat Pump | None | Electricity ASHP | None | 45000-49999 | 100% CFL | Occupied | 1940s | Electricity | No | 67.9925 | 0 | 0 | 407.3688 | 1344.0239 | 88.5075 | 0 | 236.5084 | 770.4838 | 3963.2001 | 0 | 0 | 1942.182 | 35.7547 | 0 | 390.3707 | 16.412 | 1661.713 | 0 | 0 | 0 | 389.4915 | 434.0383 | 0 | 0 | 0 | 0 | 0 | 0 | 0 | 0 | 0 | 0 | 0 | 0 | 0 | 0 | 0 | 0 | 0 | 0 | 0 | 11748.34 | 11748.34 | 11748.34 | 11748.34 | 0 | 0 | 0 | 2085.9343 | 0 | 0 | 0 | 4743.5651 | 0 | 0 | 0 | 4143.4756 | 0 | 0 | 0 | 4986.4911 | 0 | 0 | 0 | 2085.9343 | 4743.5651 | 4143.4756 | 4986.4911
231651 | 242.131 | 1675 | 2 | None | Electric, 100% Usage | EnergyStar, 100% Usage | Propane, 100% Usage | None | 200-300% | None | 16 | Single-Family Attached | Single-Family Attached | Single-Family Attached | 1500-1999 | 1500-2499 | 2 | Fuel Oil | 100% Conditioned | Central AC | None | Fuel Oil Fuel Boiler | None | 40000-44999 | 100% LED | Occupied | <1940 | Natural Gas | Yes | 0 | 369.8557 | 21.6873 | 841.9932 | 3578.1047 | 0 | 0 | 191.9616 | 0 | 0 | 0 | 0 | 0 | 30.4794 | 0 | 470.6721 | 16.412 | 1859.5359 | 0 | 0 | 0 | 26.6695 | 480.0504 | 0 | 0 | 18957.8883 | 0 | 0 | 0 | 0 | 0 | 0 | 0 | 3662.5092 | 0 | 0 | 0 | 0 | 0 | 0 | 0 | 781.0344 | 31289.1466 | 31289.1466 | 7887.4217 | 7887.4217 | 18957.8883 | 3662.5092 | 781.0344 | 1347.2809 | 5748.0427 | 835.0055 | 214.9288 | 2863.9106 | 5748.0427 | 835.0055 | 214.9288 | 2548.193 | 5748.0427 | 835.0055 | 214.9288 | 3015.0938 | 5748.0427 | 835.0055 | 214.9288 | 8145.258 | 9661.8876 | 9346.1701 | 9813.0709
231659 | 242.131 | 1220 | 1 | Standard Efficiency | Electric, 120% Usage | EnergyStar, 120% Usage | Electric, 120% Usage | None | 400%+ | None | None | Single-Family Detached | Single-Family Detached | Single-Family Detached | 1000-1499 | 0-1499 | 2 | Electricity | 100% Conditioned | Heat Pump | None | Electricity ASHP | None | 60000-69999 | 100% Incandescent | Occupied | <1940 | Electricity | Yes | 67.9925 | 330.8772 | 19.3427 | 562.6965 | 1910.5303 | 0 | 0 | 444.2957 | 2721.751 | 7496.1718 | 691.3547 | 682.8556 | 2000.2101 | 160.896 | 0 | 1535.3993 | 16.412 | 3836.8864 | 0 | 0 | 0 | 407.3688 | 1206.8667 | 0 | 0 | 0 | 0 | 0 | 0 | 0 | 0 | 0 | 0 | 0 | 0 | 0 | 0 | 0 | 0 | 0 | 0 | 0 | 24092.2004 | 24092.2004 | 24092.2004 | 24092.2004 | 0 | 0 | 0 | 4311.4114 | 0 | 0 | 0 | 9784.4705 | 0 | 0 | 0 | 8538.2563 | 0 | 0 | 0 | 10300.7552 | 0 | 0 | 0 | 4311.4114 | 9784.4705 | 8538.2563 | 10300.7552
231672 | 242.131 | 1220 | 1 | None | Electric, 100% Usage | EnergyStar, 100% Usage | Electric, 100% Usage | 290 Rated kWh, 100% Usage | 400%+ | None | None | Mobile Home | Mobile Home | Mobile Home | 1000-1499 | 0-1499 | 1 | Other Fuel | 60% Conditioned | Room AC | None | None | None | 50000-59999 | 100% Incandescent | Occupied | 1970s | Other Fuel | Yes | 0 | 0 | 0 | 0 | 1384.7608 | 0 | 0 | 0 | 0 | 0 | 0 | 0 | 0 | 160.896 | 0 | 1535.3993 | 16.412 | 1990.8318 | 0 | 0 | 0 | 339.6694 | 434.0383 | 0 | 0 | 0 | 0 | 0 | 0 | 0 | 0 | 0 | 0 | 0 | 0 | 0 | 0 | 0 | 0 | 0 | 0 | 0 | 5862.0075 | 5862.0075 | 5862.0075 | 5862.0075 | 0 | 0 | 0 | 1024.7033 | 0 | 0 | 0 | 2209.4652 | 0 | 0 | 0 | 2038.8718 | 0 | 0 | 0 | 2458.1958 | 0 | 0 | 0 | 1024.7033 | 2209.4652 | 2038.8718 | 2458.1958
231697 | 242.131 | 1138 | 1 | Standard Efficiency | Electric, 120% Usage | Standard, 120% Usage | Gas, 120% Usage | 290 Rated kWh, 120% Usage | 400%+ | 183 | None | 50 or more Unit | Multifamily with 5+ units, 1-3 stories | Multi-Family with 5+ Units | 1000-1499 | 0-1499 | 3 | Natural Gas | 100% Conditioned | Central AC | None | Natural Gas Fuel Furnace | None | 100000-119999 | 100% LED | Occupied | 1970s | Natural Gas | Yes | 67.9925 | 662.9268 | 24.911 | 267.5739 | 1709.1905 | 72.3886 | 0 | 106.6779 | 0 | 0 | 0 | 0 | 0 | 26.0833 | 0 | 357.8398 | 16.412 | 3162.5299 | 0 | 0 | 0 | 28.4279 | 434.0383 | 0 | 0 | 0 | 0 | 0 | 0 | 0 | 0 | 5171.8252 | 0 | 4012.7291 | 0 | 0 | 833.7872 | 0 | 0 | 0 | 0 | 0 | 16955.3337 | 16955.3337 | 6936.9922 | 6936.9922 | 0 | 10018.3415 | 0 | 1218.7909 | 0 | 2283.9505 | 0 | 2657.3945 | 0 | 2283.9505 | 0 | 2347.8635 | 0 | 2283.9505 | 0 | 2787.4626 | 0 | 2283.9505 | 0 | 3502.7414 | 4941.345 | 4631.814 | 5071.4131
231739 | 242.131 | 1220 | 2 | Standard Efficiency | Electric, 100% Usage | EnergyStar, 100% Usage | Electric, 100% Usage | None | 150-200% | None | None | Single-Family Detached | Single-Family Detached | Single-Family Detached | 1000-1499 | 0-1499 | 1 | Natural Gas | 100% Conditioned | Central AC | None | Natural Gas Fuel Furnace | None | 25000-29999 | 100% LED | Occupied | 1960s | Electricity | Yes | 67.9925 | 400.042 | 23.4457 | 442.5373 | 1625.0791 | 0 | 319.7405 | 260.5402 | 0 | 0 | 0 | 0 | 1973.2475 | 26.9625 | 0 | 375.131 | 16.412 | 2233.2016 | 0 | 0 | 0 | 405.6104 | 434.0383 | 0 | 0 | 0 | 0 | 0 | 0 | 0 | 0 | 14785.7286 | 0 | 0 | 0 | 0 | 0 | 0 | 0 | 0 | 0 | 0 | 23389.709 | 23389.709 | 8603.9805 | 8603.9805 | 0 | 14785.7286 | 0 | 1450.9386 | 0 | 3370.8613 | 0 | 3180.2445 | 0 | 3370.8613 | 0 | 2810.3744 | 0 | 3370.8613 | 0 | 3372.2225 | 0 | 3370.8613 | 0 | 4821.7998 | 6551.1058 | 6181.2357 | 6743.0838
231796 | 242.131 | 617 | 1 | Standard Efficiency | None | None | Electric, 100% Usage | 318 Rated kWh, 100% Usage | 100-150% | 16 | None | 10 to 19 Unit | Multifamily with 5+ units, 1-3 stories | Multi-Family with 5+ Units | 500-749 | 0-1499 | 2 | Electricity | 100% Conditioned | Room AC | Heating Only | Electricity Shared Heating | Boiler Baseboards Heating Only, Electricity | 10000-14999 | 100% Incandescent | Occupied | 1960s | Electricity | No | 67.9925 | 0 | 0 | 0 | 1587.8591 | 64.7687 | 0 | 111.9531 | 0 | 5990.9588 | 0 | 0 | 1315.303 | 130.7097 | 0 | 1017.8358 | 16.412 | 1371.2795 | 0 | 0 | 0 | 346.9961 | 434.0383 | 0 | 0 | 0 | 0 | 0 | 0 | 0 | 0 | 0 | 0 | 0 | 0 | 0 | 0 | 0 | 0 | 0 | 0 | 0 | 12456.1066 | 12456.1066 | 12456.1066 | 12456.1066 | 0 | 0 | 0 | 2186.9407 | 0 | 0 | 0 | 5003.1792 | 0 | 0 | 0 | 4367.269 | 0 | 0 | 0 | 5291.2176 | 0 | 0 | 0 | 2186.9407 | 5003.1792 | 4367.269 | 5291.2176
231855 | 242.131 | 1220 | 2 | None | Electric, 120% Usage | EnergyStar, 120% Usage | Gas, 120% Usage | None | 400%+ | None | None | Single-Family Detached | Single-Family Detached | Single-Family Detached | 1000-1499 | 0-1499 | 1 | Natural Gas | None | None | None | Natural Gas Fuel Boiler | None | 100000-119999 | 100% CFL | Occupied | 1950s | Natural Gas | Yes | 0 | 330.8772 | 19.3427 | 0 | 0 | 0 | 319.7405 | 155.6207 | 0 | 0 | 0 | 0 | 0 | 40.1507 | 0 | 491.1871 | 16.412 | 3836.8864 | 0 | 0 | 0 | 27.8418 | 727.1093 | 0 | 0 | 0 | 0 | 0 | 0 | 0 | 0 | 27029.3586 | 0 | 3342.1825 | 0 | 0 | 815.6168 | 0 | 0 | 0 | 0 | 0 | 37152.6195 | 37152.6195 | 5965.1686 | 5965.1686 | 0 | 31187.451 | 0 | 996.5343 | 0 | 7110.0999 | 0 | 2251.8861 | 0 | 7110.0999 | 0 | 1980.6456 | 0 | 7110.0999 | 0 | 2379.5038 | 0 | 7110.0999 | 0 | 8106.6341 | 9361.9859 | 9090.7454 | 9489.6037
231890 | 242.131 | 333 | 2 | None | None | None | Electric, 80% Usage | None | 0-100% | 30 | None | 20 to 49 Unit | Multifamily with 5+ units, 1-3 stories | Multi-Family with 5+ Units | 0-499 | 0-1499 | 3 | Natural Gas | 100% Conditioned | Central AC | None | Natural Gas Fuel Furnace | None | 15000-19999 | 100% CFL | Occupied | 1990s | Natural Gas | Yes | 0 | 0 | 0 | 446.3472 | 2014.8636 | 0 | 319.7405 | 75.0262 | 0 | 0 | 0 | 0 | 0 | 29.3071 | 0 | 247.6451 | 16.412 | 823.5297 | 0 | 0 | 0 | 345.5308 | 434.0383 | 0 | 0 | 0 | 0 | 0 | 0 | 0 | 0 | 5432.6584 | 0 | 2870.3381 | 407.9549 | 0 | 0 | 0 | 0 | 0 | 0 | 0 | 13463.3919 | 13463.3919 | 4752.4405 | 4752.4405 | 0 | 8710.9514 | 0 | 802.7587 | 0 | 1985.9245 | 0 | 1743.6803 | 0 | 1985.9245 | 0 | 1548.0572 | 0 | 1985.9245 | 0 | 1823.552 | 0 | 1985.9245 | 0 | 2788.6832 | 3729.6047 | 3533.9817 | 3809.4765
231989 | 242.131 | 853 | 1 | Standard Efficiency | Electric, 100% Usage | Standard, 100% Usage | Electric, 100% Usage | 318 Rated kWh, 100% Usage | 100-150% | 116 | None | 50 or more Unit | Multifamily with 5+ units, 4-7 stories | Multi-Family with 5+ Units | 750-999 | 0-1499 | 6 | Natural Gas | 100% Conditioned | Central AC | None | Natural Gas Fuel Furnace | None | 15000-19999 | 100% CFL | Occupied | 1960s | Electricity | No | 67.9925 | 552.439 | 20.808 | 434.6244 | 1708.6043 | 64.7687 | 0 | 27.2556 | 0 | 0 | 0 | 0 | 1398.2421 | 35.7547 | 0 | 390.3707 | 16.412 | 1466.5276 | 0 | 0 | 0 | 346.9961 | 480.0504 | 0 | 0 | 0 | 0 | 0 | 1152.3554 | 0 | 0 | 6315.9746 | 0 | 0 | 0 | 0 | 0 | 0 | 0 | 0 | 0 | 0 | 14478.8831 | 14478.8831 | 7010.26 | 7010.26 | 0 | 7468.3301 | 0 | 1100.5362 | 0 | 1702.6374 | 0 | 2451.7343 | 0 | 1702.6374 | 0 | 2169.3772 | 0 | 1702.6374 | 0 | 2617.6584 | 0 | 1702.6374 | 0 | 2803.1736 | 4154.3718 | 3872.0146 | 4320.2959
232053 | 242.131 | 8194 | 5 | Standard Efficiency | Electric, 100% Usage | EnergyStar, 100% Usage | Propane, 100% Usage | 318 Rated kWh, 100% Usage | 400%+ | None | None | Single-Family Detached | Single-Family Detached | Single-Family Detached | 4000+ | 4000+ | 2 | Fuel Oil | <10% Conditioned | Room AC | None | Fuel Oil Fuel Boiler | None | 100000-119999 | 100% Incandescent | Occupied | 1960s | Propane | Yes | 67.9925 | 524.5972 | 30.7725 | 0 | 625.4137 | 134.8127 | 319.7405 | 175.2565 | 0 | 0 | 0 | 0 | 0 | 509.6506 | 99.9372 | 7521.669 | 27.2556 | 4765.6287 | 0 | 0 | 0 | 32.2378 | 1206.8667 | 746.7451 | 0 | 39745.7124 | 0 | 0 | 0 | 0 | 0 | 0 | 0 | 0 | 0 | 0 | 0 | 0 | 0 | 0 | 4937.9545 | 947.2057 | 62419.7418 | 62419.7418 | 16788.8693 | 16788.8693 | 39745.7124 | 0 | 5885.1602 | 2874.1881 | 12050.8071 | 0 | 1619.5325 | 6397.1456 | 12050.8071 | 0 | 1619.5325 | 5620.1927 | 12050.8071 | 0 | 1619.5325 | 6834.8242 | 12050.8071 | 0 | 1619.5325 | 16544.5277 | 20067.4853 | 19290.5323 | 20505.1638
232125 | 242.131 | 2176 | 2 | None | Electric, 80% Usage | EnergyStar, 80% Usage | Electric, 80% Usage | None | 400%+ | None | None | Single-Family Detached | Single-Family Detached | Single-Family Detached | 2000-2499 | 1500-2499 | 1 | Electricity | 100% Conditioned | Central AC | None | Electricity Electric Furnace | None | 70000-79999 | 100% Incandescent | Occupied | 1970s | Electricity | Yes | 0 | 320.0336 | 18.7565 | 691.0616 | 3211.7659 | 0 | 319.7405 | 412.9371 | 0 | 32995.6995 | 0 | 0 | 1227.9678 | 208.6666 | 99.9372 | 2355.9983 | 16.412 | 1268.7047 | 0 | 0 | 0 | 324.4297 | 434.0383 | 376.8894 | 0 | 0 | 0 | 0 | 0 | 0 | 0 | 0 | 0 | 0 | 0 | 0 | 0 | 0 | 0 | 0 | 0 | 0 | 44283.6248 | 44283.6248 | 44283.6248 | 44283.6248 | 0 | 0 | 0 | 8248.35 | 0 | 0 | 0 | 18495.6072 | 0 | 0 | 0 | 16545.2407 | 0 | 0 | 0 | 20253.0046 | 0 | 0 | 0 | 8248.35 | 18495.6072 | 16545.2407 | 20253.0046
232190 | 242.131 | 2176 | 3 | None | Electric, 80% Usage | Standard, 80% Usage | Electric, 80% Usage | 290 Rated kWh, 80% Usage | 400%+ | None | None | Single-Family Detached | Single-Family Detached | Single-Family Detached | 2000-2499 | 1500-2499 | 1 | Electricity | 100% Conditioned | Heat Pump | None | Electricity ASHP | None | 140000-159999 | 100% LED | Occupied | 2000s | Electricity | Yes | 0 | 610.174 | 22.8595 | 528.4071 | 1669.3328 | 72.9747 | 319.7405 | 182.8763 | 818.2544 | 3205.6114 | 0 | 0 | 1430.4799 | 34.8755 | 16.7051 | 575.5916 | 21.9803 | 1268.7047 | 0 | 2135.3158 | 0 | 324.4297 | 914.0887 | 0 | 0 | 0 | 0 | 0 | 0 | 0 | 0 | 0 | 0 | 0 | 0 | 0 | 0 | 0 | 0 | 0 | 0 | 0 | 14151.8158 | 14151.8158 | 14151.8158 | 14151.8158 | 0 | 0 | 0 | 2317.1966 | 0 | 0 | 0 | 5322.2433 | 0 | 0 | 0 | 4662.6229 | 0 | 0 | 0 | 5630.8603 | 0 | 0 | 0 | 2317.1966 | 5322.2433 | 4662.6229 | 5630.8603
232197 | 242.131 | 853 | 1 | Standard Efficiency | None | None | Electric, 120% Usage | 318 Rated kWh, 120% Usage | 400%+ | 20 | None | 20 to 49 Unit | Multifamily with 5+ units, 8+ stories | Multi-Family with 5+ Units | 750-999 | 0-1499 | 15 | Electricity | 100% Conditioned | Heat Pump | Heating and Cooling | Electricity Shared Heating | Fan Coil Heating and Cooling, Electricity | 80000-99999 | 100% Incandescent | Occupied | 1960s | Electricity | No | 67.9925 | 0 | 0 | 39.2715 | 3135.8604 | 77.6638 | 0 | 158.5514 | 0 | 5677.3728 | 0 | 0 | 2056.1866 | 142.7256 | 0 | 1220.3479 | 16.412 | 2933.0553 | 0 | 0 | 0 | 416.454 | 434.0383 | 0 | 0 | 0 | 0 | 0 | 0 | 0 | 0 | 0 | 0 | 0 | 0 | 0 | 0 | 0 | 0 | 0 | 0 | 0 | 16375.346 | 16375.346 | 16375.346 | 16375.346 | 0 | 0 | 0 | 2848.2652 | 0 | 0 | 0 | 6426.7085 | 0 | 0 | 0 | 5633.8009 | 0 | 0 | 0 | 6787.6002 | 0 | 0 | 0 | 2848.2652 | 6426.7085 | 5633.8009 | 6787.6002
232248 | 242.131 | 1220 | 2 | Standard Efficiency | Gas, 120% Usage | EnergyStar, 120% Usage | None | None | 400%+ | None | None | Single-Family Detached | Single-Family Detached | Single-Family Detached | 1000-1499 | 0-1499 | 1 | Natural Gas | 20% Conditioned | Room AC | None | Natural Gas Fuel Boiler | None | 200000+ | 100% Incandescent | Occupied | 1960s | Natural Gas | Yes | 67.9925 | 42.7884 | 28.1348 | 0 | 477.7058 | 0 | 0 | 131.5889 | 0 | 0 | 0 | 0 | 0 | 160.896 | 0 | 1535.3993 | 16.412 | 4466.4031 | 0 | 1853.3814 | 0 | 0 | 960.1008 | 0 | 0 | 0 | 0 | 570.3163 | 0 | 719.1964 | 0 | 22815.5828 | 0 | 5837.0965 | 0 | 0 | 0 | 0 | 0 | 0 | 0 | 0 | 39683.2882 | 39683.2882 | 9741.0962 | 9741.0962 | 0 | 29942.192 | 0 | 1541.4883 | 0 | 6826.1787 | 0 | 3498.0232 | 0 | 6826.1787 | 0 | 3077.4405 | 0 | 6826.1787 | 0 | 3742.8682 | 0 | 6826.1787 | 0 | 8367.667 | 10324.2019 | 9903.6192 | 10569.047
232380 | 242.131 | 2176 | 4 | Standard Efficiency | Electric, 120% Usage | EnergyStar, 120% Usage | Electric, 120% Usage | 318 Rated kWh, 120% Usage | 400%+ | None | None | Single-Family Detached | Single-Family Detached | Single-Family Detached | 2000-2499 | 1500-2499 | 2 | Natural Gas | 100% Conditioned | Central AC | None | Natural Gas Fuel Furnace | None | 100000-119999 | 100% CFL | Occupied | 1970s | Electricity | Yes | 67.9925 | 778.6898 | 45.426 | 735.3153 | 3718.7788 | 206.322 | 0 | 1064.4341 | 0 | 0 | 0 | 0 | 6761.7357 | 52.1667 | 24.911 | 753.7788 | 21.9803 | 6333.5589 | 0 | 0 | 0 | 644.7564 | 400.042 | 0 | 0 | 0 | 0 | 0 | 2186.3102 | 0 | 0 | 45056.7463 | 0 | 0 | 0 | 0 | 0 | 0 | 0 | 0 | 0 | 0 | 68852.3588 | 68852.3588 | 21609.5953 | 21609.5953 | 0 | 47243.0565 | 0 | 3613.9233 | 0 | 10770.4125 | 0 | 8010.1419 | 0 | 10770.4125 | 0 | 7064.2172 | 0 | 10770.4125 | 0 | 8498.8341 | 0 | 10770.4125 | 0 | 14384.3358 | 18780.5544 | 17834.6297 | 19269.2466
232462 | 242.131 | 853 | 1 | Standard Efficiency | Electric, 100% Usage | EnergyStar, 100% Usage | Electric, 100% Usage | 290 Rated kWh, 100% Usage | 400%+ | 30 | None | 20 to 49 Unit | Multifamily with 5+ units, 1-3 stories | Multi-Family with 5+ Units | 750-999 | 0-1499 | 3 | Other Fuel | 100% Conditioned | Central AC | None | None | None | 70000-79999 | 100% CFL | Occupied | 1970s | Natural Gas | Yes | 67.9925 | 369.8557 | 21.6873 | 400.6282 | 2301.7802 | 82.646 | 0 | 0 | 0 | 0 | 0 | 0 | 0 | 35.7547 | 0 | 390.3707 | 16.412 | 1661.713 | 0 | 0 | 0 | 389.4915 | 434.0383 | 0 | 0 | 0 | 0 | 0 | 0 | 0 | 0 | 0 | 0 | 2906.0927 | 0 | 0 | 0 | 0 | 0 | 0 | 0 | 0 | 9078.1695 | 9078.1695 | 6172.3698 | 6172.3698 | 0 | 2906.0927 | 0 | 1044.7861 | 0 | 662.5157 | 0 | 2285.9631 | 0 | 662.5157 | 0 | 2029.8141 | 0 | 662.5157 | 0 | 2360.457 | 0 | 662.5157 | 0 | 1707.3017 | 2948.4788 | 2692.3297 | 3022.9727
232483 | 242.131 | 2663 | 4 | Standard Efficiency | Electric, 100% Usage | EnergyStar, 100% Usage | Electric, 100% Usage | None | 400%+ | None | None | Single-Family Detached | Single-Family Detached | Single-Family Detached | 2500-2999 | 2500-3999 | 2 | Natural Gas | 100% Conditioned | Central AC | None | Natural Gas Fuel Furnace | None | 160000-179999 | 100% Incandescent | Occupied | 1990s | Natural Gas | Yes | 67.9925 | 400.042 | 23.4457 | 286.3304 | 3363.2836 | 0 | 319.7405 | 470.3791 | 0 | 0 | 0 | 0 | 0 | 233.2846 | 99.9372 | 2773.9177 | 21.9803 | 2692.1508 | 0 | 0 | 0 | 405.6104 | 434.0383 | 0 | 0 | 0 | 0 | 0 | 0 | 0 | 0 | 21666.1581 | 0 | 3712.6243 | 0 | 0 | 0 | 0 | 0 | 0 | 0 | 0 | 36971.2086 | 36971.2086 | 11592.1331 | 11592.1331 | 0 | 25378.7824 | 0 | 1975.6143 | 0 | 5785.8587 | 0 | 4302.4094 | 0 | 5785.8587 | 0 | 3805.2871 | 0 | 5785.8587 | 0 | 4541.8485 | 0 | 5785.8587 | 0 | 7761.473 | 10088.2681 | 9591.1458 | 10327.7072
232571 | 242.131 | 617 | 1 | Standard Efficiency | None | None | Electric, 80% Usage | None | 0-100% | 16 | None | 10 to 19 Unit | Multifamily with 5+ units, 1-3 stories | Multi-Family with 5+ Units | 500-749 | 0-1499 | 1 | Electricity | 40% Conditioned | Room AC | None | Electricity Baseboard | None | <10000 | 100% CFL | Occupied | 1970s | Natural Gas | No | 67.9925 | 0 | 0 | 0 | 293.9503 | 0 | 0 | 0 | 0 | 2508.1022 | 0 | 0 | 0 | 32.824 | 0 | 325.602 | 16.412 | 685.7863 | 0 | 0 | 0 | 277.5383 | 434.0383 | 0 | 0 | 0 | 0 | 0 | 0 | 0 | 0 | 0 | 0 | 2140.005 | 0 | 0 | 0 | 0 | 0 | 0 | 0 | 0 | 6782.2507 | 6782.2507 | 4642.2457 | 4642.2457 | 0 | 2140.005 | 0 | 823.3863 | 0 | 487.8654 | 0 | 1860.381 | 0 | 487.8654 | 0 | 1677.6563 | 0 | 487.8654 | 0 | 2035.5928 | 0 | 487.8654 | 0 | 1311.2516 | 2348.2463 | 2165.5216 | 2523.4582
232610 | 242.131 | 617 | 2 | Standard Efficiency | None | Standard, 100% Usage | Gas, 100% Usage | None | 300-400% | None | 8 | Single-Family Attached | Single-Family Attached | Single-Family Attached | 500-749 | 0-1499 | 2 | Natural Gas | 40% Conditioned | Room AC | None | Natural Gas Fuel Boiler | None | 50000-59999 | 100% CFL | Occupied | <1940 | Natural Gas | Yes | 67.9925 | 0 | 26.3764 | 0 | 854.0091 | 0 | 319.7405 | 102.5749 | 0 | 0 | 0 | 0 | 0 | 32.824 | 0 | 325.602 | 16.412 | 1696.8815 | 0 | 0 | 0 | 26.6695 | 480.0504 | 282.2274 | 0 | 0 | 0 | 0 | 0 | 0 | 0 | 11471.0948 | 0 | 3609.1702 | 0 | 0 | 781.0344 | 0 | 0 | 0 | 0 | 0 | 20092.3664 | 20092.3664 | 4231.3601 | 4231.3601 | 0 | 15861.0063 | 0 | 725.3223 | 0 | 3615.9976 | 0 | 1591.9632 | 0 | 3615.9976 | 0 | 1405.1861 | 0 | 3615.9976 | 0 | 1683.88 | 0 | 3615.9976 | 0 | 4341.3199 | 5207.9607 | 5021.1836 | 5299.8776
232630 | 242.131 | 1138 | 2 | None | Gas, 100% Usage | Standard, 100% Usage | Electric, 100% Usage | None | 300-400% | 183 | None | 50 or more Unit | Multifamily with 5+ units, 4-7 stories | Multi-Family with 5+ Units | 1000-1499 | 0-1499 | 4 | Natural Gas | 100% Conditioned | Central AC | None | Natural Gas Fuel Furnace | None | 60000-69999 | 100% Incandescent | Occupied | 2010s | Electricity | Yes | 0 | 63.0103 | 26.3764 | 444.5888 | 1661.4199 | 0 | 0 | 112.2462 | 0 | 0 | 0 | 0 | 2039.4816 | 156.793 | 0 | 1465.0623 | 16.412 | 1776.3038 | 0 | 0 | 0 | 389.4915 | 434.0383 | 0 | 0 | 0 | 0 | 837.5971 | 0 | 0 | 0 | 7638.6044 | 0 | 0 | 0 | 0 | 0 | 0 | 0 | 0 | 0 | 0 | 17061.4254 | 17061.4254 | 8585.517 | 8585.517 | 0 | 8475.9084 | 0 | 1462.3605 | 0 | 1932.3602 | 0 | 3174.8744 | 0 | 1932.3602 | 0 | 2801.963 | 0 | 1932.3602 | 0 | 3415.1527 | 0 | 1932.3602 | 0 | 3394.7207 | 5107.2346 | 4734.3232 | 5347.5129
232759 | 242.131 | 2663 | 5 | None | Electric, 80% Usage | EnergyStar, 80% Usage | Electric, 80% Usage | 318 Rated kWh, 80% Usage | 400%+ | None | None | Single-Family Detached | Single-Family Detached | Single-Family Detached | 2500-2999 | 2500-3999 | 2 | Electricity | 100% Conditioned | Heat Pump | None | Electricity ASHP | None | 140000-159999 | 100% LED | Occupied | 2000s | Electricity | Yes | 0 | 718.0241 | 41.9092 | 598.4511 | 1702.4498 | 196.9438 | 319.7405 | 489.1356 | 4685.6203 | 6896.8415 | 0 | 0 | 3050.5768 | 38.9785 | 16.7051 | 677.8734 | 27.2556 | 1975.5921 | 0 | 0 | 0 | 535.4408 | 914.0887 | 0 | 0 | 0 | 0 | 0 | 0 | 0 | 0 | 0 | 0 | 0 | 0 | 0 | 0 | 0 | 0 | 0 | 0 | 0 | 22885.6268 | 22885.6268 | 22885.6268 | 22885.6268 | 0 | 0 | 0 | 4393.322 | 0 | 0 | 0 | 9741.1116 | 0 | 0 | 0 | 8712.9492 | 0 | 0 | 0 | 10665.8626 | 0 | 0 | 0 | 4393.322 | 9741.1116 | 8712.9492 | 10665.8626
232833 | 242.131 | 617 | 3 | None | Electric, 80% Usage | EnergyStar, 80% Usage | Electric, 80% Usage | 318 Rated kWh, 80% Usage | 100-150% | 67 | None | 50 or more Unit | Multifamily with 5+ units, 8+ stories | Multi-Family with 5+ Units | 500-749 | 0-1499 | 9 | Natural Gas | 20% Conditioned | Room AC | Heating Only | Natural Gas Shared Heating | Boiler Baseboards Heating Only, Natural Gas | 40000-44999 | 100% CFL | Occupied | 1960s | Natural Gas | No | 0 | 488.5495 | 28.4279 | 0 | 454.8463 | 128.3651 | 0 | 74.4401 | 0 | 0 | 0 | 0 | 0 | 32.824 | 0 | 325.602 | 21.9803 | 1076.157 | 0 | 0 | 0 | 413.5233 | 480.0504 | 0 | 0 | 0 | 0 | 0 | 0 | 0 | 0 | 4928.8693 | 0 | 3507.1815 | 0 | 0 | 0 | 0 | 0 | 0 | 0 | 0 | 11960.5234 | 11960.5234 | 3524.4727 | 3524.4727 | 0 | 8436.0507 | 0 | 560.5426 | 0 | 1923.2171 | 0 | 1252.1594 | 0 | 1923.2171 | 0 | 1104.3681 | 0 | 1923.2171 | 0 | 1343.0217 | 0 | 1923.2171 | 0 | 2483.7598 | 3175.3766 | 3027.5853 | 3266.2388
233109 | 242.131 | 2663 | 4 | Standard Efficiency | Electric, 120% Usage | Standard, 120% Usage | Electric, 120% Usage | 290 Rated kWh, 120% Usage | 300-400% | None | None | Single-Family Detached | Single-Family Detached | Single-Family Detached | 2500-2999 | 2500-3999 | 2 | Electricity | 100% Conditioned | Central AC | None | Electricity Electric Furnace | None | 80000-99999 | 100% Incandescent | Occupied | 2010s | Natural Gas | Yes | 67.9925 | 1199.833 | 44.8399 | 858.9913 | 4205.8629 | 150.9316 | 0 | 317.1029 | 0 | 13611.3928 | 0 | 0 | 0 | 233.2846 | 99.9372 | 2774.2107 | 21.9803 | 6013.8184 | 0 | 0 | -6664.1431 | 565.6272 | 434.0383 | 0 | 0 | 0 | 0 | 0 | 0 | 0 | 0 | 0 | 0 | 8431.3616 | 0 | 0 | 0 | 0 | 0 | 0 | 0 | 0 | 32367.3551 | 39031.4982 | 23935.7004 | 30599.8435 | 0 | 8431.3616 | 0 | 4536.4453 | 0 | 1922.1938 | 0 | 10317.0941 | 0 | 1922.1938 | 0 | 8980.0321 | 0 | 1922.1938 | 0 | 10810.7781 | 0 | 1922.1938 | 0 | 6458.6392 | 12239.2879 | 10902.226 | 12732.9719
233152 | 242.131 | 1690 | 2 | None | Electric, 100% Usage | EnergyStar, 100% Usage | Electric, 100% Usage | None | 400%+ | None | None | Single-Family Detached | Single-Family Detached | Single-Family Detached | 1500-1999 | 1500-2499 | 2 | Electricity | 100% Conditioned | Central AC | None | Electricity Electric Furnace | None | 80000-99999 | 100% Incandescent | Occupied | 1990s | Natural Gas | Yes | 0 | 400.042 | 23.4457 | 397.6974 | 2890.853 | 0 | 319.7405 | 396.5252 | 0 | 16669.5894 | 0 | 0 | 0 | 184.6348 | 0 | 1938.9582 | 16.412 | 2382.6678 | 0 | 0 | 0 | 405.6104 | 400.042 | 0 | 0 | 0 | 0 | 0 | 0 | 0 | 0 | 0 | 0 | 4081.3077 | 0 | 0 | 0 | 0 | 0 | 0 | 0 | 0 | 30507.5261 | 30507.5261 | 26426.2184 | 26426.2184 | 0 | 4081.3077 | 0 | 4742.6031 | 0 | 930.4499 | 0 | 10584.592 | 0 | 930.4499 | 0 | 9559.5994 | 0 | 930.4499 | 0 | 11637.7333 | 0 | 930.4499 | 0 | 5673.053 | 11515.042 | 10490.0493 | 12568.1832
233184 | 242.131 | 1675 | 3 | Standard Efficiency | Electric, 120% Usage | Standard, 120% Usage | Electric, 120% Usage | None | 400%+ | None | 36 | Single-Family Attached | Single-Family Attached | Single-Family Attached | 1500-1999 | 1500-2499 | 2 | Electricity | 100% Conditioned | Central AC | None | Electricity Electric Furnace | None | 120000-139999 | 100% LED | Occupied | 1970s | Electricity | No | 67.9925 | 846.3893 | 31.6517 | 262.2986 | 2180.7418 | 0 | 0 | 443.4165 | 0 | 18970.1973 | 0 | 0 | 3628.806 | 30.4794 | 0 | 470.6721 | 21.9803 | 3718.7788 | 0 | 0 | 0 | 467.4484 | 400.042 | 0 | 0 | 0 | 0 | 0 | 0 | 0 | 0 | 0 | 0 | 0 | 0 | 0 | 0 | 0 | 0 | 0 | 0 | 0 | 31540.6016 | 31540.6016 | 31540.6016 | 31540.6016 | 0 | 0 | 0 | 5527.2689 | 0 | 0 | 0 | 12802.016 | 0 | 0 | 0 | 11144.6439 | 0 | 0 | 0 | 13568.4741 | 0 | 0 | 0 | 5527.2689 | 12802.016 | 11144.6439 | 13568.4741
233256 | 242.131 | 3301 | 3 | Standard Efficiency | Electric, 120% Usage | EnergyStar, 120% Usage | Gas, 120% Usage | None | 400%+ | None | None | Single-Family Detached | Single-Family Detached | Single-Family Detached | 3000-3999 | 2500-3999 | 2 | Natural Gas | 100% Conditioned | Central AC | None | Natural Gas Fuel Furnace | None | 160000-179999 | 100% CFL | Occupied | 2000s | Natural Gas | Yes | 67.9925 | 480.0504 | 28.1348 | 1636.5089 | 4698.2223 | 0 | 319.7405 | 173.7911 | 0 | 0 | 0 | 0 | 0 | 66.2341 | 24.911 | 1062.6757 | 21.9803 | 5789.9121 | 0 | 0 | 0 | 33.4101 | 727.1093 | 0 | 0 | 0 | 0 | 0 | 0 | 0 | 0 | 21007.3343 | 0 | 6094.1198 | 0 | 0 | 976.2197 | 0 | 0 | 0 | 0 | 0 | 43208.3471 | 43208.3471 | 15130.6732 | 15130.6732 | 0 | 28077.6739 | 0 | 2520.3983 | 0 | 6401.1123 | 0 | 5460.7677 | 0 | 6401.1123 | 0 | 4847.426 | 0 | 6401.1123 | 0 | 5747.1768 | 0 | 6401.1123 | 0 | 8921.5106 | 11861.88 | 11248.5383 | 12148.2891
233282 | 242.131 | 853 | 2 | Standard Efficiency | None | None | Propane, 120% Usage | 318 Rated kWh, 120% Usage | 300-400% | 3 | None | 3 or 4 Unit | Multifamily with 2-4 Units | Multi-Family with 2 - 4 Units | 750-999 | 0-1499 | 3 | Fuel Oil | None | None | None | Fuel Oil Fuel Furnace | None | 40000-44999 | 100% Incandescent | Occupied | <1940 | Electricity | No | 67.9925 | 0 | 0 | 0 | 0 | 77.6638 | 0 | 483.5673 | 0 | 0 | 0 | 0 | 2331.6734 | 142.7256 | 0 | 1220.3479 | 16.412 | 2268.9562 | 0 | 0 | 0 | 28.4279 | 434.0383 | 0 | 0 | 19447.0239 | 0 | 0 | 0 | 0 | 0 | 0 | 0 | 0 | 0 | 0 | 0 | 0 | 0 | 0 | 0 | 833.7872 | 27352.323 | 27352.323 | 7071.8049 | 7071.8049 | 19447.0239 | 0 | 833.7872 | 1177.363 | 5896.2826 | 0 | 229.4329 | 2657.5764 | 5896.2826 | 0 | 229.4329 | 2328.8208 | 5896.2826 | 0 | 229.4329 | 2861.614 | 5896.2826 | 0 | 229.4329 | 7303.0785 | 8783.2919 | 8454.5363 | 8987.3295
233313 | 242.131 | 1202 | 3 | Standard Efficiency | Electric, 120% Usage | EnergyStar, 120% Usage | Electric, 120% Usage | 290 Rated kWh, 120% Usage | 200-300% | None | 8 | Single-Family Attached | Single-Family Attached | Single-Family Attached | 1000-1499 | 0-1499 | 1 | Electricity | 100% Conditioned | Heat Pump | None | Electricity ASHP | None | 25000-29999 | 100% Incandescent | Occupied | 1980s | Electricity | Yes | 67.9925 | 347.5823 | 20.2219 | 368.3903 | 1393.5529 | 72.3886 | 0 | 510.5298 | 1060.9173 | 4524.4312 | 0 | 0 | 2338.4141 | 160.0168 | 0 | 1519.8666 | 21.9803 | 3311.41 | 0 | 0 | 0 | 416.454 | 868.0765 | 0 | 0 | 0 | 0 | 0 | 0 | 0 | 0 | 0 | 0 | 0 | 0 | 0 | 0 | 0 | 0 | 0 | 0 | 0 | 17002.5181 | 17002.5181 | 17002.5181 | 17002.5181 | 0 | 0 | 0 | 2989.2467 | 0 | 0 | 0 | 6801.5641 | 0 | 0 | 0 | 5944.5584 | 0 | 0 | 0 | 7171.6247 | 0 | 0 | 0 | 2989.2467 | 6801.5641 | 5944.5584 | 7171.6247
233363 | 242.131 | 617 | 1 | Standard Efficiency, No usage | Electric, 80% Usage | Standard, 80% Usage | Gas, 80% Usage | 290 Rated kWh, 80% Usage | 100-150% | 8 | None | 5 to 9 Unit | Multifamily with 5+ units, 1-3 stories | Multi-Family with 5+ Units | 500-749 | 0-1499 | 2 | Natural Gas | 20% Conditioned | Room AC | None | Natural Gas Fuel Wall/Floor Furnace | None | 20000-24999 | 100% Incandescent | Vacant | 1970s | Natural Gas | Yes | 0 | 0 | 0 | 0 | 211.0112 | 0 | 0 | 0 | 0 | 0 | 0 | 0 | 0 | 0 | 0 | 0 | 16.412 | 0 | 0 | 0 | 0 | 0 | 434.0383 | 0 | 0 | 0 | 0 | 0 | 0 | 0 | 0 | 3916.3087 | 0 | 1603.6849 | 0 | 0 | 0 | 0 | 0 | 0 | 0 | 0 | 6181.455 | 6181.455 | 661.4614 | 661.4614 | 0 | 5519.9936 | 0 | 112.5462 | 0 | 1258.4185 | 0 | 240.208 | 0 | 1258.4185 | 0 | 213.5159 | 0 | 1258.4185 | 0 | 253.9623 | 0 | 1258.4185 | 0 | 1370.9648 | 1498.6266 | 1471.9345 | 1512.3808
233465 | 242.131 | 1202 | 2 | Standard Efficiency, No usage | None | EnergyStar, 100% Usage | Electric, 100% Usage | 318 Rated kWh, 100% Usage | 300-400% | None | 8 | Single-Family Attached | Single-Family Attached | Single-Family Attached | 1000-1499 | 0-1499 | 1 | Natural Gas | 100% Conditioned | Central AC | None | Natural Gas Fuel Furnace | None | 70000-79999 | 100% CFL | Vacant | 1960s | Natural Gas | Yes | 0 | 0 | 0 | 417.6263 | 3118.5693 | 0 | 319.7405 | 97.8857 | 0 | 0 | 0 | 0 | 0 | 0 | 0 | 0 | 16.412 | 0 | 0 | 0 | 0 | 0 | 400.042 | 0 | 0 | 0 | 0 | 0 | 0 | 0 | 0 | 4132.5952 | 0 | 1686.624 | 0 | 0 | 0 | 0 | 0 | 0 | 0 | 0 | 10189.495 | 10189.495 | 4370.2758 | 4370.2758 | 0 | 5819.5122 | 0 | 901.0009 | 0 | 1326.6969 | 0 | 1818.4668 | 0 | 1326.6969 | 0 | 1625.3208 | 0 | 1326.6969 | 0 | 1855.2867 | 0 | 1326.6969 | 0 | 2227.6978 | 3145.1637 | 2952.0177 | 3181.9836
233511 | 242.131 | 1202 | 3 | Standard Efficiency | Electric, 80% Usage | EnergyStar, 80% Usage | Electric, 80% Usage | None | 400%+ | None | 8 | Single-Family Attached | Single-Family Attached | Single-Family Attached | 1000-1499 | 0-1499 | 1 | Natural Gas | 100% Conditioned | Central AC | None | Natural Gas Fuel Wall/Floor Furnace | None | 160000-179999 | 100% CFL | Occupied | 1950s | Natural Gas | Yes | 67.9925 | 296.0018 | 17.2912 | 356.3744 | 1635.3366 | 0 | 319.7405 | 0 | 0 | 0 | 0 | 0 | 0 | 40.1507 | 0 | 486.2049 | 21.9803 | 893.2806 | 0 | 0 | 0 | 311.5345 | 434.0383 | 0 | 0 | 0 | 0 | 0 | 0 | 0 | 0 | 10950.8936 | 0 | 2479.0882 | 0 | 0 | 0 | 0 | 0 | 0 | 0 | 0 | 18309.9082 | 18309.9082 | 4879.9264 | 4879.9264 | 0 | 13429.9818 | 0 | 858.0176 | 0 | 3061.7589 | 0 | 1853.1956 | 0 | 3061.7589 | 0 | 1641.9985 | 0 | 3061.7589 | 0 | 1938.0414 | 0 | 3061.7589 | 0 | 3919.7765 | 4914.9546 | 4703.7574 | 4999.8004
233579 | 242.131 | 1690 | 4 | Standard Efficiency | Electric, 80% Usage | Standard, 80% Usage | Electric, 80% Usage | 290 Rated kWh, 80% Usage | 300-400% | None | None | Single-Family Detached | Single-Family Detached | Single-Family Detached | 1500-1999 | 1500-2499 | 1 | Electricity | 100% Conditioned | Heat Pump | None | Electricity ASHP | None | 100000-119999 | 100% CFL | Occupied | 1980s | Electricity | Yes | 67.9925 | 1368.935 | 51.2874 | 441.365 | 1857.1914 | 183.7556 | 0 | 505.8407 | 851.6645 | 5327.1528 | 0 | 0 | 3233.7462 | 46.0122 | 24.911 | 620.1384 | 21.9803 | 1820.8506 | 0 | 0 | 0 | 535.4408 | 434.0383 | 0 | 0 | 0 | 0 | 0 | 0 | 0 | 0 | 0 | 0 | 0 | 0 | 0 | 0 | 0 | 0 | 0 | 0 | 0 | 17392.5957 | 17392.5957 | 17392.5957 | 17392.5957 | 0 | 0 | 0 | 3016.3366 | 0 | 0 | 0 | 6893.1425 | 0 | 0 | 0 | 6022.4434 | 0 | 0 | 0 | 7245.0372 | 0 | 0 | 0 | 3016.3366 | 6893.1425 | 6022.4434 | 7245.0372
233585 | 242.131 | 2176 | 3 | None | None | None | Electric, 80% Usage | None | 150-200% | None | None | Mobile Home | Mobile Home | Mobile Home | 2000-2499 | 1500-2499 | 1 | Propane | 100% Conditioned | Central AC | None | Propane Fuel Furnace | None | 50000-59999 | 100% CFL | Occupied | 2000s | Electricity | Yes | 0 | 0 | 0 | 356.0814 | 1772.7869 | 0 | 319.7405 | 92.9035 | 0 | 0 | 0 | 0 | 1861.5874 | 52.1667 | 0 | 753.7788 | 21.9803 | 1643.2495 | 0 | 0 | 0 | 429.9353 | 434.0383 | 0 | 0 | 0 | 0 | 0 | 0 | 0 | 0 | 0 | 0 | 0 | 0 | 0 | 0 | 0 | 0 | 15842.2498 | 0 | 0 | 23580.2052 | 23580.2052 | 7737.9555 | 7737.9555 | 0 | 0 | 15842.2498 | 1297.6606 | 0 | 0 | 4359.5461 | 2817.8773 | 0 | 0 | 4359.5461 | 2493.8844 | 0 | 0 | 4359.5461 | 3003.954 | 0 | 0 | 4359.5461 | 5657.2068 | 7177.4234 | 6853.4305 | 7363.5001
233672 | 242.131 | 853 | 2 | Standard Efficiency | None | None | Electric, 100% Usage | None | 400%+ | 67 | None | 50 or more Unit | Multifamily with 5+ units, 1-3 stories | Multi-Family with 5+ Units | 750-999 | 0-1499 | 3 | Electricity | 100% Conditioned | Heat Pump | None | Electricity ASHP | None | 120000-139999 | 100% CFL | Occupied | 2000s | Electricity | Yes | 67.9925 | 0 | 0 | 475.0682 | 2001.3823 | 0 | 0 | 260.8333 | 524.8903 | 2561.1481 | 0 | 0 | 3389.0739 | 35.7547 | 0 | 390.3707 | 16.412 | 2246.9759 | 0 | 0 | 0 | 516.9774 | 480.0504 | 0 | 0 | 0 | 0 | 0 | 0 | 0 | 0 | 0 | 0 | 0 | 0 | 0 | 0 | 0 | 0 | 0 | 0 | 0 | 12967.2226 | 12967.2226 | 12967.2226 | 12967.2226 | 0 | 0 | 0 | 2201.7029 | 0 | 0 | 0 | 4989.7025 | 0 | 0 | 0 | 4373.9844 | 0 | 0 | 0 | 5264.7627 | 0 | 0 | 0 | 2201.7029 | 4989.7025 | 4373.9844 | 5264.7627
233729 | 242.131 | 1690 | 2 | Standard Efficiency | Electric, 80% Usage | EnergyStar, 80% Usage | Gas, 80% Usage | 290 Rated kWh, 80% Usage | 300-400% | None | None | Single-Family Detached | Single-Family Detached | Single-Family Detached | 1500-1999 | 1500-2499 | 2 | Natural Gas | 80% Conditioned | Central AC | None | Natural Gas Fuel Furnace | None | 60000-69999 | 100% LED | Occupied | 1950s | Natural Gas | Yes | 67.9925 | 320.0336 | 18.7565 | 474.189 | 2207.7044 | 72.9747 | 319.7405 | 340.8417 | 0 | 0 | 0 | 0 | 0 | 30.7725 | 16.7051 | 473.6028 | 16.412 | 1191.3339 | 0 | 0 | 0 | 22.2734 | 1160.8545 | 0 | 0 | 0 | 0 | 0 | 0 | 0 | 0 | 23627.0966 | 0 | 2693.9093 | 0 | 0 | 650.9108 | 0 | 0 | 0 | 0 | 0 | 33705.8107 | 33705.8107 | 6734.187 | 6734.187 | 0 | 26971.9167 | 0 | 1184.5401 | 0 | 6149.0197 | 0 | 2517.8091 | 0 | 6149.0197 | 0 | 2234.4514 | 0 | 6149.0197 | 0 | 2657.3782 | 0 | 6149.0197 | 0 | 7333.5599 | 8666.8289 | 8383.4711 | 8806.3979
233789 | 242.131 | 1220 | 3 | None | Electric, 80% Usage | EnergyStar, 80% Usage | Gas, 80% Usage | None | 400%+ | None | None | Single-Family Detached | Single-Family Detached | Single-Family Detached | 1000-1499 | 0-1499 | 2 | Natural Gas | 100% Conditioned | Central AC | None | Natural Gas Fuel Boiler | None | 80000-99999 | 100% Incandescent | Occupied | 2010s | Electricity | Yes | 0 | 419.6778 | 24.618 | 668.4951 | 2882.647 | 0 | 319.7405 | 105.5056 | 0 | 0 | 0 | 0 | 1639.1465 | 160.896 | 99.9372 | 1535.3993 | 21.9803 | 1273.9799 | 0 | 0 | 0 | 25.7903 | 400.042 | 0 | 0 | 0 | 0 | 0 | 0 | 0 | 0 | 19486.5885 | 0 | 0 | 0 | 0 | 757.8818 | 0 | 0 | 0 | 0 | 0 | 29821.7398 | 29821.7398 | 9577.5626 | 9577.5626 | 0 | 20244.4703 | 0 | 1586.423 | 0 | 4615.2888 | 0 | 3459.7255 | 0 | 4615.2888 | 0 | 3065.8163 | 0 | 4615.2888 | 0 | 3657.9285 | 0 | 4615.2888 | 0 | 6201.7117 | 8075.0142 | 7681.1051 | 8273.2173
233814 | 242.131 | 1220 | 3 | Standard Efficiency | Electric, 100% Usage | EnergyStar, 100% Usage | Electric, 100% Usage | None | 300-400% | None | None | Single-Family Detached | Single-Family Detached | Single-Family Detached | 1000-1499 | 0-1499 | 1 | Natural Gas | 100% Conditioned | Room AC | None | Natural Gas Fuel Wall/Floor Furnace | None | 40000-44999 | 100% CFL | Occupied | 1960s | Natural Gas | Yes | 67.9925 | 275.7799 | 16.1189 | 0 | 3337.4933 | 0 | 319.7405 | 0 | 0 | 0 | 0 | 0 | 0 | 40.1507 | 0 | 491.1871 | 21.9803 | 1918.4432 | 0 | 0 | 0 | 339.6694 | 434.0383 | 0 | 0 | 0 | 0 | 0 | 0 | 0 | 0 | 13649.7851 | 0 | 2647.604 | 0 | 0 | 0 | 0 | 0 | 0 | 0 | 0 | 23559.9833 | 23559.9833 | 7262.3011 | 7262.3011 | 0 | 16297.3891 | 0 | 1271.1826 | 0 | 3715.4826 | 0 | 2716.7325 | 0 | 3715.4826 | 0 | 2412.8125 | 0 | 3715.4826 | 0 | 2845.1228 | 0 | 3715.4826 | 0 | 4986.6652 | 6432.2151 | 6128.2951 | 6560.6054
233821 | 242.131 | 853 | 2 | Standard Efficiency | Electric, 80% Usage | EnergyStar, 80% Usage | Electric, 80% Usage | None | 0-100% | 12 | None | 10 to 19 Unit | Multifamily with 5+ units, 1-3 stories | Multi-Family with 5+ Units | 750-999 | 0-1499 | 3 | Natural Gas | 60% Conditioned | Room AC | None | Natural Gas Fuel Boiler | None | <10000 | 100% CFL | Occupied | 1960s | Natural Gas | No | 67.9925 | 231.8192 | 13.4813 | 0 | 1395.6044 | 0 | 0 | 86.749 | 0 | 0 | 0 | 0 | 0 | 35.7547 | 0 | 390.3707 | 16.412 | 733.2638 | 0 | 0 | 0 | 277.5383 | 434.0383 | 0 | 0 | 0 | 0 | 0 | 1152.3554 | 0 | 0 | 15950.6861 | 0 | 2114.8008 | 0 | 0 | 0 | 0 | 0 | 0 | 0 | 0 | 22900.5734 | 22900.5734 | 3683.0241 | 3683.0241 | 0 | 19217.8423 | 0 | 622.2607 | 0 | 4381.2582 | 0 | 1357.4818 | 0 | 4381.2582 | 0 | 1203.5398 | 0 | 4381.2582 | 0 | 1424.2007 | 0 | 4381.2582 | 0 | 5003.5189 | 5738.74 | 5584.798 | 5805.4589
233872 | 242.131 | 1690 | 4 | Standard Efficiency | Electric, 80% Usage | EnergyStar, 80% Usage | Electric, 80% Usage | None | 200-300% | None | None | Single-Family Detached | Single-Family Detached | Single-Family Detached | 1500-1999 | 1500-2499 | 1 | Other Fuel | 60% Conditioned | Central AC | None | None | None | 45000-49999 | 100% LED | Occupied | 1960s | Electricity | Yes | 67.9925 | 320.0336 | 18.7565 | 429.056 | 2087.2522 | 0 | 0 | 0 | 0 | 0 | 0 | 0 | 1273.3938 | 30.7725 | 0 | 473.6028 | 21.9803 | 1191.3339 | 0 | 0 | 0 | 324.4297 | 434.0383 | 351.6853 | 0 | 0 | 0 | 0 | 0 | 0 | 0 | 0 | 0 | 0 | 0 | 0 | 0 | 0 | 0 | 0 | 0 | 0 | 7024.3274 | 7024.3274 | 7024.3274 | 7024.3274 | 0 | 0 | 0 | 1229.6599 | 0 | 0 | 0 | 2654.4833 | 0 | 0 | 0 | 2352.9932 | 0 | 0 | 0 | 2777.2749 | 0 | 0 | 0 | 1229.6599 | 2654.4833 | 2352.9932 | 2777.2749
233891 | 242.131 | 1690 | 2 | Standard Efficiency | Electric, 100% Usage | EnergyStar, 100% Usage | Electric, 100% Usage | 318 Rated kWh, 100% Usage | 400%+ | None | None | Single-Family Detached | Single-Family Detached | Single-Family Detached | 1500-1999 | 1500-2499 | 1 | Electricity | 20% Conditioned | Room AC | None | Electricity Baseboard | None | 160000-179999 | 100% LED | Occupied | 1980s | Electricity | Yes | 67.9925 | 400.042 | 23.4457 | 0 | 547.4568 | 97.5927 | 319.7405 | 0 | 0 | 14033.4151 | 897.3836 | 886.54 | 2229.9778 | 30.7725 | 16.7051 | 473.6028 | 16.412 | 2382.6678 | 0 | 0 | 0 | 405.6104 | 480.0504 | 0 | 0 | 0 | 0 | 0 | 0 | 0 | 0 | 0 | 0 | 0 | 0 | 0 | 0 | 0 | 0 | 0 | 0 | 0 | 23309.7006 | 23309.7006 | 23309.7006 | 23309.7006 | 0 | 0 | 0 | 4161.094 | 0 | 0 | 0 | 9622.1366 | 0 | 0 | 0 | 8365.7891 | 0 | 0 | 0 | 10181.2618 | 0 | 0 | 0 | 4161.094 | 9622.1366 | 8365.7891 | 10181.2618
233941 | 242.131 | 8194 | 3 | None | Electric, 100% Usage | Standard, 100% Usage | Electric, 100% Usage | None | 400%+ | None | None | Single-Family Detached | Single-Family Detached | Single-Family Detached | 4000+ | 4000+ | 1 | Natural Gas | 100% Conditioned | Central AC | None | Natural Gas Fuel Furnace | None | 200000+ | 100% Incandescent | Occupied | 2010s | Natural Gas | Yes | 0 | 999.9585 | 37.5131 | 1050.3667 | 3579.8631 | 0 | 0 | 152.1039 | 0 | 0 | 0 | 0 | 0 | 509.6506 | 99.9372 | 7521.669 | 21.9803 | 4765.6287 | 0 | 0 | 0 | 471.2583 | 434.0383 | 0 | 0 | 0 | 0 | 0 | 0 | 0 | 0 | 9210.6376 | 0 | 5108.2288 | 0 | 0 | 0 | 0 | 0 | 0 | 0 | 0 | 33963.1271 | 33963.1271 | 19644.2608 | 19644.2608 | 0 | 14318.8663 | 0 | 3514.4455 | 0 | 3264.4031 | 0 | 7561.4043 | 0 | 3264.4031 | 0 | 6967.5163 | 0 | 3264.4031 | 0 | 8342.6065 | 0 | 3264.4031 | 0 | 6778.8486 | 10825.8074 | 10231.9194 | 11607.0096
233948 | 242.131 | 1202 | 3 | Standard Efficiency | Electric, 80% Usage | EnergyStar, 80% Usage | Propane, 80% Usage | 318 Rated kWh, 80% Usage | 400%+ | None | 36 | Single-Family Attached | Single-Family Attached | Single-Family Attached | 1000-1499 | 0-1499 | 3 | Electricity | 100% Conditioned | Heat Pump | None | Electricity ASHP | None | 70000-79999 | 100% Incandescent | Occupied | 1980s | Electricity | Yes | 67.9925 | 231.8192 | 13.4813 | 379.527 | 1637.095 | 51.5805 | 0 | 260.2471 | 1023.9903 | 2688.0479 | 0 | 0 | 824.702 | 160.0168 | 0 | 1519.8666 | 21.9803 | 827.9258 | 0 | 0 | 0 | 19.0496 | 1356.0398 | 0 | 0 | 0 | 0 | 0 | 0 | 0 | 0 | 0 | 0 | 0 | 0 | 0 | 0 | 0 | 0 | 0 | 0 | 555.9558 | 11639.0245 | 11639.0245 | 11083.0687 | 11083.0687 | 0 | 0 | 555.9558 | 1958.6445 | 0 | 0 | 152.955 | 4421.0759 | 0 | 0 | 152.955 | 3870.3454 | 0 | 0 | 152.955 | 4660.9619 | 0 | 0 | 152.955 | 2111.5995 | 4574.0309 | 4023.3004 | 4813.9169
234001 | 242.131 | 3301 | 4 | None | None | None | Electric, 100% Usage | None | 400%+ | None | None | Single-Family Detached | Single-Family Detached | Single-Family Detached | 3000-3999 | 2500-3999 | 2 | Natural Gas | 60% Conditioned | Central AC | None | Natural Gas Fuel Furnace | None | 200000+ | 100% LED | Occupied | 1950s | Natural Gas | Yes | 0 | 0 | 0 | 969.4791 | 10060.5437 | 0 | 319.7405 | 769.8977 | 0 | 0 | 0 | 0 | 0 | 44.2537 | 16.7051 | 811.5138 | 21.9803 | 3524.4727 | 0 | 0 | 0 | 537.1993 | 434.0383 | 0 | 0 | 0 | 0 | 0 | 0 | 0 | 0 | 30963.8378 | 0 | 5614.6556 | 0 | 0 | 0 | 0 | 0 | 0 | 0 | 0 | 54088.6105 | 54088.6105 | 17509.8241 | 17509.8241 | 0 | 36578.7864 | 0 | 3006.007 | 0 | 8339.1869 | 0 | 6416.363 | 0 | 8339.1869 | 0 | 5718.7892 | 0 | 8339.1869 | 0 | 6645.0566 | 0 | 8339.1869 | 0 | 11345.1938 | 14755.5499 | 14057.976 | 14984.2434
234099 | 242.131 | 1690 | 3 | None | None | EnergyStar, 100% Usage | Electric, 100% Usage | None | 300-400% | None | None | Single-Family Detached | Single-Family Detached | Single-Family Detached | 1500-1999 | 1500-2499 | 1 | Other Fuel | 100% Conditioned | Central AC | None | None | None | 80000-99999 | 100% LED | Occupied | 2000s | Fuel Oil | Yes | 0 | 0 | 37.8062 | 482.6881 | 1918.1502 | 0 | 0 | 0 | 0 | 0 | 0 | 0 | 0 | 30.7725 | 16.7051 | 473.6028 | 21.9803 | 3012.1845 | 0 | 0 | 0 | 537.1993 | 434.0383 | 464.2246 | 0 | 0 | 5677.3728 | 0 | 0 | 0 | 0 | 0 | 0 | 0 | 0 | 0 | 0 | 0 | 0 | 0 | 0 | 0 | 13107.0175 | 13107.0175 | 7429.6447 | 7429.6447 | 5677.3728 | 0 | 0 | 1276.31 | 1721.4071 | 0 | 0 | 2786.1925 | 1721.4071 | 0 | 0 | 2466.648 | 1721.4071 | 0 | 0 | 2915.1121 | 1721.4071 | 0 | 0 | 2997.7171 | 4507.5996 | 4188.0551 | 4636.5191
234135 | 242.131 | 2631 | 3 | Standard Efficiency | Electric, 100% Usage | EnergyStar, 100% Usage | Electric, 100% Usage | 290 Rated kWh, 100% Usage | 400%+ | None | 30 | Single-Family Attached | Single-Family Attached | Single-Family Attached | 2500-2999 | 2500-3999 | 2 | Natural Gas | 60% Conditioned | Central AC | None | Natural Gas Fuel Furnace | None | 80000-99999 | 100% CFL | Occupied | 1990s | Electricity | Yes | 67.9925 | 369.8557 | 21.6873 | 30.4794 | 565.6272 | 82.646 | 0 | 254.3857 | 0 | 0 | 0 | 0 | 1960.0593 | 58.0281 | 0 | 878.6271 | 21.9803 | 2006.3645 | 0 | 2192.1716 | 0 | 389.4915 | 434.0383 | 0 | 0 | 0 | 0 | 0 | 0 | 0 | 0 | 11716.9814 | 0 | 0 | 0 | 0 | 0 | 0 | 0 | 0 | 0 | 0 | 21050.1227 | 21050.1227 | 9333.1413 | 9333.1413 | 0 | 11716.9814 | 0 | 1457.038 | 0 | 2671.2318 | 0 | 3314.3636 | 0 | 2671.2318 | 0 | 2915.347 | 0 | 2671.2318 | 0 | 3564.0794 | 0 | 2671.2318 | 0 | 4128.2698 | 5985.5954 | 5586.5788 | 6235.3111
234151 | 242.131 | 1138 | 2 | Standard Efficiency | Electric, 100% Usage | EnergyStar, 100% Usage | Electric, 100% Usage | 318 Rated kWh, 100% Usage | 200-300% | 3 | None | 3 or 4 Unit | Multifamily with 2-4 Units | Multi-Family with 2 - 4 Units | 1000-1499 | 0-1499 | 3 | Electricity | 100% Conditioned | Central AC | None | Electricity Electric Furnace | None | 40000-44999 | 100% Incandescent | Occupied | 1960s | Electricity | Yes | 67.9925 | 369.8557 | 21.6873 | 676.9942 | 2906.9719 | 88.5075 | 0 | 144.7771 | 0 | 8999.3333 | 0 | 0 | 2035.3786 | 156.793 | 0 | 1465.0623 | 16.412 | 1374.2102 | 0 | 0 | 0 | 389.4915 | 480.0504 | 0 | 0 | 0 | 0 | 0 | 0 | 0 | 0 | 0 | 0 | 0 | 0 | 0 | 0 | 0 | 0 | 0 | 0 | 0 | 19193.8105 | 19193.8105 | 19193.8105 | 19193.8105 | 0 | 0 | 0 | 3318.807 | 0 | 0 | 0 | 7615.5093 | 0 | 0 | 0 | 6651.7924 | 0 | 0 | 0 | 8033.3218 | 0 | 0 | 0 | 3318.807 | 7615.5093 | 6651.7924 | 8033.3218
234162 | 242.131 | 853 | 2 | Standard Efficiency, No usage | Electric, 120% Usage | EnergyStar, 120% Usage | Electric, 120% Usage | None | 400%+ | 15 | None | 10 to 19 Unit | Multifamily with 5+ units, 1-3 stories | Multi-Family with 5+ Units | 750-999 | 0-1499 | 2 | Electricity | 100% Conditioned | Central AC | Heating Only | Electricity Shared Heating | Boiler Baseboards Heating Only, Electricity | 80000-99999 | 100% Incandescent | Vacant | 1970s | Electricity | Yes | 0 | 0 | 0 | 720.9548 | 3125.896 | 0 | 319.7405 | 37.5131 | 0 | 4373.4996 | 0 | 0 | 356.0814 | 0 | 0 | 0 | 16.412 | 0 | 0 | 0 | 0 | 0 | 434.0383 | 0 | 0 | 0 | 0 | 0 | 0 | 0 | 0 | 0 | 0 | 0 | 0 | 0 | 0 | 0 | 0 | 0 | 0 | 0 | 9384.1357 | 9384.1357 | 9384.1357 | 9384.1357 | 0 | 0 | 0 | 1774.1181 | 0 | 0 | 0 | 4010.5649 | 0 | 0 | 0 | 3511.8047 | 0 | 0 | 0 | 4068.3911 | 0 | 0 | 0 | 1774.1181 | 4010.5649 | 3511.8047 | 4068.3911
234174 | 242.131 | 866 | 2 | None | Electric, 100% Usage | Standard, 100% Usage | Electric, 100% Usage | None | 300-400% | None | 8 | Single-Family Attached | Single-Family Attached | Single-Family Attached | 750-999 | 0-1499 | 1 | Natural Gas | 100% Conditioned | Central AC | None | Natural Gas Fuel Furnace | None | 45000-49999 | 100% CFL | Occupied | 1990s | Natural Gas | Yes | 0 | 552.439 | 20.808 | 447.8126 | 2030.3964 | 0 | 0 | 312.1207 | 0 | 0 | 0 | 0 | 0 | 35.7547 | 0 | 393.8875 | 16.412 | 1603.978 | 0 | 0 | 0 | 346.9961 | 480.0504 | 0 | 0 | 0 | 0 | 0 | 0 | 0 | 0 | 12521.7545 | 0 | 1481.1812 | 0 | 0 | 0 | 0 | 0 | 0 | 0 | 0 | 20243.5911 | 20243.5911 | 6240.6554 | 6240.6554 | 0 | 14002.9357 | 0 | 1049.0898 | 0 | 3192.365 | 0 | 2277.1702 | 0 | 3192.365 | 0 | 2018.2606 | 0 | 3192.365 | 0 | 2405.4262 | 0 | 3192.365 | 0 | 4241.4547 | 5469.5352 | 5210.6256 | 5597.7911
234214 | 242.131 | 3301 | 3 | None | Electric, 100% Usage | EnergyStar, 100% Usage | Gas, 100% Usage | 290 Rated kWh, 100% Usage | 400%+ | None | None | Single-Family Detached | Single-Family Detached | Single-Family Detached | 3000-3999 | 2500-3999 | 1 | Electricity | 100% Conditioned | Heat Pump | None | Electricity ASHP | None | 200000+ | 100% CFL | Occupied | 1980s | Electricity | Yes | 0 | 400.042 | 23.4457 | 829.6842 | 3679.8004 | 91.1451 | 319.7405 | 1811.1792 | 16117.7366 | 20243.8842 | 0 | 0 | 2157.8823 | 66.2341 | 24.911 | 1062.6757 | 21.9803 | 2894.956 | 0 | 0 | 0 | 27.8418 | 434.0383 | 0 | 0 | 0 | 0 | 0 | 0 | 0 | 0 | 0 | 0 | 0 | 0 | 0 | 813.5653 | 0 | 0 | 0 | 0 | 0 | 51020.4495 | 51020.4495 | 50207.1773 | 50207.1773 | 0 | 813.5653 | 0 | 9276.4861 | 0 | 185.4562 | 0 | 21408.0762 | 0 | 185.4562 | 0 | 18590.735 | 0 | 185.4562 | 0 | 22381.8782 | 0 | 185.4562 | 0 | 9461.9423 | 21593.5324 | 18776.1913 | 22567.3344
234280 | 242.131 | 2152 | 5 | Standard Efficiency | Electric, 100% Usage | EnergyStar, 100% Usage | Electric, 100% Usage | 290 Rated kWh, 100% Usage | 400%+ | None | 8 | Single-Family Attached | Single-Family Attached | Single-Family Attached | 2000-2499 | 1500-2499 | 2 | Natural Gas | 100% Conditioned | Central AC | None | Natural Gas Fuel Furnace | None | 140000-159999 | 100% LED | Occupied | 2000s | Natural Gas | Yes | 67.9925 | 530.4586 | 31.0655 | 666.7367 | 2446.8504 | 127.4859 | 0 | 42.7884 | 0 | 0 | 0 | 0 | 0 | 34.5824 | 0 | 570.6094 | 27.2556 | 2194.8092 | 0 | 0 | 0 | 474.4821 | 434.0383 | 0 | 0 | 0 | 0 | 0 | 0 | 0 | 0 | 6454.5972 | 0 | 4821.6052 | 0 | 0 | 0 | 0 | 0 | 0 | 0 | 0 | 18925.0643 | 18925.0643 | 7648.8619 | 7648.8619 | 0 | 11276.2025 | 0 | 1357.2332 | 0 | 2570.7316 | 0 | 2939.5707 | 0 | 2570.7316 | 0 | 2600.2858 | 0 | 2570.7316 | 0 | 3073.8 | 0 | 2570.7316 | 0 | 3927.9648 | 5510.3023 | 5171.0174 | 5644.5316
234281 | 242.131 | 1690 | 3 | Standard Efficiency | Electric, 100% Usage | EnergyStar, 100% Usage | Electric, 100% Usage | 318 Rated kWh, 100% Usage | 200-300% | None | None | Single-Family Detached | Single-Family Detached | Single-Family Detached | 1500-1999 | 1500-2499 | 2 | Fuel Oil | 60% Conditioned | Room AC | None | Fuel Oil Fuel Furnace | None | 45000-49999 | 100% Incandescent | Occupied | 1950s | Electricity | Yes | 67.9925 | 400.042 | 23.4457 | 0 | 2041.5331 | 97.5927 | 319.7405 | 847.2685 | 0 | 0 | 0 | 0 | 2230.857 | 184.6348 | 0 | 1938.9582 | 21.9803 | 2382.6678 | 0 | 0 | 0 | 405.6104 | 400.042 | 0 | 0 | 33985.4005 | 0 | 0 | 0 | 0 | 0 | 0 | 0 | 0 | 0 | 0 | 0 | 0 | 0 | 0 | 0 | 0 | 45347.7659 | 45347.7659 | 11362.3654 | 11362.3654 | 33985.4005 | 0 | 0 | 1989.5487 | 10304.3073 | 0 | 0 | 4359.9766 | 10304.3073 | 0 | 0 | 3838.6071 | 10304.3073 | 0 | 0 | 4643.0599 | 10304.3073 | 0 | 0 | 12293.856 | 14664.2839 | 14142.9144 | 14947.3673
234390 | 242.131 | 8194 | 5 | None | Electric, 100% Usage | Standard, 100% Usage | Electric, 100% Usage | 318 Rated kWh, 100% Usage | 400%+ | None | None | Single-Family Detached | Single-Family Detached | Single-Family Detached | 4000+ | 4000+ | 2 | Natural Gas | 20% Conditioned | Room AC | None | Natural Gas Fuel Wall/Floor Furnace | None | 200000+ | 100% CFL | Occupied | <1940 | Electricity | Yes | 0 | 2896.7145 | 108.4363 | 0 | 2752.5235 | 431.6937 | 319.7405 | 0 | 0 | 0 | 3055.852 | 3018.9251 | 9290.0598 | 127.4859 | 0 | 2406.1135 | 27.2556 | 7283.6953 | 0 | 0 | 0 | 998.7862 | 817.9614 | 1197.4884 | 0 | 0 | 0 | 0 | 0 | 0 | 0 | 55408.0165 | 0 | 0 | 0 | 0 | 0 | 0 | 0 | 0 | 0 | 0 | 90141.0413 | 90141.0413 | 34733.0248 | 34733.0248 | 0 | 55408.0165 | 0 | 5824.9733 | 0 | 12631.873 | 0 | 12933.8821 | 0 | 12631.873 | 0 | 11382.8338 | 0 | 12631.873 | 0 | 13827.8782 | 0 | 12631.873 | 0 | 18456.8464 | 25565.7551 | 24014.7069 | 26459.7512
234563 | 242.131 | 1690 | 4 | None | Electric, 100% Usage | Standard, 100% Usage | Electric, 100% Usage | None | 100-150% | None | None | Single-Family Detached | Single-Family Detached | Single-Family Detached | 1500-1999 | 1500-2499 | 1 | Fuel Oil | 100% Conditioned | Central AC | None | Fuel Oil Fuel Furnace | None | 20000-24999 | 100% LED | Occupied | 1970s | Electricity | Yes | 0 | 762.864 | 28.4279 | 410.2995 | 3553.7798 | 0 | 319.7405 | 505.2545 | 0 | 0 | 0 | 0 | 2306.1762 | 30.7725 | 16.7051 | 473.6028 | 21.9803 | 2382.6678 | 0 | 0 | 0 | 405.6104 | 868.0765 | 0 | 0 | 20317.1519 | 0 | 0 | 0 | 0 | 0 | 0 | 0 | 0 | 0 | 0 | 0 | 0 | 0 | 0 | 0 | 0 | 32402.8167 | 32402.8167 | 12085.6648 | 12085.6648 | 20317.1519 | 0 | 0 | 2085.6454 | 6160.0978 | 0 | 0 | 4549.5251 | 6160.0978 | 0 | 0 | 4026.2061 | 6160.0978 | 0 | 0 | 4763.6139 | 6160.0978 | 0 | 0 | 8245.7432 | 10709.6229 | 10186.3039 | 10923.7117
234659 | 242.131 | 853 | 2 | Standard Efficiency | Electric, 100% Usage | Standard, 100% Usage | Electric, 100% Usage | 290 Rated kWh, 100% Usage | 400%+ | 116 | None | 50 or more Unit | Multifamily with 5+ units, 4-7 stories | Multi-Family with 5+ Units | 750-999 | 0-1499 | 4 | Natural Gas | 60% Conditioned | Room AC | Heating Only | Natural Gas Shared Heating | Boiler Baseboards Heating Only, Natural Gas | 80000-99999 | 100% LED | Occupied | 2010s | Natural Gas | Yes | 67.9925 | 705.129 | 26.3764 | 0 | 665.2713 | 82.646 | 0 | 9.6713 | 0 | 0 | 0 | 0 | 0 | 23.7388 | 0 | 298.0533 | 16.412 | 1661.713 | 0 | 0 | 0 | 389.4915 | 400.042 | 0 | 0 | 0 | 0 | 0 | 0 | 0 | 0 | 86.456 | 0 | 3777.9792 | 0 | 0 | 0 | 0 | 0 | 0 | 0 | 0 | 8211.2652 | 8211.2652 | 4347.1232 | 4347.1232 | 0 | 3864.4351 | 0 | 703.9223 | 0 | 880.992 | 0 | 1589.4135 | 0 | 880.992 | 0 | 1401.8844 | 0 | 880.992 | 0 | 1679.8839 | 0 | 880.992 | 0 | 1584.9143 | 2470.4056 | 2282.8764 | 2560.8759
234704 | 242.131 | 2176 | 4 | None | Electric, 120% Usage | Standard, 120% Usage | Gas, 120% Usage | 318 Rated kWh, 120% Usage | 400%+ | None | None | Single-Family Detached | Single-Family Detached | Single-Family Detached | 2000-2499 | 1500-2499 | 2 | Natural Gas | None | None | None | Natural Gas Fuel Wall/Floor Furnace | None | 200000+ | 100% Incandescent | Occupied | <1940 | Electricity | Yes | 0 | 915.261 | 34.2893 | 0 | 0 | 117.2284 | 0 | 0 | 0 | 0 | 0 | 0 | 4169.5221 | 208.6666 | 0 | 2355.9983 | 21.9803 | 5074.5256 | 0 | 0 | 0 | 33.4101 | 434.0383 | 0 | 0 | 0 | 0 | 0 | 0 | 0 | 0 | 55995.624 | 0 | 0 | 0 | 0 | 976.2197 | 0 | 0 | 0 | 0 | 0 | 70336.4707 | 70336.4707 | 13364.6269 | 13364.6269 | 0 | 56971.8437 | 0 | 2273.8059 | 0 | 12988.3771 | 0 | 5094.4252 | 0 | 12988.3771 | 0 | 4472.521 | 0 | 12988.3771 | 0 | 5441.6978 | 0 | 12988.3771 | 0 | 15262.183 | 18082.8023 | 17460.8981 | 18430.0749
234777 | 242.131 | 853 | 2 | Standard Efficiency | Electric, 100% Usage | Standard, 100% Usage | Electric, 100% Usage | None | 400%+ | 30 | None | 20 to 49 Unit | Multifamily with 5+ units, 1-3 stories | Multi-Family with 5+ Units | 750-999 | 0-1499 | 3 | Natural Gas | None | None | Heating Only | Natural Gas Shared Heating | Boiler Baseboards Heating Only, Natural Gas | 50000-59999 | 100% CFL | Occupied | 1960s | Natural Gas | No | 67.9925 | 552.439 | 20.808 | 0 | 0 | 0 | 0 | 145.9494 | 0 | 0 | 0 | 0 | 0 | 35.7547 | 0 | 390.3707 | 16.412 | 1466.5276 | 0 | 0 | 0 | 346.9961 | 434.0383 | 0 | 0 | 0 | 0 | 0 | 0 | 0 | 0 | 14310.9534 | 0 | 2697.1331 | 0 | 0 | 0 | 0 | 0 | 0 | 0 | 0 | 20485.0817 | 20485.0817 | 3476.9952 | 3476.9952 | 0 | 17008.0865 | 0 | 588.3016 | 0 | 3877.499 | 0 | 1314.9829 | 0 | 3877.499 | 0 | 1154.731 | 0 | 3877.499 | 0 | 1412.3261 | 0 | 3877.499 | 0 | 4465.8006 | 5192.4819 | 5032.23 | 5289.8251
234838 | 242.131 | 1138 | 2 | None | Electric, 120% Usage | Standard, 120% Usage | None | None | 200-300% | 67 | None | 50 or more Unit | Multifamily with 5+ units, 1-3 stories | Multi-Family with 5+ Units | 1000-1499 | 0-1499 | 3 | Natural Gas | 100% Conditioned | Central AC | None | Natural Gas Fuel Furnace | None | 50000-59999 | 100% LED | Occupied | 1990s | Natural Gas | Yes | 0 | 1029.8517 | 38.6854 | 481.5158 | 2918.6948 | 0 | 0 | 261.7125 | 0 | 0 | 0 | 0 | 0 | 26.0833 | 0 | 357.8398 | 16.412 | 3943.2712 | 0 | 0 | 0 | 0 | 434.0383 | 0 | 0 | 0 | 0 | 0 | 0 | 0 | 0 | 13475.1147 | 0 | 7194.8948 | 0 | 0 | 0 | 0 | 0 | 0 | 0 | 0 | 30177.8211 | 30177.8211 | 9507.8117 | 9507.8117 | 0 | 20670.0095 | 0 | 1594.1141 | 0 | 4712.3607 | 0 | 3485.0618 | 0 | 4712.3607 | 0 | 3084.8563 | 0 | 4712.3607 | 0 | 3669.6553 | 0 | 4712.3607 | 0 | 6306.4748 | 8197.4225 | 7797.217 | 8382.016
234891 | 242.131 | 2663 | 3 | Standard Efficiency | Electric, 100% Usage | EnergyStar, 100% Usage | Electric, 100% Usage | None | 400%+ | None | None | Single-Family Detached | Single-Family Detached | Single-Family Detached | 2500-2999 | 2500-3999 | 1 | Natural Gas | 100% Conditioned | Central AC | None | Natural Gas Fuel Furnace | None | 200000+ | 100% Incandescent | Occupied | 1980s | Natural Gas | Yes | 67.9925 | 400.042 | 23.4457 | 984.7188 | 3128.8267 | 0 | 0 | 207.7874 | 0 | 0 | 0 | 0 | 0 | 233.2846 | 99.9372 | 2774.2107 | 21.9803 | 2692.1508 | 0 | 0 | 0 | 405.6104 | 868.0765 | 402.3866 | 0 | 0 | 0 | 0 | 0 | 0 | 0 | 18914.5138 | 0 | 3751.8958 | 0 | 0 | 0 | 0 | 0 | 0 | 0 | 0 | 34976.8599 | 34976.8599 | 12310.1572 | 12310.1572 | 0 | 22666.4096 | 0 | 2370.8316 | 0 | 5167.4907 | 0 | 5156.8223 | 0 | 5167.4907 | 0 | 4554.3926 | 0 | 5167.4907 | 0 | 5268.5176 | 0 | 5167.4907 | 0 | 7538.3224 | 10324.313 | 9721.8834 | 10436.0083
234894 | 242.131 | 617 | 1 | Standard Efficiency, No usage | Electric, 100% Usage | EnergyStar, 100% Usage | Electric, 100% Usage | 318 Rated kWh, 100% Usage | 400%+ | None | 8 | Single-Family Attached | Single-Family Attached | Single-Family Attached | 500-749 | 0-1499 | 1 | Natural Gas | 100% Conditioned | Central AC | None | Natural Gas Fuel Furnace | None | 70000-79999 | 100% CFL | Vacant | 1960s | Natural Gas | Yes | 0 | 0 | 0 | 587.9006 | 3196.2331 | 0 | 0 | 69.4578 | 0 | 0 | 0 | 0 | 0 | 0 | 0 | 0 | 16.412 | 0 | 0 | 0 | 0 | 0 | 434.0383 | 0 | 0 | 0 | 0 | 0 | 0 | 0 | 0 | 3326.9428 | 0 | 1676.6596 | 0 | 0 | 0 | 0 | 0 | 0 | 0 | 0 | 9307.6441 | 9307.6441 | 4304.0417 | 4304.0417 | 0 | 5003.6024 | 0 | 752.6132 | 0 | 1140.6986 | 0 | 1582.0703 | 0 | 1140.6986 | 0 | 1417.9506 | 0 | 1140.6986 | 0 | 1606.0644 | 0 | 1140.6986 | 0 | 1893.3118 | 2722.7689 | 2558.6492 | 2746.7631
235164 | 242.131 | 8194 | 5 | None | Electric, 100% Usage | EnergyStar, 100% Usage | Electric, 100% Usage | None | 400%+ | None | None | Single-Family Detached | Single-Family Detached | Single-Family Detached | 4000+ | 4000+ | 2 | Electricity | 60% Conditioned | Room AC | None | Electricity Baseboard | None | 180000-199999 | 100% CFL | Occupied | 1960s | Electricity | Yes | 0 | 773.1215 | 45.1329 | 0 | 6173.5421 | 0 | 319.7405 | 0 | 0 | 100792.4163 | 0 | 0 | 4306.6794 | 127.4859 | 24.911 | 2406.1135 | 27.2556 | 5395.1453 | 0 | 0 | 0 | 603.1403 | 480.0504 | 0 | 0 | 0 | 0 | 0 | 0 | 0 | 0 | 0 | 0 | 0 | 0 | 0 | 0 | 0 | 0 | 0 | 0 | 0 | 121475.3209 | 121475.3209 | 121475.3209 | 121475.3209 | 0 | 0 | 0 | 21461.2086 | 0 | 0 | 0 | 50241.9289 | 0 | 0 | 0 | 43594.9836 | 0 | 0 | 0 | 53263.1671 | 0 | 0 | 0 | 21461.2086 | 50241.9289 | 43594.9836 | 53263.1671
235233 | 242.131 | 8194 | 3 | None | Electric, 80% Usage | Standard, 80% Usage | Electric, 80% Usage | None | 400%+ | None | None | Single-Family Detached | Single-Family Detached | Single-Family Detached | 4000+ | 4000+ | 2 | Natural Gas | 100% Conditioned | Central AC | None | Natural Gas Fuel Furnace | None | 160000-179999 | 100% Incandescent | Occupied | 2000s | Natural Gas | Yes | 0 | 989.701 | 36.927 | 1795.9395 | 5053.7175 | 0 | 319.7405 | 299.5186 | 0 | 0 | 0 | 0 | 0 | 509.6506 | 99.9372 | 7521.669 | 21.9803 | 2540.34 | 0 | 0 | 0 | 429.9353 | 480.0504 | 0 | 0 | 0 | 0 | 0 | 0 | 0 | 0 | 17803.7744 | 0 | 3971.9922 | 0 | 0 | 0 | 0 | 0 | 0 | 0 | 0 | 41874.8737 | 41874.8737 | 20099.1071 | 20099.1071 | 0 | 21775.7666 | 0 | 3473.9161 | 0 | 4964.4415 | 0 | 7530.5473 | 0 | 4964.4415 | 0 | 6668.2583 | 0 | 4964.4415 | 0 | 7922.2275 | 0 | 4964.4415 | 0 | 8438.3576 | 12494.9888 | 11632.6997 | 12886.669
235297 | 242.131 | 1690 | 4 | Standard Efficiency | Electric, 80% Usage | EnergyStar, 80% Usage | Electric, 80% Usage | 290 Rated kWh, 80% Usage | 150-200% | None | None | Single-Family Detached | Single-Family Detached | Single-Family Detached | 1500-1999 | 1500-2499 | 1 | Electricity | 100% Conditioned | Central AC | None | Electricity Electric Furnace | None | 20000-24999 | 100% Incandescent | Occupied | 1960s | Electricity | Yes | 67.9925 | 220.6825 | 12.8951 | 934.6036 | 5521.459 | 45.1329 | 0 | 244.1282 | 0 | 20957.5122 | 0 | 0 | 818.2544 | 184.6348 | 99.9372 | 1938.9582 | 21.9803 | 1033.9547 | 0 | 0 | 0 | 271.6769 | 817.9614 | 0 | 0 | 0 | 0 | 0 | 0 | 0 | 0 | 0 | 0 | 0 | 0 | 0 | 0 | 0 | 0 | 0 | 0 | 0 | 33191.1779 | 33191.1779 | 33191.1779 | 33191.1779 | 0 | 0 | 0 | 6025.7882 | 0 | 0 | 0 | 13570.9421 | 0 | 0 | 0 | 12241.7777 | 0 | 0 | 0 | 14738.1927 | 0 | 0 | 0 | 6025.7882 | 13570.9421 | 12241.7777 | 14738.1927
235362 | 242.131 | 1690 | 3 | Standard Efficiency | Electric, 100% Usage | EnergyStar, 100% Usage | Electric, 100% Usage | None | 200-300% | None | None | Single-Family Detached | Single-Family Detached | Single-Family Detached | 1500-1999 | 1500-2499 | 1 | Fuel Oil | 20% Conditioned | Room AC | None | Fuel Oil Fuel Boiler | None | 30000-34999 | 100% Incandescent | Occupied | 1970s | Natural Gas | Yes | 67.9925 | 275.7799 | 16.1189 | 0 | 731.2123 | 0 | 319.7405 | 93.7827 | 0 | 0 | 0 | 0 | 0 | 184.6348 | 0 | 1938.9582 | 21.9803 | 2067.9095 | 0 | 0 | 0 | 339.6694 | 1324.9743 | 0 | 0 | 11394.8963 | 0 | 0 | 0 | 0 | 0 | 0 | 0 | 2517.7736 | 0 | 0 | 0 | 0 | 0 | 0 | 0 | 0 | 21295.1301 | 21295.1301 | 7382.4603 | 7382.4603 | 11394.8963 | 2517.7736 | 0 | 1285.8078 | 3454.9205 | 573.9898 | 0 | 2820.798 | 3454.9205 | 573.9898 | 0 | 2483.4268 | 3454.9205 | 573.9898 | 0 | 3006.6724 | 3454.9205 | 573.9898 | 0 | 5314.7182 | 6849.7084 | 6512.3372 | 7035.5828
235507 | 242.131 | 1138 | 2 | Standard Efficiency | Electric, 120% Usage | Standard, 120% Usage | Gas, 120% Usage | 318 Rated kWh, 120% Usage | 150-200% | 2 | None | 2 Unit | Multifamily with 2-4 Units | Multi-Family with 2 - 4 Units | 1000-1499 | 0-1499 | 2 | Natural Gas | 100% Conditioned | Room AC | None | Natural Gas Fuel Wall/Floor Furnace | None | 25000-29999 | 100% LED | Occupied | <1940 | Electricity | No | 67.9925 | 846.3893 | 31.6517 | 0 | 3931.2553 | 106.3848 | 0 | 0 | 0 | 0 | 0 | 0 | 3750.7236 | 26.0833 | 0 | 357.8398 | 16.412 | 2748.4205 | 0 | 0 | 0 | 31.9447 | 434.0383 | 0 | 0 | 0 | 0 | 0 | 0 | 0 | 0 | 19131.6794 | 0 | 0 | 0 | 0 | 937.2413 | 0 | 0 | 0 | 0 | 0 | 32418.0564 | 32418.0564 | 12349.1357 | 12349.1357 | 0 | 20068.9207 | 0 | 1998.5389 | 0 | 4575.3304 | 0 | 4406.3782 | 0 | 4575.3304 | 0 | 3900.717 | 0 | 4575.3304 | 0 | 4671.5006 | 0 | 4575.3304 | 0 | 6573.8693 | 8981.7086 | 8476.0475 | 9246.8311
235607 | 242.131 | 853 | 1 | None | Electric, 80% Usage | Standard, 80% Usage | Electric, 80% Usage | 318 Rated kWh, 80% Usage | 200-300% | 8 | None | 5 to 9 Unit | Multifamily with 5+ units, 1-3 stories | Multi-Family with 5+ Units | 750-999 | 0-1499 | 2 | Natural Gas | None | None | Heating Only | Natural Gas Shared Heating | Boiler Baseboards Heating Only, Natural Gas | 25000-29999 | 100% Incandescent | Occupied | 1960s | Natural Gas | No | 0 | 441.9512 | 16.412 | 0 | 0 | 51.5805 | 0 | 64.4756 | 0 | 0 | 0 | 0 | 0 | 142.7256 | 0 | 1220.3479 | 16.412 | 733.2638 | 0 | 0 | 0 | 277.5383 | 434.0383 | 0 | 0 | 0 | 0 | 0 | 0 | 0 | 0 | 7135.4013 | 0 | 2162.8645 | 0 | 0 | 0 | 0 | 0 | 0 | 0 | 0 | 12697.011 | 12697.011 | 3398.7452 | 3398.7452 | 0 | 9298.2658 | 0 | 580.1759 | 0 | 2119.8027 | 0 | 1291.7104 | 0 | 2119.8027 | 0 | 1133.6285 | 0 | 2119.8027 | 0 | 1389.9191 | 0 | 2119.8027 | 0 | 2699.9786 | 3411.5131 | 3253.4312 | 3509.7218