{"text_format":"1","workbook":"xlsx","n_sheets":11,"sheets":["ReadMe","1. Summary","2. Baseline Year","3. Permit Load","4. Current Progress","5. Implementation Scenario","Efficiency BMPs","TN LRs","TP LRs","TSS LRs","DFs"],"not_rendered":{"charts":0,"images":1,"macros":1,"external_links":1,"defined_names":30,"comments":0,"pivot_tables":0},"unopened":[],"bounds":{"document_bytes":16777216,"sheet_cells":100000,"rows_first":2000,"rows_last":500,"rows_between":2000,"halvings":0,"cell_chars":16384,"cell_head_chars":4096},"cells_cut":0,"cells_raw":0,"read":"whole","date_system":"1900"}

{"sheet":"ReadMe","index":0,"n_rows":107,"n_cols":3,"rows_kept":107,"cut":false,"hidden":false,"merged":[[106,2,106,13],[72,2,72,13],[30,1,31,13],[0,1,0,7],[1,1,1,2],[70,0,70,1],[71,0,71,1],[66,0,67,0],[66,1,67,13],[69,0,69,13],[60,1,60,13],[23,0,23,13],[27,1,27,13],[42,1,43,13],[8,0,8,13],[20,0,20,13],[18,0,18,13],[13,0,15,13],[10,0,12,13],[53,0,53,13],[49,1,49,13],[48,1,48,13],[64,1,64,13],[56,1,56,13],[73,0,73,1],[72,0,72,1],[73,2,73,13],[74,2,74,13],[74,0,74,1],[86,2,86,13],[85,2,85,13],[45,1,45,13],[58,1,58,13],[63,1,63,13],[85,0,85,1],[86,0,86,1],[65,1,65,13],[84,2,84,13],[78,2,78,13],[79,2,79,13],[82,2,82,13],[83,2,83,13],[54,1,54,13],[55,1,55,13],[81,2,81,13],[77,2,77,13],[78,0,78,1],[47,1,47,13],[79,0,79,1],[81,0,81,1],[82,0,82,1],[83,0,83,1],[88,0,89,1],[88,2,89,13],[87,2,87,13],[87,0,87,1],[80,0,80,1],[80,2,80,13],[84,0,84,1],[2,1,2,8],[46,1,46,13],[28,1,29,13],[28,0,29,0],[41,1,41,13],[25,0,25,13],[26,1,26,13],[40,1,40,13],[39,1,39,13],[36,1,36,13],[35,1,35,13],[32,1,32,13],[33,0,34,0],[33,1,34,13],[22,0,22,13],[42,0,43,0],[37,1,37,13],[38,1,38,13],[30,0,31,0],[17,0,17,13],[44,1,44,13],[21,0,21,13],[9,0,9,13],[16,0,16,13],[19,0,19,13],[103,2,103,13],[95,2,95,13],[100,2,102,13],[100,0,102,0],[100,1,102,1],[77,0,77,1],[75,2,75,13],[71,2,71,13],[70,2,70,13],[57,1,57,13],[59,1,59,13],[61,1,61,13],[62,1,62,13],[75,0,75,1],[50,0,51,0],[50,1,51,13],[76,2,76,13],[76,0,76,1],[90,0,91,1],[90,2,91,13],[104,2,105,13],[104,1,105,1],[104,0,105,0],[94,0,94,13],[98,2,99,13],[96,2,97,13],[96,1,97,1],[98,1,99,1],[98,0,99,0],[96,0,97,0]]}
[null,"TMDL Implementation Progress and Planning (TIPP) Tool"]
[null,"Version: 04/06/2022"]
[null,"Maryland Department of the Environment - Water and Sciences Administration"]
[]
[]
[]
[]
[]
["About the Calculator:"]
["1. This calculator estimates the pollutant load reductions for local or Chesapeake Bay TMDLs at various points in the watershed planning process."]
["2. This tool requires input of baseline Impervious and Turf land use data. Users can provide their own data or use MDE's reclassified land cover dataset. Users must specify whether they are using Aggregate Impervious or Impervious Road/NonRoad land use by indicating use of specific or general land use information. Methods for backcasting land cover data can be found on the Stormwater Documents page in the TMDL Data Center."]
[]
[]
["3. The unit loads used in this spreadsheet are Chesapeake Bay Phase 6 CAST-2017d Watershed Model No Action (No BMP) scenario loading rates aggregated at the 8 digit watershed  and Chesapeake Bay Segment scale by county and include Stream Bed and Bank (STB) loads determined by a variation of the method used to determine STB load in the 2020 MS4 Accounting Guidance document. These loads account for inconsistencies in load distribution between the Phase 5 and 6 model. "]
[]
[]
["4. EOS load in this spreadsheet is calculated using the methods and BMP efficiencies recommended by the expert panels approved by CBP."]
["5. EOT load in this spreadsheet is calculated using Chesapeake Bay Phase 6 Watershed Model No Action scenario delivery factors at the MD 8 digit and Chesapeake Bay Segment watershed scale. "]
["6. Calculated values will appear in cells that are not highlighted. "]
["7. Load totals appear in cells highlighted green and load reduction totals appear in cells highlighted grey. "]
["8. Please populate the blue cells in this worksheet with applicable project data. The calculator will subsequently generate the TN, TP, and TSS load reduction credit."]
["9. Formulas may be replaced with loads calculated outside this spreadsheet. Please note where this has been done and supply supplemental information for the calculation(s). "]
["10. To add rows to existing data tables, \"Add Row\" buttons have been provided. "]
["For questions or troubleshooting, please contact mde.tmdlcoordinator@maryland.gov"]
[]
["Using the Calculator"]
["Tab","Note"]
["1. Summary","Enter project information into the Basic Project Information section and specify if using specific land use data. This tab displays a summary of each planning scenario."]
["2. Baseline Year","Enter baseline year land use and BMP information into cells highlighted blue. Baseline land use acres for Tree Canopy over Aggregate Impervious, Tree Canopy over Impervious Road, Tree Canopy over Impervious NonRoad, and Tree Canopy over Turf should be input as Land Use Conversion BMPs."]
[]
["3. Permit Load","Enter Permit BMP information into cells highlighted blue. This scenario represents county modeled pollutant load for the year the county MS4 permit was made effective and may be used to determine permit load for input into the Local TMDL geodatabase table."]
[]
["4. Current Progress","Enter current progress BMP information into cells highlighted blue."]
["5. Implementation Scenario","Enter implementation scenario BMP information into cells highlighted blue. Record each BMP's proposed impementation period by indicating whether it is a Milestone 1, Milestone 2, or Planned BMP. Levels of planned annual BMPs should only reflect increases above the Progress Scenario."]
[]
["Efficiency BMPs","List of BMPs and their respective efficiencies. BMP short names and RR/ST designations for applicable Stormwater Management BMPs can be found here."]
["TN LRs","TN unit loading rates for load sources outlined below. Units of (lbs/ac/yr) or (lbs/system/yr) for septic."]
["TP LRs","TP unit loading rates for load sources outlined below. Units of (lbs/ac/yr) or (lbs/system/yr) for septic."]
["TSS LRs","TSS unit loading rates for load sources outlined below. Units of (lbs/ac/yr) or (lbs/system/yr) for septic."]
["DFs","Delivery factors convert EOS to EOT load and are aggregated at the 8 digit and Chesapeake Bay Segment scale. Factors have been capped at 1."]
["Calculator Section","Note"]
["Land Use","Baseline year land use information will be used to calculate local TMDL progress. Enter specific or general land use data. "]
["Septic","This section is OPTIONAL. The septic connection BMP was added with an efficiency consistent with the Maryland Phase III WIP and 2020 MS4 Accounting Guidance document. Septic unit loads are calculated from CAST and account for all attenuation in the model."]
[]
["Shoreline Management","Planning estimates are available, but manual input of the project's protocol calculations is preferred. Supplemental spreadsheets are available."]
["Stream Restoration","Planning estimates for projects are available, but manual input of the project's protocol calculations is preferred. Supplemental spreadsheets are available."]
["Street Sweeping","Calculations use Impervious Road unit loads. "]
["Storm Drain Cleaning","Input Organic and/or Inorganic material or base calculation on majority content of solids. Input measured nutrient enrichment factors or use expert panel defaults."]
["Urban Nutrient Management","Indicate whether the Fertilizer Act is applied. In general, the Fertilizer Act applies to all practices implemented after 2014."]
["Land Use Conversion","Choose the appropriate load sources to describe the land use conversion. Only approved MDE land use conversion BMPs will be accepted."]
["Stormwater Management","Enter specific or general land use data. Specify whether the BMP is retrofitted with a floating treatment wetland. For RR/ST BMPs, users have two options: 1) Input applicable BMPs by type and use the BMP efficiency to determine the load reduction or 2) designate the BMP as an RR or ST practice and use the Pe treated to determine the load reduction."]
[]
[]
["CAST Components of Load Sources Used in this Spreadsheet"]
["Load Source Name KEY","CAST Components"]
["Aggregate Impervious","MS4 Roads, Non-Regulated Roads, MS4 Buildings and Other, Non-Regulated Buildings and Other"]
["Impervious Road","MS4 Roads, Non-Regulated Roads"]
["Impervious NonRoad","MS4 Buildings and Other, Non-Regulated Buildings and Other"]
["Turf","MS4 Turf Grass, Non-Regulated Turf Grass"]
["Mixed Open","[Expert Panel %red x Turf unit load]"]
["Tree Canopy over Agg. Impervious","[Expert Panel %red x Aggregate Impervious unit load]"]
["Tree Canopy over Imp. Road","[Expert Panel %red x Imp. Road unit load]"]
["Tree Canopy over Imp. NonRoad","[Expert Panel %red x Imp. NonRoad unit load]"]
["Tree Canopy over Turf ","[Expert Panel %red x Turf unit load]"]
["Forest","True Forest"]
["Septic","Septic"]
["Urban","MS4 Roads, Non-Regulated Roads, MS4 Buildings and Other, Non-Regulated Buildings and Other, MS4 Turf Grass, Non-Regulated Turf Grass, MS4 Tree Canopy over Impervious, Non-Regulated Tree Canopy over Impervious, MS4 Tree Canopy over Turf Grass, Non-Regulated Tree Canopy over Turf Grass "]
[]
[]
["Equations Used in this Spreadsheet"]
["Load Type",null,"Load Formula"]
["EOS Load  - Aggregate Impervious",null,"[Aggregate Imp. unit Load (lbs/ac/yr) x Imp. Area (acres)] "]
["EOS Load  - Impervious Road",null,"[Imp. Road unit Load (lbs/ac/yr) x Imp. Road Area (acres)] "]
["EOS Load  - Impervious NonRoad",null,"[Imp. NonRoad unit Load (lbs/ac/yr) x Imp. NonRoad Area (acres)] "]
["EOS Load  - Septic",null,"[Septic unit Load (lbs/system/yr) x Amount (systems)] "]
["EOS Load - Pervious",null,"[Turf unit load (lbs/ac/yr) x Turf Area (acres)] "]
["BMP Type",null,"Load Reduction Formula"]
["Septic",null,"[Septic unit Load (lbs/system/yr) x Systems x Practice Efficiency]"]
["Shoreline Management",null,"*see Expert Panel and individual Shoreline Management load reduction calculator"]
["Stream Restoration",null,"*see Expert Panel and individual Stream Restoration load reduction calculator"]
["Street Sweeping",null,"[Imp. Road unit Load (lbs/ac/yr) x Lane Miles x Practice Efficiency]"]
["Storm Drain Cleaning",null,"[Amount of Material (lbs) x Wet-Dry Conversion Factor x Nutrient Enrichment Factor]"]
["Urban Nutrient Management - General",null,"[Turf unit Load (lbs/ac/yr) x Turf Area (acres) x Efficiency] "]
["Urban Nutrient Management - with Fertilizer Act*",null,"[Turf unit Load (lbs/ac/yr) x Turf Area (acres) x Efficiency + (Fertilizer Act Efficiency x Turf unit load (lbs/ac/yr) x Turf Area (acres))]"]
["Land Use Conversion",null,"[(\"Converting from\" unit Load (lbs/ac/yr) x Acres) - (\"Converting to\" unit Load (lbs/ac/yr) x Acres)]"]
["Land Use Conversion - with Forest Buffer",null,"[(Turf unit load (lbs/ac/yr) - Forest unit load (lbs/ac/yr) + (Forest Upland Treatment Efficiency x Urban unit load (lb/ac/yr)) x Acres]"]
["Land Use Conversion - with Mixed Open Buffer",null,"[(Turf unit load (lbs/ac/yr) - Mixed Open unit load (lbs/ac/yr) + (Conservation Landscaping Upland Treatment Efficiency x Urban unit load (lb/ac/yr)) x Acres]"]
["Stormwater Management - General",null,"[(Aggregate Imp. unit Load (lbs/ac/yr) x Imp. Area (acres) x Efficiency) + (Turf unit Load (lbs/ac/yr) x Turf Area (acres) x Efficiency)] "]
["Stormwater Management - Specific",null,"[(Imp. Road unit Load (lbs/ac/yr) x Imp. Area (acres) x Efficiency) + (Imp. NonRoad unit Load (lbs/ac/yr) x Imp. Area (acres) x Efficiency) + (Turf unit Load (lbs/ac/yr) x Turf Area (acres) x Efficiency)] "]
[]
["Stormwater Management - with Floating Treatment Wetland",null,"[(Imp. Road unit Load (lbs/ac/yr) x Imp. Area (acres) x (1- [(1-BMP Efficiency) x (1 - FTW Efficiency)])) + (Imp. NonRoad unit Load (lbs/ac/yr) x Imp. Area (acres) x (1- [(1-BMP Efficiency) x (1 - FTW Efficiency)]))  + (Turf unit Load (lbs/ac/yr) x Turf Area (acres) x (1- [(1-BMP Efficiency) x (1 - FTW Efficiency)]))]"]
[]
["*Affects TP load reduction only"]
[]
["TIPP Revision Record:"]
["Date","Version","Revision"]
["2021-06-04",1,"1st Version"]
[]
["2021-10-18",2,"Updated MD 8-digit unit loads after correcting error in STB calculation; added Chesapeake Bay Segment unit loads; Corrected cell reference errors in Summary tab"]
[]
["2021-11-12",2,"Corrected cell errors within Shoreline Management and Stream Restoration BMP sections; Addition of Permit Load tab to account for county modeled pollutant load for the year the county MS4 permit was made effective; Edits to clarify tables in the Summary tab (i.e., Implementation Scenario milestones broken out, overall summary table revised to include Permit Load and Implementation Scenario milestones)"]
[]
[]
["2022-01-25",2,"Corrected Land Use Conversion section drop down errors"]
["2022-03-10",2,"Corrected errors in Summary table in Summary tab; Removed Urban Forest Buffer from SWM BMP section dropdown list for clarity; Addition of language to clarify use of Pe column in SWM BMP sections; Addition of RR/ST designations for applicable SWM BMPs in Efficiency BMPs tab"]
[]
["2022-04-06",2,"Updated drop down load source names in Land Use Conversion section "]

{"sheet":"1. Summary","index":1,"n_rows":105,"n_cols":7,"rows_kept":105,"cut":false,"hidden":false,"merged":[[102,0,102,2],[38,1,38,3],[48,4,48,6],[38,4,38,6],[89,0,89,1],[90,0,90,2],[88,0,88,1],[86,0,86,1],[50,0,50,6],[85,0,85,2],[48,1,48,3],[84,0,84,1],[95,0,95,1],[62,0,62,6],[26,0,26,10],[27,0,27,10],[28,1,28,3],[28,4,28,6],[15,0,15,10],[19,0,19,6],[14,0,14,10],[16,1,16,3],[16,4,16,6],[104,0,104,1],[103,0,103,1],[92,0,92,1],[91,0,91,1],[99,0,99,2],[100,0,100,1],[101,0,101,1],[96,0,96,2],[98,0,98,1],[97,0,97,1],[94,0,94,1],[93,0,93,2],[56,0,56,6],[11,4,12,6],[7,0,7,2],[8,0,8,2],[9,0,9,2],[11,0,11,2],[12,0,12,2],[11,3,12,3],[9,3,9,5],[8,3,8,5],[7,3,7,5],[1,0,1,10],[2,0,2,10],[3,0,3,2],[4,0,4,2],[6,0,6,2],[6,3,6,5],[4,3,4,5],[3,3,3,5],[5,0,5,2],[5,3,5,5]]}
["1. SUMMARY"]
["BASIC PROJECT INFORMATION"]
["Populate blue cells below with basic project information. All blue cells in this section are required for the tool to return results."]
["Name of Implementation Plan"]
["Watershed Code - MD 8digit or Chesapeake Bay Segment"]
["Watershed Name",null,null,{"$f":"IFERROR(VLOOKUP(D5,DFs!B2:C183,2,FALSE),\"\")","v":""}]
["County"]
["Baseline Year"]
["Reduction %"]
["Impairment",null,null,"TN"]
[]
["Are you using specific land use information?",null,null,"No","Specific land use information can be found using reclassified land cover data located on MDE's TMDL Stormwater Implementation Resources webpage"]
["(i.e. Impervious Road and Impervious NonRoad data)"]
[]
["BASELINE YEAR"]
["Baseline Year Summary"]
["Type","EOS Load (lbs/yr)",null,null,"EOT Load (lbs/yr)"]
[null,"TN","TP","TSS","TN","TP","TSS"]
["Land Use",{"$f":"'2. Baseline Year'!C17","v":0},{"$f":"'2. Baseline Year'!D17","v":0},{"$f":"'2. Baseline Year'!E17","v":0},{"$f":"'2. Baseline Year'!F17","v":0},{"$f":"'2. Baseline Year'!G17","v":0},{"$f":"'2. Baseline Year'!H17","v":0}]
["Load Reductions"]
["Septic BMPs",{"$f":"IFERROR('2. Baseline Year'!E26,0)","v":0},{"$f":"IFERROR('2. Baseline Year'!F26,0)","v":0},{"$f":"IFERROR('2. Baseline Year'!G26,0)","v":0},{"$f":"IFERROR('2. Baseline Year'!H26,0)","v":0},{"$f":"IFERROR('2. Baseline Year'!I26,0)","v":0},{"$f":"IFERROR('2. Baseline Year'!J26,0)","v":0}]
["Alternative BMPs",{"$f":"IFERROR('2. Baseline Year'!C44+'2. Baseline Year'!F54+'2. Baseline Year'!F62+'2. Baseline Year'!F71,0)","v":0},{"$f":"IFERROR('2. Baseline Year'!D44+'2. Baseline Year'!G54+'2. Baseline Year'!G62+'2. Baseline Year'!G71,0)","v":0},{"$f":"IFERROR('2. Baseline Year'!E44+'2. Baseline Year'!H54+'2. Baseline Year'!H62+'2. Baseline Year'!H71,0)","v":0},{"$f":"IFERROR('2. Baseline Year'!C37+'2. Baseline Year'!F44+'2. Baseline Year'!I54+'2. Baseline Year'!I62+'2. Baseline Year'!I71,0)","v":0},{"$f":"IFERROR('2. Baseline Year'!D37+'2. Baseline Year'!G44+'2. Baseline Year'!J54+'2. Baseline Year'!J62+'2. Baseline Year'!J71,0)","v":0},{"$f":"IFERROR('2. Baseline Year'!E37+'2. Baseline Year'!H44+'2. Baseline Year'!K54+'2. Baseline Year'!K62+'2. Baseline Year'!K71,0)","v":0}]
["Land Use Conversion",{"$f":"'2. Baseline Year'!F82","v":0},{"$f":"'2. Baseline Year'!G82","v":0},{"$f":"'2. Baseline Year'!H82","v":0},{"$f":"'2. Baseline Year'!I82","v":0},{"$f":"'2. Baseline Year'!J82","v":0},{"$f":"'2. Baseline Year'!K82","v":0}]
["SW Management BMPs",{"$f":"'2. Baseline Year'!J101","v":0},{"$f":"'2. Baseline Year'!K101","v":0},{"$f":"'2. Baseline Year'!L101","v":0},{"$f":"'2. Baseline Year'!M101","v":0},{"$f":"'2. Baseline Year'!N101","v":0},{"$f":"'2. Baseline Year'!O101","v":0}]
["TOTAL LOAD REDUCTION",{"$f":"SUM(B21:B24)","v":0},{"$f":"SUM(C21:C24)","v":0},0,0,0,0]
[]
["PERMIT LOAD"]
["Permit Load Summary"]
["Type","EOS Load Reductions (lbs/yr)",null,null,"EOT Load Reductions (lbs/yr)"]
[null,"TN","TP","TSS","TN","TP","TSS"]
["Septic BMPs",{"$f":"'3. Permit Load'!E16","v":0},{"$f":"'3. Permit Load'!F16","v":0},{"$f":"'3. Permit Load'!G16","v":0},{"$f":"'3. Permit Load'!H16","v":0},{"$f":"'3. Permit Load'!I16","v":0},{"$f":"'3. Permit Load'!J16","v":0}]
["Alternative BMPs",{"$f":"IFERROR('3. Permit Load'!C34+'3. Permit Load'!F44+'3. Permit Load'!F52+'3. Permit Load'!F61,0)","v":0},{"$f":"IFERROR('3. Permit Load'!D34+'3. Permit Load'!G44+'3. Permit Load'!G52+'3. Permit Load'!G61,0)","v":0},{"$f":"IFERROR('3. Permit Load'!E34+'3. Permit Load'!H44+'3. Permit Load'!H52+'3. Permit Load'!H61,0)","v":0},{"$f":"IFERROR('3. Permit Load'!C27+'3. Permit Load'!F34+'3. Permit Load'!I44+'3. Permit Load'!I52+'3. Permit Load'!I61,0)","v":0},{"$f":"IFERROR('3. Permit Load'!D27+'3. Permit Load'!G34+'3. Permit Load'!J44+'3. Permit Load'!J52+'3. Permit Load'!J61,0)","v":0},{"$f":"IFERROR('3. Permit Load'!E27+'3. Permit Load'!H34+'3. Permit Load'!K44+'3. Permit Load'!K52+'3. Permit Load'!K61,0)","v":0}]
["Land Use Conversion",{"$f":"'3. Permit Load'!F72","v":0},{"$f":"'3. Permit Load'!G72","v":0},{"$f":"'3. Permit Load'!H72","v":0},{"$f":"'3. Permit Load'!I72","v":0},{"$f":"'3. Permit Load'!J72","v":0},{"$f":"'3. Permit Load'!K72","v":0}]
["SW Management BMPs",{"$f":"'3. Permit Load'!J91","v":0},{"$f":"'3. Permit Load'!K91","v":0},{"$f":"'3. Permit Load'!L91","v":0},{"$f":"'3. Permit Load'!M91","v":0},{"$f":"'3. Permit Load'!N91","v":0},{"$f":"'3. Permit Load'!O91","v":0}]
["TOTAL LOAD REDUCTION",{"$f":"SUM(B31:B34)","v":0},{"$f":"SUM(C31:C34)","v":0},0,0,0,0]
[]
["CURRENT PROGRESS"]
["Current Progress Summary"]
["Type","EOS Load Reductions (lbs/yr)",null,null,"EOT Load Reductions (lbs/yr)"]
[null,"TN","TP","TSS","TN","TP","TSS"]
["Septic BMPs",{"$f":"'4. Current Progress'!E16","v":0},{"$f":"'4. Current Progress'!F16","v":0},{"$f":"'4. Current Progress'!G16","v":0},{"$f":"'4. Current Progress'!H16","v":0},{"$f":"'4. Current Progress'!I16","v":0},{"$f":"'4. Current Progress'!J16","v":0}]
["Alternative BMPs",{"$f":"IFERROR('4. Current Progress'!C34+'4. Current Progress'!F44+'4. Current Progress'!F52+'4. Current Progress'!F61,0)","v":0},{"$f":"IFERROR('4. Current Progress'!D34+'4. Current Progress'!G44+'4. Current Progress'!G52+'4. Current Progress'!G61,0)","v":0},{"$f":"IFERROR('4. Current Progress'!E34+'4. Current Progress'!H44+'4. Current Progress'!H52+'4. Current Progress'!H61,0)","v":0},{"$f":"IFERROR('4. Current Progress'!C27+'4. Current Progress'!F34+'4. Current Progress'!I44+'4. Current Progress'!I52+'4. Current Progress'!I61,0)","v":0},{"$f":"IFERROR('4. Current Progress'!D27+'4. Current Progress'!G34+'4. Current Progress'!J44+'4. Current Progress'!J52+'4. Current Progress'!J61,0)","v":0},{"$f":"IFERROR('4. Current Progress'!E27+'4. Current Progress'!H34+'4. Current Progress'!K44+'4. Current Progress'!K52+'4. Current Progress'!K61,0)","v":0}]
["Land Use Conversion",{"$f":"'4. Current Progress'!F72","v":0},{"$f":"'4. Current Progress'!G72","v":0},{"$f":"'4. Current Progress'!H72","v":0},{"$f":"'4. Current Progress'!I72","v":0},{"$f":"'4. Current Progress'!J72","v":0},{"$f":"'4. Current Progress'!K72","v":0}]
["SW Management BMPs",{"$f":"'4. Current Progress'!J91","v":0},{"$f":"'4. Current Progress'!K91","v":0},{"$f":"'4. Current Progress'!L91","v":0},{"$f":"'4. Current Progress'!M91","v":0},{"$f":"'4. Current Progress'!N91","v":0},{"$f":"'4. Current Progress'!O91","v":0}]
["TOTAL LOAD REDUCTION",{"$f":"SUM(B41:B44)","v":0},{"$f":"SUM(C41:C44)","v":0},0,0,0,0]
[]
["IMPLEMENTATION SCENARIO"]
["Implementation Scenario summary"]
["Type","EOS Load Reductions (lbs/yr)",null,null,"EOT Load Reductions (lbs/yr)"]
[null,"TN","TP","TSS","TN","TP","TSS"]
["Milestone 1"]
["Septic BMPs",{"$f":"SUMIF('5. Implementation Scenario'!$A$23:$A$25,\"Milestone 1\",'5. Implementation Scenario'!F23:F25)","v":0},{"$f":"SUMIF('5. Implementation Scenario'!$A$23:$A$25,\"Milestone 1\",'5. Implementation Scenario'!G23:G25)","v":0},{"$f":"SUMIF('5. Implementation Scenario'!$A$23:$A$25,\"Milestone 1\",'5. Implementation Scenario'!H23:H25)","v":0},{"$f":"SUMIF('5. Implementation Scenario'!$A$23:$A$25,\"Milestone 1\",'5. Implementation Scenario'!I23:I25)","v":0},{"$f":"SUMIF('5. Implementation Scenario'!$A$23:$A$25,\"Milestone 1\",'5. Implementation Scenario'!J23:J25)","v":0},{"$f":"SUMIF('5. Implementation Scenario'!$A$23:$A$25,\"Milestone 1\",'5. Implementation Scenario'!K23:K25)","v":0}]
["Alternative BMPs",{"$f":"SUMIF('5. Implementation Scenario'!$A$72:$A$74,\"Milestone 1\",'5. Implementation Scenario'!G72:G74)+SUMIF('5. Implementation Scenario'!$A$51:$A$55,\"Milestone 1\",'5. Implementation Scenario'!G51:G55)+SUMIF('5. Implementation Scenario'!$A$62:$A$65,\"Milestone 1\",'5. Implementation Scenario'!G62:G65)+SUMIF('5. Implementation Scenario'!$A$43:$A$45,\"Milestone 1\",'5. Implementation Scenario'!D43:D45)","v":0},{"$f":"SUMIF('5. Implementation Scenario'!$A$72:$A$74,\"Milestone 1\",'5. Implementation Scenario'!H72:H74)+SUMIF('5. Implementation Scenario'!$A$51:$A$55,\"Milestone 1\",'5. Implementation Scenario'!H51:H55)+SUMIF('5. Implementation Scenario'!$A$62:$A$65,\"Milestone 1\",'5. Implementation Scenario'!H62:H65)+SUMIF('5. Implementation Scenario'!$A$43:$A$45,\"Milestone 1\",'5. Implementation Scenario'!E43:E45)","v":0},{"$f":"SUMIF('5. Implementation Scenario'!$A$72:$A$74,\"Milestone 1\",'5. Implementation Scenario'!I72:I74)+SUMIF('5. Implementation Scenario'!$A$51:$A$55,\"Milestone 1\",'5. Implementation Scenario'!I51:I55)+SUMIF('5. Implementation Scenario'!$A$62:$A$65,\"Milestone 1\",'5. Implementation Scenario'!I62:I65)+SUMIF('5. Implementation Scenario'!$A$43:$A$45,\"Milestone 1\",'5. Implementation Scenario'!F43:F45)","v":0},{"$f":"SUMIF('5. Implementation Scenario'!$A$72:$A$74,\"Milestone 1\",'5. Implementation Scenario'!J72:J74)+SUMIF('5. Implementation Scenario'!$A$51:$A$55,\"Milestone 1\",'5. Implementation Scenario'!J51:J55)+SUMIF('5. Implementation Scenario'!$A$62:$A$65,\"Milestone 1\",'5. Implementation Scenario'!J62:J65)+SUMIF('5. Implementation Scenario'!$A$43:$A$45,\"Milestone 1\",'5. Implementation Scenario'!G43:G45)+SUMIF('5. Implementation Scenario'!$A$35:$A$37,\"Milestone 1\",'5. Implementation Scenario'!D35:D37)","v":0},{"$f":"SUMIF('5. Implementation Scenario'!$A$72:$A$74,\"Milestone 1\",'5. Implementation Scenario'!K72:K74)+SUMIF('5. Implementation Scenario'!$A$51:$A$55,\"Milestone 1\",'5. Implementation Scenario'!K51:K55)+SUMIF('5. Implementation Scenario'!$A$62:$A$65,\"Milestone 1\",'5. Implementation Scenario'!K62:K65)+SUMIF('5. Implementation Scenario'!$A$43:$A$45,\"Milestone 1\",'5. Implementation Scenario'!H43:H45)+SUMIF('5. Implementation Scenario'!$A$35:$A$37,\"Milestone 1\",'5. Implementation Scenario'!E35:E37)","v":0},{"$f":"SUMIF('5. Implementation Scenario'!$A$72:$A$74,\"Milestone 1\",'5. Implementation Scenario'!L72:L74)+SUMIF('5. Implementation Scenario'!$A$51:$A$55,\"Milestone 1\",'5. Implementation Scenario'!L51:L55)+SUMIF('5. Implementation Scenario'!$A$62:$A$65,\"Milestone 1\",'5. Implementation Scenario'!L62:L65)+SUMIF('5. Implementation Scenario'!$A$43:$A$45,\"Milestone 1\",'5. Implementation Scenario'!I43:I45)+SUMIF('5. Implementation Scenario'!$A$35:$A$37,\"Milestone 1\",'5. Implementation Scenario'!F35:F37)","v":0}]
["Land Use Conversion",{"$f":"SUMIF('5. Implementation Scenario'!$A$81:$A$85,\"Milestone 1\",'5. Implementation Scenario'!G81:G85)","v":0},{"$f":"SUMIF('5. Implementation Scenario'!$A$81:$A$85,\"Milestone 1\",'5. Implementation Scenario'!H81:H85)","v":0},{"$f":"SUMIF('5. Implementation Scenario'!$A$81:$A$85,\"Milestone 1\",'5. Implementation Scenario'!I81:I85)","v":0},{"$f":"SUMIF('5. Implementation Scenario'!$A$81:$A$85,\"Milestone 1\",'5. Implementation Scenario'!J81:J85)","v":0},{"$f":"SUMIF('5. Implementation Scenario'!$A$81:$A$85,\"Milestone 1\",'5. Implementation Scenario'!K81:K85)","v":0},{"$f":"SUMIF('5. Implementation Scenario'!$A$81:$A$85,\"Milestone 1\",'5. Implementation Scenario'!L81:L85)","v":0}]
["SW Management BMPs",{"$f":"SUMIF('5. Implementation Scenario'!$A$95:$A$104,\"Milestone 1\",'5. Implementation Scenario'!K95:K104)","v":0},{"$f":"SUMIF('5. Implementation Scenario'!$A$95:$A$104,\"Milestone 1\",'5. Implementation Scenario'!L95:L104)","v":0},{"$f":"SUMIF('5. Implementation Scenario'!$A$95:$A$104,\"Milestone 1\",'5. Implementation Scenario'!M95:M104)","v":0},{"$f":"SUMIF('5. Implementation Scenario'!$A$95:$A$104,\"Milestone 1\",'5. Implementation Scenario'!N95:N104)","v":0},{"$f":"SUMIF('5. Implementation Scenario'!$A$95:$A$104,\"Milestone 1\",'5. Implementation Scenario'!O95:O104)","v":0},{"$f":"SUMIF('5. Implementation Scenario'!$A$95:$A$104,\"Milestone 1\",'5. Implementation Scenario'!P95:P104)","v":0}]
["TOTAL LOAD REDUCTION",{"$f":"SUM(B52:B55)","v":0},{"$f":"SUM(C52:C55)","v":0},0,0,0,0]
["Milestone 2"]
["Septic BMPs",{"$f":"SUMIF('5. Implementation Scenario'!$A$23:$A$25,\"Milestone 2\",'5. Implementation Scenario'!F23:F25)","v":0},{"$f":"SUMIF('5. Implementation Scenario'!$A$23:$A$25,\"Milestone 2\",'5. Implementation Scenario'!G23:G25)","v":0},{"$f":"SUMIF('5. Implementation Scenario'!$A$23:$A$25,\"Milestone 2\",'5. Implementation Scenario'!H23:H25)","v":0},{"$f":"SUMIF('5. Implementation Scenario'!$A$23:$A$25,\"Milestone 2\",'5. Implementation Scenario'!I23:I25)","v":0},{"$f":"SUMIF('5. Implementation Scenario'!$A$23:$A$25,\"Milestone 2\",'5. Implementation Scenario'!J23:J25)","v":0},{"$f":"SUMIF('5. Implementation Scenario'!$A$23:$A$25,\"Milestone 2\",'5. Implementation Scenario'!K23:K25)","v":0}]
["Alternative BMPs",{"$f":"SUMIF('5. Implementation Scenario'!$A$72:$A$74,\"Milestone 2\",'5. Implementation Scenario'!G72:G74)+SUMIF('5. Implementation Scenario'!$A$51:$A$55,\"Milestone 2\",'5. Implementation Scenario'!G51:G55)+SUMIF('5. Implementation Scenario'!$A$62:$A$65,\"Milestone 2\",'5. Implementation Scenario'!G62:G65)+SUMIF('5. Implementation Scenario'!$A$43:$A$45,\"Milestone 2\",'5. Implementation Scenario'!D43:D45)","v":0},{"$f":"SUMIF('5. Implementation Scenario'!$A$72:$A$74,\"Milestone 2\",'5. Implementation Scenario'!H72:H74)+SUMIF('5. Implementation Scenario'!$A$51:$A$55,\"Milestone 2\",'5. Implementation Scenario'!H51:H55)+SUMIF('5. Implementation Scenario'!$A$62:$A$65,\"Milestone 2\",'5. Implementation Scenario'!H62:H65)+SUMIF('5. Implementation Scenario'!$A$43:$A$45,\"Milestone 2\",'5. Implementation Scenario'!E43:E45)","v":0},{"$f":"SUMIF('5. Implementation Scenario'!$A$72:$A$74,\"Milestone 2\",'5. Implementation Scenario'!I72:I74)+SUMIF('5. Implementation Scenario'!$A$51:$A$55,\"Milestone 2\",'5. Implementation Scenario'!I51:I55)+SUMIF('5. Implementation Scenario'!$A$62:$A$65,\"Milestone 2\",'5. Implementation Scenario'!I62:I65)+SUMIF('5. Implementation Scenario'!$A$43:$A$45,\"Milestone 2\",'5. Implementation Scenario'!F43:F45)","v":0},{"$f":"SUMIF('5. Implementation Scenario'!$A$72:$A$74,\"Milestone 2\",'5. Implementation Scenario'!J72:J74)+SUMIF('5. Implementation Scenario'!$A$51:$A$55,\"Milestone 2\",'5. Implementation Scenario'!J51:J55)+SUMIF('5. Implementation Scenario'!$A$62:$A$65,\"Milestone 2\",'5. Implementation Scenario'!J62:J65)+SUMIF('5. Implementation Scenario'!$A$43:$A$45,\"Milestone 2\",'5. Implementation Scenario'!G43:G45)+SUMIF('5. Implementation Scenario'!$A$35:$A$37,\"Milestone 2\",'5. Implementation Scenario'!D35:D37)","v":0},{"$f":"SUMIF('5. Implementation Scenario'!$A$72:$A$74,\"Milestone 2\",'5. Implementation Scenario'!K72:K74)+SUMIF('5. Implementation Scenario'!$A$51:$A$55,\"Milestone 2\",'5. Implementation Scenario'!K51:K55)+SUMIF('5. Implementation Scenario'!$A$62:$A$65,\"Milestone 2\",'5. Implementation Scenario'!K62:K65)+SUMIF('5. Implementation Scenario'!$A$43:$A$45,\"Milestone 2\",'5. Implementation Scenario'!H43:H45)+SUMIF('5. Implementation Scenario'!$A$35:$A$37,\"Milestone 2\",'5. Implementation Scenario'!E35:E37)","v":0},{"$f":"SUMIF('5. Implementation Scenario'!$A$72:$A$74,\"Milestone 2\",'5. Implementation Scenario'!L72:L74)+SUMIF('5. Implementation Scenario'!$A$51:$A$55,\"Milestone 2\",'5. Implementation Scenario'!L51:L55)+SUMIF('5. Implementation Scenario'!$A$62:$A$65,\"Milestone 2\",'5. Implementation Scenario'!L62:L65)+SUMIF('5. Implementation Scenario'!$A$43:$A$45,\"Milestone 2\",'5. Implementation Scenario'!I43:I45)+SUMIF('5. Implementation Scenario'!$A$35:$A$37,\"Milestone 2\",'5. Implementation Scenario'!F35:F37)","v":0}]
["Land Use Conversion",{"$f":"SUMIF('5. Implementation Scenario'!$A$81:$A$85,\"Milestone 2\",'5. Implementation Scenario'!G81:G85)","v":0},{"$f":"SUMIF('5. Implementation Scenario'!$A$81:$A$85,\"Milestone 2\",'5. Implementation Scenario'!H81:H85)","v":0},{"$f":"SUMIF('5. Implementation Scenario'!$A$81:$A$85,\"Milestone 2\",'5. Implementation Scenario'!I81:I85)","v":0},{"$f":"SUMIF('5. Implementation Scenario'!$A$81:$A$85,\"Milestone 2\",'5. Implementation Scenario'!J81:J85)","v":0},{"$f":"SUMIF('5. Implementation Scenario'!$A$81:$A$85,\"Milestone 2\",'5. Implementation Scenario'!K81:K85)","v":0},{"$f":"SUMIF('5. Implementation Scenario'!$A$81:$A$85,\"Milestone 2\",'5. Implementation Scenario'!L81:L85)","v":0}]
["SW Management BMPs",{"$f":"SUMIF('5. Implementation Scenario'!$A$95:$A$104,\"Milestone 2\",'5. Implementation Scenario'!K95:K104)","v":0},{"$f":"SUMIF('5. Implementation Scenario'!$A$95:$A$104,\"Milestone 2\",'5. Implementation Scenario'!L95:L104)","v":0},{"$f":"SUMIF('5. Implementation Scenario'!$A$95:$A$104,\"Milestone 2\",'5. Implementation Scenario'!M95:M104)","v":0},{"$f":"SUMIF('5. Implementation Scenario'!$A$95:$A$104,\"Milestone 2\",'5. Implementation Scenario'!N95:N104)","v":0},{"$f":"SUMIF('5. Implementation Scenario'!$A$95:$A$104,\"Milestone 2\",'5. Implementation Scenario'!O95:O104)","v":0},{"$f":"SUMIF('5. Implementation Scenario'!$A$95:$A$104,\"Milestone 2\",'5. Implementation Scenario'!P95:P104)","v":0}]
["TOTAL LOAD REDUCTION",{"$f":"SUM(B58:B61)","v":0},{"$f":"SUM(C58:C61)","v":0},0,0,0,0]
["Planned"]
["Septic BMPs",{"$f":"SUMIF('5. Implementation Scenario'!$A$23:$A$25,\"Planned\",'5. Implementation Scenario'!F23:F25)","v":0},{"$f":"SUMIF('5. Implementation Scenario'!$A$23:$A$25,\"Planned\",'5. Implementation Scenario'!G23:G25)","v":0},{"$f":"SUMIF('5. Implementation Scenario'!$A$23:$A$25,\"Planned\",'5. Implementation Scenario'!H23:H25)","v":0},{"$f":"SUMIF('5. Implementation Scenario'!$A$23:$A$25,\"Planned\",'5. Implementation Scenario'!I23:I25)","v":0},{"$f":"SUMIF('5. Implementation Scenario'!$A$23:$A$25,\"Planned\",'5. Implementation Scenario'!J23:J25)","v":0},{"$f":"SUMIF('5. Implementation Scenario'!$A$23:$A$25,\"Planned\",'5. Implementation Scenario'!K23:K25)","v":0}]
["Alternative BMPs",{"$f":"SUMIF('5. Implementation Scenario'!$A$72:$A$74,\"Planned\",'5. Implementation Scenario'!G72:G74)+SUMIF('5. Implementation Scenario'!$A$51:$A$55,\"Planned\",'5. Implementation Scenario'!G51:G55)+SUMIF('5. Implementation Scenario'!$A$62:$A$65,\"Planned\",'5. Implementation Scenario'!G62:G65)+SUMIF('5. Implementation Scenario'!$A$43:$A$45,\"Planned\",'5. Implementation Scenario'!D43:D45)","v":0},{"$f":"SUMIF('5. Implementation Scenario'!$A$72:$A$74,\"Planned\",'5. Implementation Scenario'!H72:H74)+SUMIF('5. Implementation Scenario'!$A$51:$A$55,\"Planned\",'5. Implementation Scenario'!H51:H55)+SUMIF('5. Implementation Scenario'!$A$62:$A$65,\"Planned\",'5. Implementation Scenario'!H62:H65)+SUMIF('5. Implementation Scenario'!$A$43:$A$45,\"Planned\",'5. Implementation Scenario'!E43:E45)","v":0},{"$f":"SUMIF('5. Implementation Scenario'!$A$72:$A$74,\"Planned\",'5. Implementation Scenario'!I72:I74)+SUMIF('5. Implementation Scenario'!$A$51:$A$55,\"Planned\",'5. Implementation Scenario'!I51:I55)+SUMIF('5. Implementation Scenario'!$A$62:$A$65,\"Planned\",'5. Implementation Scenario'!I62:I65)+SUMIF('5. Implementation Scenario'!$A$43:$A$45,\"Planned\",'5. Implementation Scenario'!F43:F45)","v":0},{"$f":"SUMIF('5. Implementation Scenario'!$A$72:$A$74,\"Planned\",'5. Implementation Scenario'!J72:J74)+SUMIF('5. Implementation Scenario'!$A$51:$A$55,\"Planned\",'5. Implementation Scenario'!J51:J55)+SUMIF('5. Implementation Scenario'!$A$62:$A$65,\"Planned\",'5. Implementation Scenario'!J62:J65)+SUMIF('5. Implementation Scenario'!$A$43:$A$45,\"Planned\",'5. Implementation Scenario'!G43:G45)+SUMIF('5. Implementation Scenario'!$A$35:$A$37,\"Planned\",'5. Implementation Scenario'!D35:D37)","v":0},{"$f":"SUMIF('5. Implementation Scenario'!$A$72:$A$74,\"Planned\",'5. Implementation Scenario'!K72:K74)+SUMIF('5. Implementation Scenario'!$A$51:$A$55,\"Planned\",'5. Implementation Scenario'!K51:K55)+SUMIF('5. Implementation Scenario'!$A$62:$A$65,\"Planned\",'5. Implementation Scenario'!K62:K65)+SUMIF('5. Implementation Scenario'!$A$43:$A$45,\"Planned\",'5. Implementation Scenario'!H43:H45)+SUMIF('5. Implementation Scenario'!$A$35:$A$37,\"Planned\",'5. Implementation Scenario'!E35:E37)","v":0},{"$f":"SUMIF('5. Implementation Scenario'!$A$72:$A$74,\"Planned\",'5. Implementation Scenario'!L72:L74)+SUMIF('5. Implementation Scenario'!$A$51:$A$55,\"Planned\",'5. Implementation Scenario'!L51:L55)+SUMIF('5. Implementation Scenario'!$A$62:$A$65,\"Planned\",'5. Implementation Scenario'!L62:L65)+SUMIF('5. Implementation Scenario'!$A$43:$A$45,\"Planned\",'5. Implementation Scenario'!I43:I45)+SUMIF('5. Implementation Scenario'!$A$35:$A$37,\"Planned\",'5. Implementation Scenario'!F35:F37)","v":0}]
["Land Use Conversion",{"$f":"SUMIF('5. Implementation Scenario'!$A$81:$A$85,\"Planned\",'5. Implementation Scenario'!G81:G85)","v":0},{"$f":"SUMIF('5. Implementation Scenario'!$A$81:$A$85,\"Planned\",'5. Implementation Scenario'!H81:H85)","v":0},{"$f":"SUMIF('5. Implementation Scenario'!$A$81:$A$85,\"Planned\",'5. Implementation Scenario'!I81:I85)","v":0},{"$f":"SUMIF('5. Implementation Scenario'!$A$81:$A$85,\"Planned\",'5. Implementation Scenario'!J81:J85)","v":0},{"$f":"SUMIF('5. Implementation Scenario'!$A$81:$A$85,\"Planned\",'5. Implementation Scenario'!K81:K85)","v":0},{"$f":"SUMIF('5. Implementation Scenario'!$A$81:$A$85,\"Planned\",'5. Implementation Scenario'!L81:L85)","v":0}]
["SW Management BMPs",{"$f":"SUMIF('5. Implementation Scenario'!$A$95:$A$104,\"Planned\",'5. Implementation Scenario'!K95:K104)","v":0},{"$f":"SUMIF('5. Implementation Scenario'!$A$95:$A$104,\"Planned\",'5. Implementation Scenario'!L95:L104)","v":0},{"$f":"SUMIF('5. Implementation Scenario'!$A$95:$A$104,\"Planned\",'5. Implementation Scenario'!M95:M104)","v":0},{"$f":"SUMIF('5. Implementation Scenario'!$A$95:$A$104,\"Planned\",'5. Implementation Scenario'!N95:N104)","v":0},{"$f":"SUMIF('5. Implementation Scenario'!$A$95:$A$104,\"Planned\",'5. Implementation Scenario'!O95:O104)","v":0},{"$f":"SUMIF('5. Implementation Scenario'!$A$95:$A$104,\"Planned\",'5. Implementation Scenario'!P95:P104)","v":0}]
["TOTAL LOAD REDUCTION",{"$f":"SUM(B64:B67)","v":0},{"$f":"SUM(C64:C67)","v":0},0,0,0,0]
[]
["BMP Units"]
["Summary of BMP units (#/acres/length)"]
["Type","Baseline Year","Permit Load","Current Progress","Implementation","TOTAL","Units Treated"]
["Septic BMPs",{"$f":"'2. Baseline Year'!D26","v":0},{"$f":"'3. Permit Load'!D16","v":0},{"$f":"'4. Current Progress'!D16","v":0},{"$f":"'5. Implementation Scenario'!E26","v":0},{"$f":"SUM(B73:E73)","v":0},"# of Systems"]
["Shoreline Management",{"$f":"'2. Baseline Year'!B37","v":0},{"$f":"'3. Permit Load'!B27","v":0},{"$f":"'4. Current Progress'!B27","v":0},{"$f":"'5. Implementation Scenario'!C38","v":0},0,"ft"]
["Stream Restoration",{"$f":"'2. Baseline Year'!B44","v":0},{"$f":"'3. Permit Load'!B34","v":0},{"$f":"'4. Current Progress'!B34","v":0},{"$f":"'5. Implementation Scenario'!C46","v":0},0,"ft"]
["Street Sweeping",{"$f":"'2. Baseline Year'!E54","v":0},{"$f":"'3. Permit Load'!E44","v":0},{"$f":"'4. Current Progress'!E44","v":0},{"$f":"'5. Implementation Scenario'!F56","v":0},0,"Lane Miles"]
["Storm Drain Cleaning",{"$f":"'2. Baseline Year'!E62","v":0},{"$f":"'3. Permit Load'!E52","v":0},{"$f":"'4. Current Progress'!E52","v":0},{"$f":"'5. Implementation Scenario'!F66","v":0},0,"lbs"]
["Urban Nutrient Mgmt",{"$f":"'2. Baseline Year'!E71","v":0},{"$f":"'3. Permit Load'!E61","v":0},{"$f":"'4. Current Progress'!E61","v":0},{"$f":"'5. Implementation Scenario'!F75","v":0},0,"Acres"]
["Land Use Conversion",{"$f":"'2. Baseline Year'!E82","v":0},{"$f":"'3. Permit Load'!E72","v":0},{"$f":"'4. Current Progress'!E72","v":0},{"$f":"'5. Implementation Scenario'!F86","v":0},0,"Acres"]
["SW Management BMPs",{"$f":"SUM('2. Baseline Year'!F101:I101)","v":0},{"$f":"SUM('3. Permit Load'!F91:I91)","v":0},{"$f":"SUM('4. Current Progress'!F91:I91)","v":0},{"$f":"SUM('5. Implementation Scenario'!G105:J105)","v":0},0,"Acres"]
[]
[]
["SUMMARY"]
["Overall plan summary for specified pollutant"]
["EOS or EOT",null,"EOS"]
["Baseline"]
["Impairment Baseline Load",null,{"$f":"IF(C85=\"EOS\",IFERROR(VLOOKUP(A19,A18:G19,MATCH(D10,B18:D18,0)+1,FALSE),0),IFERROR(VLOOKUP(A19,A18:G19,MATCH(D10,E18:G18,0)+4,FALSE),0)) - IF(C85=\"EOS\",IFERROR(VLOOKUP(A25,A18:G25,MATCH(D10,B18:D18,0)+1,FALSE),0),IFERROR(VLOOKUP(A25,A18:G25,MATCH(D10,E18:G18,0)+4,FALSE),0))","v":0},"lbs/yr"]
["Target Reduction %",null,{"$f":"D9","v":0},"%"]
["Target Load",null,{"$f":"C87*(1-C88/100)","v":0},"lbs/yr"]
["Total Reduction Required",null,{"$f":"C87-C89","v":0},"lbs/yr"]
["Permit"]
["Total Permit Load",null,{"$f":"C87-IF(C85=\"EOS\",IFERROR(VLOOKUP(A35,A30:G35,MATCH(D10,B30:D30,0)+1,FALSE),0),IFERROR(VLOOKUP(A35,A30:G35,MATCH(D10,E30:G30,0)+4,FALSE),0))","v":0},"lbs/yr"]
["Permit % Reduction",null,{"$f":"IFERROR(((C87-C92)/C87)*100,0)","v":0},"%"]
["Progress"]
["Total Progress Load",null,{"$f":"C87-IF(C85=\"EOS\",IFERROR(VLOOKUP(A45,A40:G45,MATCH(D10,B40:D40,0)+1,FALSE),0),IFERROR(VLOOKUP(A45,A40:G45,MATCH(D10,E40:G40,0)+4,FALSE),0))","v":0},"lbs/yr"]
["Progress % Reduction",null,{"$f":"IFERROR(((C87-C95)/C87)*100,0)","v":0},"%"]
["Implementation (Milestone 1)"]
["Total Load after Implementation",null,{"$f":"C95-IF(C85=\"EOS\",IFERROR(VLOOKUP(A56,A50:G56,MATCH(D10,B50:D50,0)+1,FALSE),0),IFERROR(VLOOKUP(A56,A50:G56,MATCH(D10,E50:G50,0)+4,FALSE),0))","v":0},"lbs/yr"]
["Implementation % Reduction",null,{"$f":"IFERROR(((C87-C98)/C87)*100,0)","v":0},"%"]
["Implementation (Milestone 1 + Milestone 2)"]
["Total Load after Implementation",null,{"$f":"C98-IF(C85=\"EOS\",IFERROR(VLOOKUP(A62,A58:G62,MATCH(D10,B50:D50,0)+1,FALSE),0),IFERROR(VLOOKUP(A62,A58:G62,MATCH(D10,E50:G50,0)+4,FALSE),0))","v":0},"lbs/yr"]
["Implementation % Reduction",null,{"$f":"IFERROR(((C87-C101)/C87)*100,0)","v":0},"%"]
["Implementation (Milestone 1 + Milestone 2 + Planned)"]
["Total Load after Implementation",null,{"$f":"C101-IF(C85=\"EOS\",IFERROR(VLOOKUP(A68,A64:G68,MATCH(D10,B50:D50,0)+1,FALSE),0),IFERROR(VLOOKUP(A68,A64:G68,MATCH(D10,E50:G50,0)+4,FALSE),0))","v":0},"lbs/yr"]
["Implementation % Reduction",null,{"$f":"IFERROR(((C87-C104)/C87)*100,0)","v":0},"%"]

{"sheet":"2. Baseline Year","index":2,"n_rows":101,"n_cols":15,"rows_kept":101,"cut":false,"hidden":false,"merged":[[1,0,1,14],[7,0,7,14],[18,0,18,14],[27,0,27,14],[16,0,16,1],[2,0,2,2],[2,3,2,5],[9,2,9,4],[9,5,9,7],[25,0,25,2],[9,0,9,1],[20,0,21,0],[20,1,21,2],[24,1,24,2],[23,1,23,2],[8,0,8,10],[19,0,19,10],[22,1,22,2],[20,3,21,3],[20,4,20,6],[20,7,20,9],[28,0,29,10],[46,4,47,4],[46,5,46,7],[46,8,46,10],[39,1,40,1],[39,5,39,7],[32,2,32,4],[32,1,33,1],[32,0,33,0],[39,0,40,0],[45,0,45,14],[38,0,38,14],[31,0,31,14],[39,2,39,4],[46,0,47,0],[46,1,47,3],[88,3,89,3],[63,0,63,14],[79,2,79,3],[78,2,78,3],[80,0,80,1],[80,2,80,3],[65,8,65,10],[65,3,66,3],[70,0,70,3],[64,0,64,10],[88,1,89,2],[88,0,89,0],[88,5,88,8],[88,4,89,4],[88,9,88,11],[76,2,76,3],[79,0,79,1],[78,0,78,1],[77,0,77,1],[86,0,87,12],[100,0,100,4],[98,1,98,2],[93,1,93,2],[77,2,77,3],[99,1,99,2],[91,1,91,2],[90,1,90,2],[57,1,57,3],[69,1,69,2],[68,1,68,2],[76,0,76,1],[81,0,81,3],[85,0,85,14],[97,1,97,2],[96,1,96,2],[95,1,95,2],[94,1,94,2],[92,1,92,2],[57,8,57,10],[74,5,74,7],[65,5,65,7],[74,8,74,10],[67,1,67,2],[88,12,88,14],[53,0,53,3],[52,1,52,3],[51,1,51,3],[50,1,50,3],[49,1,49,3],[48,1,48,3],[75,2,75,3],[75,0,75,1],[55,0,55,14],[74,4,75,4],[65,1,66,2],[74,0,74,3],[73,0,73,10],[72,0,72,14],[65,0,66,0],[56,0,56,10],[57,4,58,4],[57,5,57,7],[61,0,61,3],[57,0,58,0]]}
["2. BASELINE YEAR"]
["SUMMARY"]
["Baseline EOS Load (lbs/yr)",null,null,"Baseline EOT Load (lbs/yr)"]
["TN","TP","TSS","TN","TP","TSS"]
[{"$f":"IFERROR(C17-(E26+F71+F54+F62+C44+F82+J101),0)","v":0},{"$f":"IFERROR(D17-(F26+G71+G54+G62+D44+G82+K101),0)","v":0},{"$f":"IFERROR(E17-(G26+H71+H54+H62+E44+H82+L101),0)","v":0},{"$f":"IFERROR(F17-(H26+I71+I54+I62+F44+C37+I82+M101),0)","v":0},{"$f":"IFERROR(G17-(I26+J71+J54+J62+G44+D37+J82+N101),0)","v":0},{"$f":"IFERROR(H17-(J26+K71+K54+K62+H44+E37+K82+O101),0)","v":0}]
[]
[]
["LAND USE"]
["Populate blue cells below with baseline year land use information. Enter Aggregate Impervious information OR Impervious Road and Impervious NonRoad information, but not both. Cells will be grayed out based on specific or general land use selection."]
["Land Use (acres)",null,"EOS Load (lbs/yr)",null,null,"EOT Load (lbs/yr)"]
["Type","Amount","TN","TP","TSS","TN","TP","TSS"]
["Aggregate Impervious",null,{"$f":"IFERROR(B12*VLOOKUP('1. Summary'!$D$7&'1. Summary'!$D$5,'TN LRs'!$A$2:$O$324,4,FALSE),0)","v":0},{"$f":"IFERROR(B12*VLOOKUP('1. Summary'!$D$7&'1. Summary'!$D$5,'TP LRs'!$A$2:$O$324,4,FALSE),0)","v":0},{"$f":"IFERROR(B12*VLOOKUP('1. Summary'!$D$7&'1. Summary'!$D$5,'TSS LRs'!$A$2:$O$324,4,FALSE),0)","v":0},{"$f":"IFERROR(C12*VLOOKUP('1. Summary'!$D$5,DFs!$B$2:$F$183,3,0),0)","v":0},{"$f":"IFERROR(D12*VLOOKUP('1. Summary'!$D$5,DFs!$B$2:$F$183,4,0),0)","v":0},{"$f":"IFERROR(E12*VLOOKUP('1. Summary'!$D$5,DFs!$B$2:$F$183,5,0),0)","v":0}]
["Impervious Road",null,{"$f":"IFERROR(B13*VLOOKUP('1. Summary'!$D$7&'1. Summary'!$D$5,'TN LRs'!$A$2:$O$324,5,FALSE),0)","v":0},{"$f":"IFERROR(B13*VLOOKUP('1. Summary'!$D$7&'1. Summary'!$D$5,'TP LRs'!$A$2:$O$324,5,FALSE),0)","v":0},{"$f":"IFERROR(B13*VLOOKUP('1. Summary'!$D$7&'1. Summary'!$D$5,'TSS LRs'!$A$2:$O$324,5,FALSE),0)","v":0},{"$f":"IFERROR(C13*VLOOKUP('1. Summary'!$D$5,DFs!$B$2:$F$183,3,0),0)","v":0},{"$f":"IFERROR(D13*VLOOKUP('1. Summary'!$D$5,DFs!$B$2:$F$183,4,0),0)","v":0},{"$f":"IFERROR(E13*VLOOKUP('1. Summary'!$D$5,DFs!$B$2:$F$183,5,0),0)","v":0}]
["Impervious NonRoad",null,{"$f":"IFERROR(B14*VLOOKUP('1. Summary'!$D$7&'1. Summary'!$D$5,'TN LRs'!$A$2:$O$324,6,FALSE),0)","v":0},{"$f":"IFERROR(B14*VLOOKUP('1. Summary'!$D$7&'1. Summary'!$D$5,'TP LRs'!$A$2:$O$324,6,FALSE),0)","v":0},{"$f":"IFERROR(B14*VLOOKUP('1. Summary'!$D$7&'1. Summary'!$D$5,'TSS LRs'!$A$2:$O$324,6,FALSE),0)","v":0},{"$f":"IFERROR(C14*VLOOKUP('1. Summary'!$D$5,DFs!$B$2:$F$183,3,0),0)","v":0},{"$f":"IFERROR(D14*VLOOKUP('1. Summary'!$D$5,DFs!$B$2:$F$183,4,0),0)","v":0},{"$f":"IFERROR(E14*VLOOKUP('1. Summary'!$D$5,DFs!$B$2:$F$183,5,0),0)","v":0}]
["Turf",null,{"$f":"IFERROR(B15*VLOOKUP('1. Summary'!$D$7&'1. Summary'!$D$5,'TN LRs'!$A$2:$O$324,7,FALSE),0)","v":0},{"$f":"IFERROR(B15*VLOOKUP('1. Summary'!$D$7&'1. Summary'!$D$5,'TP LRs'!$A$2:$O$324,7,FALSE),0)","v":0},{"$f":"IFERROR(B15*VLOOKUP('1. Summary'!$D$7&'1. Summary'!$D$5,'TSS LRs'!$A$2:$O$324,7,FALSE),0)","v":0},{"$f":"IFERROR(C15*VLOOKUP('1. Summary'!$D$5,DFs!$B$2:$F$183,3,0),0)","v":0},{"$f":"IFERROR(D15*VLOOKUP('1. Summary'!$D$5,DFs!$B$2:$F$183,4,0),0)","v":0},{"$f":"IFERROR(E15*VLOOKUP('1. Summary'!$D$5,DFs!$B$2:$F$183,5,0),0)","v":0}]
["Septic Systems",null,{"$f":"IFERROR(B16*VLOOKUP('1. Summary'!$D$7&'1. Summary'!$D$5,'TN LRs'!$A$2:$O$324,14,FALSE),0)","v":0},{"$f":"IFERROR(B16*VLOOKUP('1. Summary'!$D$7&'1. Summary'!$D$5,'TP LRs'!$A$2:$O$324,14,FALSE),0)","v":0},{"$f":"IFERROR(B16*VLOOKUP('1. Summary'!$D$7&'1. Summary'!$D$5,'TSS LRs'!$A$2:$O$324,14,FALSE),0)","v":0},{"$f":"IFERROR(C16*VLOOKUP('1. Summary'!$D$5,DFs!$B$2:$F$183,3,0),0)","v":0},{"$f":"IFERROR(D16*VLOOKUP('1. Summary'!$D$5,DFs!$B$2:$F$183,4,0),0)","v":0},{"$f":"IFERROR(E16*VLOOKUP('1. Summary'!$D$5,DFs!$B$2:$F$183,5,0),0)","v":0}]
["Total",null,{"$f":"SUMIF(C12:C16,\"<>#N/A\")","v":0},{"$f":"SUMIF(D12:D16,\"<>#N/A\")","v":0},{"$f":"SUMIF(E12:E16,\"<>#N/A\")","v":0},{"$f":"SUMIF(F12:F16,\"<>#N/A\")","v":0},{"$f":"SUMIF(G12:G16,\"<>#N/A\")","v":0},0]
[]
["SEPTIC BMPs "]
["Populate blue cells below with baseline year septic BMP information. Please note that addition of septic loads is OPTIONAL."]
["BMP Short Name","BMP Description",null,"# of Systems","EOS Load Reduction (lbs/yr)",null,null,"EOT Load Reduction (lbs/yr)"]
[null,null,null,null,"TN","TP","TSS","TN","TP","TSS"]
[null,{"$f":"IFERROR(VLOOKUP(A23,'Efficiency BMPs'!$B$38:$C$44,2,FALSE),\"\")","v":""},null,null,{"$f":"IFERROR((VLOOKUP(A23,'Efficiency BMPs'!$B$38:$J$44,7,FALSE)*D23*VLOOKUP('1. Summary'!$D$7&'1. Summary'!$D$5,'TN LRs'!$A$2:$O$324,14,FALSE)),0)","v":0},{"$f":"IFERROR((VLOOKUP(A23,'Efficiency BMPs'!$B$38:$J$44,8,FALSE)*D23*VLOOKUP('1. Summary'!$D$7&'1. Summary'!$D$5,'TP LRs'!$A$2:$O$324,14,FALSE)),0)","v":0},{"$f":"IFERROR((VLOOKUP(A23,'Efficiency BMPs'!$B$38:$J$44,9,FALSE)*D23*VLOOKUP('1. Summary'!$D$7&'1. Summary'!$D$5,'TSS LRs'!$A$2:$O$324,14,FALSE)),0)","v":0},{"$f":"IFERROR(E23*VLOOKUP('1. Summary'!$D$5,DFs!$B$2:$F$183,3,0),0)","v":0},{"$f":"IFERROR(F23*VLOOKUP('1. Summary'!$D$5,DFs!$B$2:$F$183,4,0),0)","v":0},{"$f":"IFERROR(G23*VLOOKUP('1. Summary'!$D$5,DFs!$B$2:$F$183,5,0),0)","v":0}]
[null,{"$f":"IFERROR(VLOOKUP(A24,'Efficiency BMPs'!$B$38:$C$44,2,FALSE),\"\")","v":""},null,null,{"$f":"IFERROR((VLOOKUP(A24,'Efficiency BMPs'!$B$38:$J$44,7,FALSE)*D24*VLOOKUP('1. Summary'!$D$7&'1. Summary'!$D$5,'TN LRs'!$A$2:$O$324,14,FALSE)),0)","v":0},{"$f":"IFERROR((VLOOKUP(A24,'Efficiency BMPs'!$B$38:$J$44,8,FALSE)*D24*VLOOKUP('1. Summary'!$D$7&'1. Summary'!$D$5,'TP LRs'!$A$2:$O$324,14,FALSE)),0)","v":0},{"$f":"IFERROR((VLOOKUP(A24,'Efficiency BMPs'!$B$38:$J$44,9,FALSE)*D24*VLOOKUP('1. Summary'!$D$7&'1. Summary'!$D$5,'TSS LRs'!$A$2:$O$324,14,FALSE)),0)","v":0},{"$f":"IFERROR(E24*VLOOKUP('1. Summary'!$D$5,DFs!$B$2:$F$183,3,0),0)","v":0},{"$f":"IFERROR(F24*VLOOKUP('1. Summary'!$D$5,DFs!$B$2:$F$183,4,0),0)","v":0},{"$f":"IFERROR(G24*VLOOKUP('1. Summary'!$D$5,DFs!$B$2:$F$183,5,0),0)","v":0}]
[null,{"$f":"IFERROR(VLOOKUP(A25,'Efficiency BMPs'!$B$38:$C$44,2,FALSE),\"\")","v":""},null,null,{"$f":"IFERROR((VLOOKUP(A25,'Efficiency BMPs'!$B$38:$J$44,7,FALSE)*D25*VLOOKUP('1. Summary'!$D$7&'1. Summary'!$D$5,'TN LRs'!$A$2:$O$324,14,FALSE)),0)","v":0},{"$f":"IFERROR((VLOOKUP(A25,'Efficiency BMPs'!$B$38:$J$44,8,FALSE)*D25*VLOOKUP('1. Summary'!$D$7&'1. Summary'!$D$5,'TP LRs'!$A$2:$O$324,14,FALSE)),0)","v":0},{"$f":"IFERROR((VLOOKUP(A25,'Efficiency BMPs'!$B$38:$J$44,9,FALSE)*D25*VLOOKUP('1. Summary'!$D$7&'1. Summary'!$D$5,'TSS LRs'!$A$2:$O$324,14,FALSE)),0)","v":0},{"$f":"IFERROR(E25*VLOOKUP('1. Summary'!$D$5,DFs!$B$2:$F$183,3,0),0)","v":0},{"$f":"IFERROR(F25*VLOOKUP('1. Summary'!$D$5,DFs!$B$2:$F$183,4,0),0)","v":0},{"$f":"IFERROR(G25*VLOOKUP('1. Summary'!$D$5,DFs!$B$2:$F$183,5,0),0)","v":0}]
["Total",null,null,{"$f":"SUMIF(D23:D25,\"<>#N/A\")","v":0},{"$f":"SUMIF(E23:E25,\"<>#N/A\")","v":0},0,0,0,0,0]
[]
["ALTERNATIVE BMPs "]
["Populate blue cells below with proposed alternative BMP information. It is recommended that Shoreline Managment and Stream Restoration load reductions be entered manually, however, default planning rates are available for planning purposes. Please use the protocol methods outlined in the expert panels approved by CBP to determine load reductions outside of this tool."]
[]
[]
["SHORELINE MANAGEMENT"]
["Type","Total Feet","EOT Load Reduction (lbs/yr)"]
[null,null,"TN","TP","TSS"]
[null,null,{"$f":"IF(A35=\"Default Planning\",B35*'Efficiency BMPs'!H46,\"\")","v":""},{"$f":"IF(A35=\"Default Planning\",B35*'Efficiency BMPs'!I46,\"\")","v":""},{"$f":"IF(A35=\"Default Planning\",B35*'Efficiency BMPs'!J46,\"\")","v":""}]
[null,null,{"$f":"IF(A36=\"Default Planning\",B36*'Efficiency BMPs'!H46,\"\")","v":""},{"$f":"IF(A36=\"Default Planning\",B36*'Efficiency BMPs'!I46,\"\")","v":""},{"$f":"IF(A36=\"Default Planning\",B36*'Efficiency BMPs'!J46,\"\")","v":""}]
["Total",{"$f":"SUMIF(B35:B36,\"<>#N/A\")","v":0},{"$f":"SUMIF(C35:C36,\"<>#N/A\")","v":0},0,{"$f":"SUMIF(E35:E36,\"<>#N/A\")","v":0}]
[]
["STREAM RESTORATION"]
["Type","Total Feet","EOS Load Reduction (lbs/yr)",null,null,"EOT Load Reduction (lbs/yr)"]
[null,null,"TN","TP","TSS","TN","TP","TSS"]
[null,null,{"$f":"IF(A42=\"Default Planning\",B42*'Efficiency BMPs'!H45,\"\")","v":""},{"$f":"IF(A42=\"Default Planning\",B42*'Efficiency BMPs'!I45,\"\")","v":""},{"$f":"IF(A42=\"Default Planning\",B42*'Efficiency BMPs'!J45,\"\")","v":""},{"$f":"IFERROR(C42*VLOOKUP('1. Summary'!$D$5,DFs!$B$2:$F$183,3,0),0)","v":0},{"$f":"IFERROR(D42*VLOOKUP('1. Summary'!$D$5,DFs!$B$2:$F$183,4,0),0)","v":0},{"$f":"IFERROR(E42*VLOOKUP('1. Summary'!$D$5,DFs!$B$2:$F$183,5,0),0)","v":0}]
[null,null,{"$f":"IF(A43=\"Default Planning\",B43*'Efficiency BMPs'!H45,\"\")","v":""},{"$f":"IF(A43=\"Default Planning\",B43*'Efficiency BMPs'!I45,\"\")","v":""},{"$f":"IF(A43=\"Default Planning\",B43*'Efficiency BMPs'!J45,\"\")","v":""},{"$f":"IFERROR(C43*VLOOKUP('1. Summary'!$D$5,DFs!$B$2:$F$183,3,0),0)","v":0},{"$f":"IFERROR(D43*VLOOKUP('1. Summary'!$D$5,DFs!$B$2:$F$183,4,0),0)","v":0},{"$f":"IFERROR(E43*VLOOKUP('1. Summary'!$D$5,DFs!$B$2:$F$183,5,0),0)","v":0}]
["Total",{"$f":"SUMIF(B42:B43,\"<>#N/A\")","v":0},{"$f":"SUMIF(C42:C43,\"<>#N/A\")","v":0},0,0,0,0,0]
[]
["STREET SWEEPING"]
["BMP Short Name","BMP Description",null,null,"Lane Miles","EOS Load Reduction (lbs/yr)",null,null,"EOT Load Reduction (lbs/yr)"]
[null,null,null,null,null,"TN","TP","TSS","TN","TP","TSS"]
[null,{"$f":"IFERROR(VLOOKUP(A49,'Efficiency BMPs'!$B$2:$C$12,2,FALSE),\"\")","v":""},null,null,null,{"$f":"IFERROR((VLOOKUP(A49,'Efficiency BMPs'!$B$2:$J$12,7,FALSE))*E49*VLOOKUP('1. Summary'!$D$7&'1. Summary'!$D$5,'TN LRs'!$A$2:$O$324,5,FALSE),0)","v":0},{"$f":"IFERROR((VLOOKUP(A49,'Efficiency BMPs'!$B$2:$J$12,8,FALSE))*E49*VLOOKUP('1. Summary'!$D$7&'1. Summary'!$D$5,'TP LRs'!$A$2:$O$324,5,FALSE),0)","v":0},{"$f":"IFERROR((VLOOKUP(A49,'Efficiency BMPs'!$B$2:$J$12,9,FALSE))*E49*VLOOKUP('1. Summary'!$D$7&'1. Summary'!$D$5,'TSS LRs'!$A$2:$O$324,5,FALSE),0)","v":0},{"$f":"IFERROR(F49*VLOOKUP('1. Summary'!$D$5,DFs!$B$2:$F$183,3,0),0)","v":0},{"$f":"IFERROR(G49*VLOOKUP('1. Summary'!$D$5,DFs!$B$2:$F$183,4,0),0)","v":0},{"$f":"IFERROR(H49*VLOOKUP('1. Summary'!$D$5,DFs!$B$2:$F$183,5,0),0)","v":0}]
[null,{"$f":"IFERROR(VLOOKUP(A50,'Efficiency BMPs'!$B$2:$C$12,2,FALSE),\"\")","v":""},null,null,null,{"$f":"IFERROR((VLOOKUP(A50,'Efficiency BMPs'!$B$2:$J$12,7,FALSE))*E50*VLOOKUP('1. Summary'!$D$7&'1. Summary'!$D$5,'TN LRs'!$A$2:$O$324,5,FALSE),0)","v":0},{"$f":"IFERROR((VLOOKUP(A50,'Efficiency BMPs'!$B$2:$J$12,8,FALSE))*E50*VLOOKUP('1. Summary'!$D$7&'1. Summary'!$D$5,'TP LRs'!$A$2:$O$324,5,FALSE),0)","v":0},{"$f":"IFERROR((VLOOKUP(A50,'Efficiency BMPs'!$B$2:$J$12,9,FALSE))*E50*VLOOKUP('1. Summary'!$D$7&'1. Summary'!$D$5,'TSS LRs'!$A$2:$O$324,5,FALSE),0)","v":0},{"$f":"IFERROR(F50*VLOOKUP('1. Summary'!$D$5,DFs!$B$2:$F$183,3,0),0)","v":0},{"$f":"IFERROR(G50*VLOOKUP('1. Summary'!$D$5,DFs!$B$2:$F$183,4,0),0)","v":0},{"$f":"IFERROR(H50*VLOOKUP('1. Summary'!$D$5,DFs!$B$2:$F$183,5,0),0)","v":0}]
[null,{"$f":"IFERROR(VLOOKUP(A51,'Efficiency BMPs'!$B$2:$C$12,2,FALSE),\"\")","v":""},null,null,null,{"$f":"IFERROR((VLOOKUP(A51,'Efficiency BMPs'!$B$2:$J$12,7,FALSE))*E51*VLOOKUP('1. Summary'!$D$7&'1. Summary'!$D$5,'TN LRs'!$A$2:$O$324,5,FALSE),0)","v":0},{"$f":"IFERROR((VLOOKUP(A51,'Efficiency BMPs'!$B$2:$J$12,8,FALSE))*E51*VLOOKUP('1. Summary'!$D$7&'1. Summary'!$D$5,'TP LRs'!$A$2:$O$324,5,FALSE),0)","v":0},{"$f":"IFERROR((VLOOKUP(A51,'Efficiency BMPs'!$B$2:$J$12,9,FALSE))*E51*VLOOKUP('1. Summary'!$D$7&'1. Summary'!$D$5,'TSS LRs'!$A$2:$O$324,5,FALSE),0)","v":0},{"$f":"IFERROR(F51*VLOOKUP('1. Summary'!$D$5,DFs!$B$2:$F$183,3,0),0)","v":0},{"$f":"IFERROR(G51*VLOOKUP('1. Summary'!$D$5,DFs!$B$2:$F$183,4,0),0)","v":0},{"$f":"IFERROR(H51*VLOOKUP('1. Summary'!$D$5,DFs!$B$2:$F$183,5,0),0)","v":0}]
[null,{"$f":"IFERROR(VLOOKUP(A52,'Efficiency BMPs'!$B$2:$C$12,2,FALSE),\"\")","v":""},null,null,null,{"$f":"IFERROR((VLOOKUP(A52,'Efficiency BMPs'!$B$2:$J$12,7,FALSE))*E52*VLOOKUP('1. Summary'!$D$7&'1. Summary'!$D$5,'TN LRs'!$A$2:$O$324,5,FALSE),0)","v":0},{"$f":"IFERROR((VLOOKUP(A52,'Efficiency BMPs'!$B$2:$J$12,8,FALSE))*E52*VLOOKUP('1. Summary'!$D$7&'1. Summary'!$D$5,'TP LRs'!$A$2:$O$324,5,FALSE),0)","v":0},{"$f":"IFERROR((VLOOKUP(A52,'Efficiency BMPs'!$B$2:$J$12,9,FALSE))*E52*VLOOKUP('1. Summary'!$D$7&'1. Summary'!$D$5,'TSS LRs'!$A$2:$O$324,5,FALSE),0)","v":0},{"$f":"IFERROR(F52*VLOOKUP('1. Summary'!$D$5,DFs!$B$2:$F$183,3,0),0)","v":0},{"$f":"IFERROR(G52*VLOOKUP('1. Summary'!$D$5,DFs!$B$2:$F$183,4,0),0)","v":0},{"$f":"IFERROR(H52*VLOOKUP('1. Summary'!$D$5,DFs!$B$2:$F$183,5,0),0)","v":0}]
[null,{"$f":"IFERROR(VLOOKUP(A53,'Efficiency BMPs'!$B$2:$C$12,2,FALSE),\"\")","v":""},null,null,null,{"$f":"IFERROR((VLOOKUP(A53,'Efficiency BMPs'!$B$2:$J$12,7,FALSE))*E53*VLOOKUP('1. Summary'!$D$7&'1. Summary'!$D$5,'TN LRs'!$A$2:$O$324,5,FALSE),0)","v":0},{"$f":"IFERROR((VLOOKUP(A53,'Efficiency BMPs'!$B$2:$J$12,8,FALSE))*E53*VLOOKUP('1. Summary'!$D$7&'1. Summary'!$D$5,'TP LRs'!$A$2:$O$324,5,FALSE),0)","v":0},{"$f":"IFERROR((VLOOKUP(A53,'Efficiency BMPs'!$B$2:$J$12,9,FALSE))*E53*VLOOKUP('1. Summary'!$D$7&'1. Summary'!$D$5,'TSS LRs'!$A$2:$O$324,5,FALSE),0)","v":0},{"$f":"IFERROR(F53*VLOOKUP('1. Summary'!$D$5,DFs!$B$2:$F$183,3,0),0)","v":0},{"$f":"IFERROR(G53*VLOOKUP('1. Summary'!$D$5,DFs!$B$2:$F$183,4,0),0)","v":0},{"$f":"IFERROR(H53*VLOOKUP('1. Summary'!$D$5,DFs!$B$2:$F$183,5,0),0)","v":0}]
["Total",null,null,null,{"$f":"SUM(E49:E53)","v":0},{"$f":"SUMIF(F49:F53,\"<>#N/A\")","v":0},0,0,0,{"$f":"SUMIF(J49:J53,\"<>#N/A\")","v":0},{"$f":"SUMIF(K49:K53,\"<>#N/A\")","v":0}]
[]
["STORM DRAIN CLEANING"]
["User must indicate whether using default enrichment factors. If yes, leave TN and TP input cells blank."]
["Material","Nutrient Enrichment Factor",null,null,"lbs","EOS Load Reduction (lbs/yr)",null,null,"EOT Load Reduction (lbs/yr)"]
[null,"Defaults?","TN","TP",null,"TN","TP","TSS","TN","TP","TSS"]
[null,null,null,null,null,{"$f":"IFERROR(IF($B$60=\"No\",IF($A$60=\"Inorganic\",($E$60*0.7*C60),($E$60*0.2*C60)),IF($A$60=\"Inorganic\",($E$60*0.7*0.0027),($E$60*0.2*0.0111))),0)","v":0},{"$f":"IFERROR(IF($B$60=\"No\",IF($A$60=\"Inorganic\",($E$60*0.7*D60),($E$60*0.2*D60)),IF($A$60=\"Inorganic\",($E$60*0.7*0.0006),($E$60*0.2*0.0012))),0)","v":0},{"$f":"IFERROR(IF(A60=\"Inorganic\",(E60*0.7),(E60*0.2)),0)","v":0},{"$f":"IFERROR(F60*VLOOKUP('1. Summary'!$D$5,DFs!$B$2:$F$183,3,0),0)","v":0},{"$f":"IFERROR(G60*VLOOKUP('1. Summary'!$D$5,DFs!$B$2:$F$183,4,0),0)","v":0},{"$f":"IFERROR(H60*VLOOKUP('1. Summary'!$D$5,DFs!$B$2:$F$183,5,0),0)","v":0}]
[null,null,null,null,null,{"$f":"IFERROR(IF($B$61=\"No\",IF($A$61=\"Inorganic\",($E$61*0.7*C61),($E$61*0.2*C61)),IF($A$61=\"Inorganic\",($E$61*0.7*0.0027),($E$61*0.2*0.0111))),0)","v":0},{"$f":"IFERROR(IF($B$61=\"No\",IF($A$61=\"Inorganic\",($E$61*0.7*D61),($E$61*0.2*D61)),IF($A$61=\"Inorganic\",($E$61*0.7*0.0006),($E$61*0.2*0.0012))),0)","v":0},{"$f":"IFERROR(IF(A61=\"Inorganic\",(E61*0.7),(E61*0.2)),0)","v":0},{"$f":"IFERROR(F61*VLOOKUP('1. Summary'!$D$5,DFs!$B$2:$F$183,3,0),0)","v":0},{"$f":"IFERROR(G61*VLOOKUP('1. Summary'!$D$5,DFs!$B$2:$F$183,4,0),0)","v":0},{"$f":"IFERROR(H61*VLOOKUP('1. Summary'!$D$5,DFs!$B$2:$F$183,5,0),0)","v":0}]
["Total",null,null,null,{"$f":"SUMIF(E60:E61,\"<>#N/A\")","v":0},{"$f":"SUMIF(F60:F61,\"<>#N/A\")","v":0},{"$f":"SUMIF(G60:G61,\"<>#N/A\")","v":0},0,0,0,0]
[]
["URBAN NUTRIENT MANAGEMENT"]
["User must indicate whether or not the Fertilizer Act applies to the practice. In general, the Fertilizer Act applies to all practices implemented after 2014."]
["BMP Short Name","BMP Description",null,"Fertilizer Act?","Treated Turf","EOS Load Reduction (lbs/yr)",null,null,"EOT Load Reduction (lbs/yr)"]
[null,null,null,null,"(acres)","TN","TP","TSS","TN","TP","TSS"]
[null,{"$f":"IFERROR(VLOOKUP(A68,'Efficiency BMPs'!$B$47:$C$51,2,FALSE),\"\")","v":""},null,null,null,{"$f":"IFERROR(VLOOKUP('1. Summary'!$D$7&'1. Summary'!$D$5,'TN LRs'!$A$2:$O$324,7,FALSE)*E68*(VLOOKUP(A68,'Efficiency BMPs'!$B$47:$J$51,7,FALSE)),0)","v":0},{"$f":"IFERROR(IF(D68=\"No\",VLOOKUP('1. Summary'!$D$7&'1. Summary'!$D$5,'TP LRs'!$A$2:$O$324,7,FALSE)*E68*(VLOOKUP(A68,'Efficiency BMPs'!$B$47:$J$51,8,FALSE)),VLOOKUP('1. Summary'!$D$7&'1. Summary'!$D$5,'TP LRs'!$A$2:$O$324,7,FALSE)*E68*(VLOOKUP(A68,'Efficiency BMPs'!$B$47:$J$51,8,FALSE))+(0.0413*VLOOKUP('1. Summary'!$D$7&'1. Summary'!$D$5,'TP LRs'!$A$2:$O$324,7,FALSE)*E68)),0)","v":0},{"$f":"IFERROR(VLOOKUP('1. Summary'!$D$7&'1. Summary'!$D$5,'TSS LRs'!$A$2:$O$324,7,FALSE)*E68*(VLOOKUP(A68,'Efficiency BMPs'!$B$47:$J$51,9,FALSE)),0)","v":0},{"$f":"IFERROR(F68*VLOOKUP('1. Summary'!$D$5,DFs!$B$2:$F$183,3,0),0)","v":0},{"$f":"IFERROR(G68*VLOOKUP('1. Summary'!$D$5,DFs!$B$2:$F$183,4,0),0)","v":0},{"$f":"IFERROR(H68*VLOOKUP('1. Summary'!$D$5,DFs!$B$2:$F$183,5,0),0)","v":0}]
[null,{"$f":"IFERROR(VLOOKUP(A69,'Efficiency BMPs'!$B$47:$C$51,2,FALSE),\"\")","v":""},null,null,null,{"$f":"IFERROR(VLOOKUP('1. Summary'!$D$7&'1. Summary'!$D$5,'TN LRs'!$A$2:$O$324,7,FALSE)*E69*(VLOOKUP(A69,'Efficiency BMPs'!$B$47:$J$51,7,FALSE)),0)","v":0},{"$f":"IFERROR(IF(D69=\"No\",VLOOKUP('1. Summary'!$D$7&'1. Summary'!$D$5,'TP LRs'!$A$2:$O$324,7,FALSE)*E69*(VLOOKUP(A69,'Efficiency BMPs'!$B$47:$J$51,8,FALSE)),VLOOKUP('1. Summary'!$D$7&'1. Summary'!$D$5,'TP LRs'!$A$2:$O$324,7,FALSE)*E69*(VLOOKUP(A69,'Efficiency BMPs'!$B$47:$J$51,8,FALSE))+(0.0413*VLOOKUP('1. Summary'!$D$7&'1. Summary'!$D$5,'TP LRs'!$A$2:$O$324,7,FALSE)*E69)),0)","v":0},{"$f":"IFERROR(VLOOKUP('1. Summary'!$D$7&'1. Summary'!$D$5,'TSS LRs'!$A$2:$O$324,7,FALSE)*E69*(VLOOKUP(A69,'Efficiency BMPs'!$B$47:$J$51,9,FALSE)),0)","v":0},{"$f":"IFERROR(F69*VLOOKUP('1. Summary'!$D$5,DFs!$B$2:$F$183,3,0),0)","v":0},{"$f":"IFERROR(G69*VLOOKUP('1. Summary'!$D$5,DFs!$B$2:$F$183,4,0),0)","v":0},{"$f":"IFERROR(H69*VLOOKUP('1. Summary'!$D$5,DFs!$B$2:$F$183,5,0),0)","v":0}]
[null,{"$f":"IFERROR(VLOOKUP(A70,'Efficiency BMPs'!$B$47:$C$51,2,FALSE),\"\")","v":""},null,null,null,{"$f":"IFERROR(VLOOKUP('1. Summary'!$D$7&'1. Summary'!$D$5,'TN LRs'!$A$2:$O$324,7,FALSE)*E70*(VLOOKUP(A70,'Efficiency BMPs'!$B$47:$J$51,7,FALSE)),0)","v":0},{"$f":"IFERROR(IF(D70=\"No\",VLOOKUP('1. Summary'!$D$7&'1. Summary'!$D$5,'TP LRs'!$A$2:$O$324,7,FALSE)*E70*(VLOOKUP(A70,'Efficiency BMPs'!$B$47:$J$51,8,FALSE)),VLOOKUP('1. Summary'!$D$7&'1. Summary'!$D$5,'TP LRs'!$A$2:$O$324,7,FALSE)*E70*(VLOOKUP(A70,'Efficiency BMPs'!$B$47:$J$51,8,FALSE))+(0.0413*VLOOKUP('1. Summary'!$D$7&'1. Summary'!$D$5,'TP LRs'!$A$2:$O$324,7,FALSE)*E70)),0)","v":0},{"$f":"IFERROR(VLOOKUP('1. Summary'!$D$7&'1. Summary'!$D$5,'TSS LRs'!$A$2:$O$324,7,FALSE)*E70*(VLOOKUP(A70,'Efficiency BMPs'!$B$47:$J$51,9,FALSE)),0)","v":0},{"$f":"IFERROR(F70*VLOOKUP('1. Summary'!$D$5,DFs!$B$2:$F$183,3,0),0)","v":0},{"$f":"IFERROR(G70*VLOOKUP('1. Summary'!$D$5,DFs!$B$2:$F$183,4,0),0)","v":0},{"$f":"IFERROR(H70*VLOOKUP('1. Summary'!$D$5,DFs!$B$2:$F$183,5,0),0)","v":0}]
["Total",null,null,null,{"$f":"SUMIF(E68:E70,\"<>#N/A\")","v":0},0,0,0,0,0,0]
[]
["LAND USE CONVERSION BMPS"]
["Populate blue cells below with baseline year land use conversion information. Only approved MDE BMPs will be accepted. "]
["Land Use Conversion",null,null,null,"Acres","EOS Load Reduction (lbs/yr)",null,null,"EOT Load Reduction (lbs/yr)"]
["Converting from",null,"Converting to",null,null,"TN","TP","TSS","TN","TP","TSS"]
[null,null,null,null,null,{"$f":"IFERROR(IF(C77=\"Forest with Buffer\",((VLOOKUP('1. Summary'!$D$7&'1. Summary'!$D$5,'TN LRs'!$A$2:$O$324,7,FALSE)-VLOOKUP('1. Summary'!$D$7&'1. Summary'!$D$5,'TN LRs'!$A$2:$O$324,13,FALSE))+(0.25*VLOOKUP('1. Summary'!$D$7&'1. Summary'!$D$5,'TN LRs'!$A$2:$O$324,15,FALSE)))*E77,\nIF(C77=\"Mixed Open with Buffer\", ((VLOOKUP('1. Summary'!$D$7&'1. Summary'!$D$5,'TN LRs'!$A$2:$O$324,7,FALSE)-VLOOKUP('1. Summary'!$D$7&'1. Summary'!$D$5,'TN LRs'!$A$2:$O$324,8,FALSE))+(0.12*VLOOKUP('1. Summary'!$D$7&'1. Summary'!$D$5,'TN LRs'!$A$2:$O$324,15,FALSE)))*E77,\nE77*INDEX('TN LRs'!$A$2:$O$324,MATCH('1. Summary'!$D$7&'1. Summary'!$D$5,'TN LRs'!$A$2:$A$324,0),MATCH(A77,'TN LRs'!$A$1:$O$1,0))-E77*INDEX('TN LRs'!$A$2:$O$324,MATCH('1. Summary'!$D$7&'1. Summary'!$D$5,'TN LRs'!$A$2:$A$324,0),MATCH(C77,'TN LRs'!$A$1:$O$1,0)))),0)","v":0},{"$f":"IFERROR(IF(C77=\"Forest with Buffer\",((VLOOKUP('1. Summary'!$D$7&'1. Summary'!$D$5,'TP LRs'!$A$2:$O$324,7,FALSE)-VLOOKUP('1. Summary'!$D$7&'1. Summary'!$D$5,'TP LRs'!$A$2:$O$324,13,FALSE))+(0.5*VLOOKUP('1. Summary'!$D$7&'1. Summary'!$D$5,'TP LRs'!$A$2:$O$324,15,FALSE)))*E77,\nIF(C77=\"Mixed Open with Buffer\", ((VLOOKUP('1. Summary'!$D$7&'1. Summary'!$D$5,'TP LRs'!$A$2:$O$324,7,FALSE)-VLOOKUP('1. Summary'!$D$7&'1. Summary'!$D$5,'TP LRs'!$A$2:$O$324,8,FALSE))+(0.15*VLOOKUP('1. Summary'!$D$7&'1. Summary'!$D$5,'TP LRs'!$A$2:$O$324,15,FALSE)))*E77,\nE77*INDEX('TP LRs'!$A$2:$O$324,MATCH('1. Summary'!$D$7&'1. Summary'!$D$5,'TP LRs'!$A$2:$A$324,0),MATCH(A77,'TP LRs'!$A$1:$O$1,0))-E77*INDEX('TP LRs'!$A$2:$O$324,MATCH('1. Summary'!$D$7&'1. Summary'!$D$5,'TP LRs'!$A$2:$A$324,0),MATCH(C77,'TP LRs'!$A$1:$O$1,0)))),0)","v":0},{"$f":"IFERROR(IF(C77=\"Forest with Buffer\",((VLOOKUP('1. Summary'!$D$7&'1. Summary'!$D$5,'TSS LRs'!$A$2:$O$324,7,FALSE)-VLOOKUP('1. Summary'!$D$7&'1. Summary'!$D$5,'TSS LRs'!$A$2:$O$324,13,FALSE))+(0.5*VLOOKUP('1. Summary'!$D$7&'1. Summary'!$D$5,'TSS LRs'!$A$2:$O$324,15,FALSE)))*E77,\nIF(C77=\"Mixed Open with Buffer\", ((VLOOKUP('1. Summary'!$D$7&'1. Summary'!$D$5,'TSS LRs'!$A$2:$O$324,7,FALSE)-VLOOKUP('1. Summary'!$D$7&'1. Summary'!$D$5,'TSS LRs'!$A$2:$O$324,8,FALSE))+(0*VLOOKUP('1. Summary'!$D$7&'1. Summary'!$D$5,'TSS LRs'!$A$2:$O$324,15,FALSE)))*E77,\nE77*INDEX('TSS LRs'!$A$2:$O$324,MATCH('1. Summary'!$D$7&'1. Summary'!$D$5,'TSS LRs'!$A$2:$A$324,0),MATCH(A77,'TSS LRs'!$A$1:$O$1,0))-E77*INDEX('TSS LRs'!$A$2:$O$324,MATCH('1. Summary'!$D$7&'1. Summary'!$D$5,'TSS LRs'!$A$2:$A$324,0),MATCH(C77,'TSS LRs'!$A$1:$O$1,0)))),0)","v":0},{"$f":"IFERROR(F77*VLOOKUP('1. Summary'!$D$5,DFs!$B$2:$F$183,3,0),0)","v":0},{"$f":"IFERROR(G77*VLOOKUP('1. Summary'!$D$5,DFs!$B$2:$F$183,4,0),0)","v":0},{"$f":"IFERROR(H77*VLOOKUP('1. Summary'!$D$5,DFs!$B$2:$F$183,5,0),0)","v":0}]
[null,null,null,null,null,{"$f":"IFERROR(IF(C78=\"Forest with Buffer\",((VLOOKUP('1. Summary'!$D$7&'1. Summary'!$D$5,'TN LRs'!$A$2:$O$324,7,FALSE)-VLOOKUP('1. Summary'!$D$7&'1. Summary'!$D$5,'TN LRs'!$A$2:$O$324,13,FALSE))+(0.25*VLOOKUP('1. Summary'!$D$7&'1. Summary'!$D$5,'TN LRs'!$A$2:$O$324,15,FALSE)))*E78,\nIF(C78=\"Mixed Open with Buffer\", ((VLOOKUP('1. Summary'!$D$7&'1. Summary'!$D$5,'TN LRs'!$A$2:$O$324,7,FALSE)-VLOOKUP('1. Summary'!$D$7&'1. Summary'!$D$5,'TN LRs'!$A$2:$O$324,8,FALSE))+(0.12*VLOOKUP('1. Summary'!$D$7&'1. Summary'!$D$5,'TN LRs'!$A$2:$O$324,15,FALSE)))*E78,\nE78*INDEX('TN LRs'!$A$2:$O$324,MATCH('1. Summary'!$D$7&'1. Summary'!$D$5,'TN LRs'!$A$2:$A$324,0),MATCH(A78,'TN LRs'!$A$1:$O$1,0))-E78*INDEX('TN LRs'!$A$2:$O$324,MATCH('1. Summary'!$D$7&'1. Summary'!$D$5,'TN LRs'!$A$2:$A$324,0),MATCH(C78,'TN LRs'!$A$1:$O$1,0)))),0)","v":0},{"$f":"IFERROR(IF(C78=\"Forest with Buffer\",((VLOOKUP('1. Summary'!$D$7&'1. Summary'!$D$5,'TP LRs'!$A$2:$O$324,7,FALSE)-VLOOKUP('1. Summary'!$D$7&'1. Summary'!$D$5,'TP LRs'!$A$2:$O$324,13,FALSE))+(0.5*VLOOKUP('1. Summary'!$D$7&'1. Summary'!$D$5,'TP LRs'!$A$2:$O$324,15,FALSE)))*E78,\nIF(C78=\"Mixed Open with Buffer\", ((VLOOKUP('1. Summary'!$D$7&'1. Summary'!$D$5,'TP LRs'!$A$2:$O$324,7,FALSE)-VLOOKUP('1. Summary'!$D$7&'1. Summary'!$D$5,'TP LRs'!$A$2:$O$324,8,FALSE))+(0.15*VLOOKUP('1. Summary'!$D$7&'1. Summary'!$D$5,'TP LRs'!$A$2:$O$324,15,FALSE)))*E78,\nE78*INDEX('TP LRs'!$A$2:$O$324,MATCH('1. Summary'!$D$7&'1. Summary'!$D$5,'TP LRs'!$A$2:$A$324,0),MATCH(A78,'TP LRs'!$A$1:$O$1,0))-E78*INDEX('TP LRs'!$A$2:$O$324,MATCH('1. Summary'!$D$7&'1. Summary'!$D$5,'TP LRs'!$A$2:$A$324,0),MATCH(C78,'TP LRs'!$A$1:$O$1,0)))),0)","v":0},{"$f":"IFERROR(IF(C78=\"Forest with Buffer\",((VLOOKUP('1. Summary'!$D$7&'1. Summary'!$D$5,'TSS LRs'!$A$2:$O$324,7,FALSE)-VLOOKUP('1. Summary'!$D$7&'1. Summary'!$D$5,'TSS LRs'!$A$2:$O$324,13,FALSE))+(0.5*VLOOKUP('1. Summary'!$D$7&'1. Summary'!$D$5,'TSS LRs'!$A$2:$O$324,15,FALSE)))*E78,\nIF(C78=\"Mixed Open with Buffer\", ((VLOOKUP('1. Summary'!$D$7&'1. Summary'!$D$5,'TSS LRs'!$A$2:$O$324,7,FALSE)-VLOOKUP('1. Summary'!$D$7&'1. Summary'!$D$5,'TSS LRs'!$A$2:$O$324,8,FALSE))+(0*VLOOKUP('1. Summary'!$D$7&'1. Summary'!$D$5,'TSS LRs'!$A$2:$O$324,15,FALSE)))*E78,\nE78*INDEX('TSS LRs'!$A$2:$O$324,MATCH('1. Summary'!$D$7&'1. Summary'!$D$5,'TSS LRs'!$A$2:$A$324,0),MATCH(A78,'TSS LRs'!$A$1:$O$1,0))-E78*INDEX('TSS LRs'!$A$2:$O$324,MATCH('1. Summary'!$D$7&'1. Summary'!$D$5,'TSS LRs'!$A$2:$A$324,0),MATCH(C78,'TSS LRs'!$A$1:$O$1,0)))),0)","v":0},{"$f":"IFERROR(F78*VLOOKUP('1. Summary'!$D$5,DFs!$B$2:$F$183,3,0),0)","v":0},{"$f":"IFERROR(G78*VLOOKUP('1. Summary'!$D$5,DFs!$B$2:$F$183,4,0),0)","v":0},{"$f":"IFERROR(H78*VLOOKUP('1. Summary'!$D$5,DFs!$B$2:$F$183,5,0),0)","v":0}]
[null,null,null,null,null,{"$f":"IFERROR(IF(C79=\"Forest with Buffer\",((VLOOKUP('1. Summary'!$D$7&'1. Summary'!$D$5,'TN LRs'!$A$2:$O$324,7,FALSE)-VLOOKUP('1. Summary'!$D$7&'1. Summary'!$D$5,'TN LRs'!$A$2:$O$324,13,FALSE))+(0.25*VLOOKUP('1. Summary'!$D$7&'1. Summary'!$D$5,'TN LRs'!$A$2:$O$324,15,FALSE)))*E79,\nIF(C79=\"Mixed Open with Buffer\", ((VLOOKUP('1. Summary'!$D$7&'1. Summary'!$D$5,'TN LRs'!$A$2:$O$324,7,FALSE)-VLOOKUP('1. Summary'!$D$7&'1. Summary'!$D$5,'TN LRs'!$A$2:$O$324,8,FALSE))+(0.12*VLOOKUP('1. Summary'!$D$7&'1. Summary'!$D$5,'TN LRs'!$A$2:$O$324,15,FALSE)))*E79,\nE79*INDEX('TN LRs'!$A$2:$O$324,MATCH('1. Summary'!$D$7&'1. Summary'!$D$5,'TN LRs'!$A$2:$A$324,0),MATCH(A79,'TN LRs'!$A$1:$O$1,0))-E79*INDEX('TN LRs'!$A$2:$O$324,MATCH('1. Summary'!$D$7&'1. Summary'!$D$5,'TN LRs'!$A$2:$A$324,0),MATCH(C79,'TN LRs'!$A$1:$O$1,0)))),0)","v":0},{"$f":"IFERROR(IF(C79=\"Forest with Buffer\",((VLOOKUP('1. Summary'!$D$7&'1. Summary'!$D$5,'TP LRs'!$A$2:$O$324,7,FALSE)-VLOOKUP('1. Summary'!$D$7&'1. Summary'!$D$5,'TP LRs'!$A$2:$O$324,13,FALSE))+(0.5*VLOOKUP('1. Summary'!$D$7&'1. Summary'!$D$5,'TP LRs'!$A$2:$O$324,15,FALSE)))*E79,\nIF(C79=\"Mixed Open with Buffer\", ((VLOOKUP('1. Summary'!$D$7&'1. Summary'!$D$5,'TP LRs'!$A$2:$O$324,7,FALSE)-VLOOKUP('1. Summary'!$D$7&'1. Summary'!$D$5,'TP LRs'!$A$2:$O$324,8,FALSE))+(0.15*VLOOKUP('1. Summary'!$D$7&'1. Summary'!$D$5,'TP LRs'!$A$2:$O$324,15,FALSE)))*E79,\nE79*INDEX('TP LRs'!$A$2:$O$324,MATCH('1. Summary'!$D$7&'1. Summary'!$D$5,'TP LRs'!$A$2:$A$324,0),MATCH(A79,'TP LRs'!$A$1:$O$1,0))-E79*INDEX('TP LRs'!$A$2:$O$324,MATCH('1. Summary'!$D$7&'1. Summary'!$D$5,'TP LRs'!$A$2:$A$324,0),MATCH(C79,'TP LRs'!$A$1:$O$1,0)))),0)","v":0},{"$f":"IFERROR(IF(C79=\"Forest with Buffer\",((VLOOKUP('1. Summary'!$D$7&'1. Summary'!$D$5,'TSS LRs'!$A$2:$O$324,7,FALSE)-VLOOKUP('1. Summary'!$D$7&'1. Summary'!$D$5,'TSS LRs'!$A$2:$O$324,13,FALSE))+(0.5*VLOOKUP('1. Summary'!$D$7&'1. Summary'!$D$5,'TSS LRs'!$A$2:$O$324,15,FALSE)))*E79,\nIF(C79=\"Mixed Open with Buffer\", ((VLOOKUP('1. Summary'!$D$7&'1. Summary'!$D$5,'TSS LRs'!$A$2:$O$324,7,FALSE)-VLOOKUP('1. Summary'!$D$7&'1. Summary'!$D$5,'TSS LRs'!$A$2:$O$324,8,FALSE))+(0*VLOOKUP('1. Summary'!$D$7&'1. Summary'!$D$5,'TSS LRs'!$A$2:$O$324,15,FALSE)))*E79,\nE79*INDEX('TSS LRs'!$A$2:$O$324,MATCH('1. Summary'!$D$7&'1. Summary'!$D$5,'TSS LRs'!$A$2:$A$324,0),MATCH(A79,'TSS LRs'!$A$1:$O$1,0))-E79*INDEX('TSS LRs'!$A$2:$O$324,MATCH('1. Summary'!$D$7&'1. Summary'!$D$5,'TSS LRs'!$A$2:$A$324,0),MATCH(C79,'TSS LRs'!$A$1:$O$1,0)))),0)","v":0},{"$f":"IFERROR(F79*VLOOKUP('1. Summary'!$D$5,DFs!$B$2:$F$183,3,0),0)","v":0},{"$f":"IFERROR(G79*VLOOKUP('1. Summary'!$D$5,DFs!$B$2:$F$183,4,0),0)","v":0},{"$f":"IFERROR(H79*VLOOKUP('1. Summary'!$D$5,DFs!$B$2:$F$183,5,0),0)","v":0}]
[null,null,null,null,null,{"$f":"IFERROR(IF(C80=\"Forest with Buffer\",((VLOOKUP('1. Summary'!$D$7&'1. Summary'!$D$5,'TN LRs'!$A$2:$O$324,7,FALSE)-VLOOKUP('1. Summary'!$D$7&'1. Summary'!$D$5,'TN LRs'!$A$2:$O$324,13,FALSE))+(0.25*VLOOKUP('1. Summary'!$D$7&'1. Summary'!$D$5,'TN LRs'!$A$2:$O$324,15,FALSE)))*E80,\nIF(C80=\"Mixed Open with Buffer\", ((VLOOKUP('1. Summary'!$D$7&'1. Summary'!$D$5,'TN LRs'!$A$2:$O$324,7,FALSE)-VLOOKUP('1. Summary'!$D$7&'1. Summary'!$D$5,'TN LRs'!$A$2:$O$324,8,FALSE))+(0.12*VLOOKUP('1. Summary'!$D$7&'1. Summary'!$D$5,'TN LRs'!$A$2:$O$324,15,FALSE)))*E80,\nE80*INDEX('TN LRs'!$A$2:$O$324,MATCH('1. Summary'!$D$7&'1. Summary'!$D$5,'TN LRs'!$A$2:$A$324,0),MATCH(A80,'TN LRs'!$A$1:$O$1,0))-E80*INDEX('TN LRs'!$A$2:$O$324,MATCH('1. Summary'!$D$7&'1. Summary'!$D$5,'TN LRs'!$A$2:$A$324,0),MATCH(C80,'TN LRs'!$A$1:$O$1,0)))),0)","v":0},{"$f":"IFERROR(IF(C80=\"Forest with Buffer\",((VLOOKUP('1. Summary'!$D$7&'1. Summary'!$D$5,'TP LRs'!$A$2:$O$324,7,FALSE)-VLOOKUP('1. Summary'!$D$7&'1. Summary'!$D$5,'TP LRs'!$A$2:$O$324,13,FALSE))+(0.5*VLOOKUP('1. Summary'!$D$7&'1. Summary'!$D$5,'TP LRs'!$A$2:$O$324,15,FALSE)))*E80,\nIF(C80=\"Mixed Open with Buffer\", ((VLOOKUP('1. Summary'!$D$7&'1. Summary'!$D$5,'TP LRs'!$A$2:$O$324,7,FALSE)-VLOOKUP('1. Summary'!$D$7&'1. Summary'!$D$5,'TP LRs'!$A$2:$O$324,8,FALSE))+(0.15*VLOOKUP('1. Summary'!$D$7&'1. Summary'!$D$5,'TP LRs'!$A$2:$O$324,15,FALSE)))*E80,\nE80*INDEX('TP LRs'!$A$2:$O$324,MATCH('1. Summary'!$D$7&'1. Summary'!$D$5,'TP LRs'!$A$2:$A$324,0),MATCH(A80,'TP LRs'!$A$1:$O$1,0))-E80*INDEX('TP LRs'!$A$2:$O$324,MATCH('1. Summary'!$D$7&'1. Summary'!$D$5,'TP LRs'!$A$2:$A$324,0),MATCH(C80,'TP LRs'!$A$1:$O$1,0)))),0)","v":0},{"$f":"IFERROR(IF(C80=\"Forest with Buffer\",((VLOOKUP('1. Summary'!$D$7&'1. Summary'!$D$5,'TSS LRs'!$A$2:$O$324,7,FALSE)-VLOOKUP('1. Summary'!$D$7&'1. Summary'!$D$5,'TSS LRs'!$A$2:$O$324,13,FALSE))+(0.5*VLOOKUP('1. Summary'!$D$7&'1. Summary'!$D$5,'TSS LRs'!$A$2:$O$324,15,FALSE)))*E80,\nIF(C80=\"Mixed Open with Buffer\", ((VLOOKUP('1. Summary'!$D$7&'1. Summary'!$D$5,'TSS LRs'!$A$2:$O$324,7,FALSE)-VLOOKUP('1. Summary'!$D$7&'1. Summary'!$D$5,'TSS LRs'!$A$2:$O$324,8,FALSE))+(0*VLOOKUP('1. Summary'!$D$7&'1. Summary'!$D$5,'TSS LRs'!$A$2:$O$324,15,FALSE)))*E80,\nE80*INDEX('TSS LRs'!$A$2:$O$324,MATCH('1. Summary'!$D$7&'1. Summary'!$D$5,'TSS LRs'!$A$2:$A$324,0),MATCH(A80,'TSS LRs'!$A$1:$O$1,0))-E80*INDEX('TSS LRs'!$A$2:$O$324,MATCH('1. Summary'!$D$7&'1. Summary'!$D$5,'TSS LRs'!$A$2:$A$324,0),MATCH(C80,'TSS LRs'!$A$1:$O$1,0)))),0)","v":0},{"$f":"IFERROR(F80*VLOOKUP('1. Summary'!$D$5,DFs!$B$2:$F$183,3,0),0)","v":0},{"$f":"IFERROR(G80*VLOOKUP('1. Summary'!$D$5,DFs!$B$2:$F$183,4,0),0)","v":0},{"$f":"IFERROR(H80*VLOOKUP('1. Summary'!$D$5,DFs!$B$2:$F$183,5,0),0)","v":0}]
[null,null,null,null,null,{"$f":"IFERROR(IF(C81=\"Forest with Buffer\",((VLOOKUP('1. Summary'!$D$7&'1. Summary'!$D$5,'TN LRs'!$A$2:$O$324,7,FALSE)-VLOOKUP('1. Summary'!$D$7&'1. Summary'!$D$5,'TN LRs'!$A$2:$O$324,13,FALSE))+(0.25*VLOOKUP('1. Summary'!$D$7&'1. Summary'!$D$5,'TN LRs'!$A$2:$O$324,15,FALSE)))*E81,\nIF(C81=\"Mixed Open with Buffer\", ((VLOOKUP('1. Summary'!$D$7&'1. Summary'!$D$5,'TN LRs'!$A$2:$O$324,7,FALSE)-VLOOKUP('1. Summary'!$D$7&'1. Summary'!$D$5,'TN LRs'!$A$2:$O$324,8,FALSE))+(0.12*VLOOKUP('1. Summary'!$D$7&'1. Summary'!$D$5,'TN LRs'!$A$2:$O$324,15,FALSE)))*E81,\nE81*INDEX('TN LRs'!$A$2:$O$324,MATCH('1. Summary'!$D$7&'1. Summary'!$D$5,'TN LRs'!$A$2:$A$324,0),MATCH(A81,'TN LRs'!$A$1:$O$1,0))-E81*INDEX('TN LRs'!$A$2:$O$324,MATCH('1. Summary'!$D$7&'1. Summary'!$D$5,'TN LRs'!$A$2:$A$324,0),MATCH(C81,'TN LRs'!$A$1:$O$1,0)))),0)","v":0},{"$f":"IFERROR(IF(C81=\"Forest with Buffer\",((VLOOKUP('1. Summary'!$D$7&'1. Summary'!$D$5,'TP LRs'!$A$2:$O$324,7,FALSE)-VLOOKUP('1. Summary'!$D$7&'1. Summary'!$D$5,'TP LRs'!$A$2:$O$324,13,FALSE))+(0.5*VLOOKUP('1. Summary'!$D$7&'1. Summary'!$D$5,'TP LRs'!$A$2:$O$324,15,FALSE)))*E81,\nIF(C81=\"Mixed Open with Buffer\", ((VLOOKUP('1. Summary'!$D$7&'1. Summary'!$D$5,'TP LRs'!$A$2:$O$324,7,FALSE)-VLOOKUP('1. Summary'!$D$7&'1. Summary'!$D$5,'TP LRs'!$A$2:$O$324,8,FALSE))+(0.15*VLOOKUP('1. Summary'!$D$7&'1. Summary'!$D$5,'TP LRs'!$A$2:$O$324,15,FALSE)))*E81,\nE81*INDEX('TP LRs'!$A$2:$O$324,MATCH('1. Summary'!$D$7&'1. Summary'!$D$5,'TP LRs'!$A$2:$A$324,0),MATCH(A81,'TP LRs'!$A$1:$O$1,0))-E81*INDEX('TP LRs'!$A$2:$O$324,MATCH('1. Summary'!$D$7&'1. Summary'!$D$5,'TP LRs'!$A$2:$A$324,0),MATCH(C81,'TP LRs'!$A$1:$O$1,0)))),0)","v":0},{"$f":"IFERROR(IF(C81=\"Forest with Buffer\",((VLOOKUP('1. Summary'!$D$7&'1. Summary'!$D$5,'TSS LRs'!$A$2:$O$324,7,FALSE)-VLOOKUP('1. Summary'!$D$7&'1. Summary'!$D$5,'TSS LRs'!$A$2:$O$324,13,FALSE))+(0.5*VLOOKUP('1. Summary'!$D$7&'1. Summary'!$D$5,'TSS LRs'!$A$2:$O$324,15,FALSE)))*E81,\nIF(C81=\"Mixed Open with Buffer\", ((VLOOKUP('1. Summary'!$D$7&'1. Summary'!$D$5,'TSS LRs'!$A$2:$O$324,7,FALSE)-VLOOKUP('1. Summary'!$D$7&'1. Summary'!$D$5,'TSS LRs'!$A$2:$O$324,8,FALSE))+(0*VLOOKUP('1. Summary'!$D$7&'1. Summary'!$D$5,'TSS LRs'!$A$2:$O$324,15,FALSE)))*E81,\nE81*INDEX('TSS LRs'!$A$2:$O$324,MATCH('1. Summary'!$D$7&'1. Summary'!$D$5,'TSS LRs'!$A$2:$A$324,0),MATCH(A81,'TSS LRs'!$A$1:$O$1,0))-E81*INDEX('TSS LRs'!$A$2:$O$324,MATCH('1. Summary'!$D$7&'1. Summary'!$D$5,'TSS LRs'!$A$2:$A$324,0),MATCH(C81,'TSS LRs'!$A$1:$O$1,0)))),0)","v":0},{"$f":"IFERROR(F81*VLOOKUP('1. Summary'!$D$5,DFs!$B$2:$F$183,3,0),0)","v":0},{"$f":"IFERROR(G81*VLOOKUP('1. Summary'!$D$5,DFs!$B$2:$F$183,4,0),0)","v":0},{"$f":"IFERROR(H81*VLOOKUP('1. Summary'!$D$5,DFs!$B$2:$F$183,5,0),0)","v":0}]
["Total",null,null,null,{"$f":"SUMIF(E77:E81,\"<>#N/A\")","v":0},0,0,0,0,0,0]
[]
[]
[]
["STORMWATER MANAGEMENT BMPs "]
["Populate blue cells below with baseline year stormwater management BMP information. Enter Aggregate Impervious information OR Impervious Road and Impervious NonRoad information, but not both. Cells will be grayed out based on specific or non-specific land use selection. For RR/ST BMPs, users have two options: 1) Input applicable BMPs by type and use the BMP efficiency to determine the load reduction or 2) designate the BMP as an RR or ST practice and use the Pe treated to determine the load reduction. User must desginate if a Floating Treatment Wetland is present."]
[]
["BMP Short Name","BMP Description",null,"Pe, if applicable","Floating Treatment Wetland?","Treated (acres)",null,null,null,"EOS Load Reduction (lbs/yr)",null,null,"EOT Load Reduction (lbs/yr)"]
[null,null,null,null,null,"Aggregate Impervious","Impervious Road","Impervious NonRoad","Turf","TN","TP","TSS","TN","TP","TSS"]
[null,{"$f":"IFERROR(VLOOKUP(A91,'Efficiency BMPs'!$B$13:$C$36,2,FALSE),\"\")","v":""},null,null,null,null,null,null,null,{"$f":"IFERROR(IF('1. Summary'!$D$12=\"No\",\nIF(A91=\"RR\",VLOOKUP('1. Summary'!$D$7&'1. Summary'!$D$5,'TN LRs'!$A$2:$O$324,4,FALSE)*F91*(1-(1-((0.0308*D91^5)-(0.2562*D91^4)+(0.8634*D91^3)-(1.5285*D91^2)+(1.501*D91)-0.013))*(1-(VLOOKUP(E91,'Efficiency BMPs'!$B$52:$J$57,7,FALSE))))+VLOOKUP('1. Summary'!$D$7&'1. Summary'!$D$5,'TN LRs'!$A$2:$O$324,7,FALSE)*I91*(1-(1-((0.0308*D91^5)-(0.2562*D91^4)+(0.8634*D91^3)-(1.5285*D91^2)+(1.501*D91)-0.013))*(1-(VLOOKUP(E91,'Efficiency BMPs'!$B$52:$J$57,7,FALSE)))),\nIF(A91=\"ST\",VLOOKUP('1. Summary'!$D$7&'1. Summary'!$D$5,'TN LRs'!$A$2:$O$324,4,FALSE)*F91*(1-(1-((0.0152*D91^5)-(0.131*D91^4)+(0.4581*D91^3)-(0.8418*D91^2)+(0.8536*D91)-0.0046))*(1-(VLOOKUP(E91,'Efficiency BMPs'!$B$52:$J$57,7,FALSE))))+VLOOKUP('1. Summary'!$D$7&'1. Summary'!$D$5,'TN LRs'!$A$2:$O$324,7,FALSE)*I91*(1-(1-((0.0152*D91^5)-(0.131*D91^4)+(0.4581*D91^3)-(0.8418*D91^2)+(0.8536*D91)-0.0046))*(1-(VLOOKUP(E91,'Efficiency BMPs'!$B$52:$J$57,7,FALSE)))),\nVLOOKUP('1. Summary'!$D$7&'1. Summary'!$D$5,'TN LRs'!$A$2:$O$324,4,FALSE)*F91*(1-(1-(VLOOKUP(A91,'Efficiency BMPs'!$B$13:$J$43,7,FALSE)))*(1-(VLOOKUP(E91,'Efficiency BMPs'!$B$52:$J$57,7,FALSE))))+VLOOKUP('1. Summary'!$D$7&'1. Summary'!$D$5,'TN LRs'!$A$2:$O$324,7,FALSE)*I91*(1-(1-(VLOOKUP(A91,'Efficiency BMPs'!$B$13:$J$43,7,FALSE)))*(1-(VLOOKUP(E91,'Efficiency BMPs'!$B$52:$J$57,7,FALSE)))))),\nIF(A91=\"RR\",VLOOKUP('1. Summary'!$D$7&'1. Summary'!$D$5,'TN LRs'!$A$2:$O$324,5,FALSE)*G91*(1-(1-(((0.0308*D91^5)-(0.2562*D91^4)+(0.8634*D91^3)-(1.5285*D91^2)+(1.501*D91)-0.013)))*(1-(VLOOKUP(E91,'Efficiency BMPs'!$B$52:$J$57,7,FALSE))))+VLOOKUP('1. Summary'!$D$7&'1. Summary'!$D$5,'TN LRs'!$A$2:$O$324,6,FALSE)*H91*(1-(1-(((0.0308*D91^5)-(0.2562*D91^4)+(0.8634*D91^3)-(1.5285*D91^2)+(1.501*D91)-0.013)))*(1-(VLOOKUP(E91,'Efficiency BMPs'!$B$52:$J$57,7,FALSE))))+VLOOKUP('1. Summary'!$D$7&'1. Summary'!$D$5,'TN LRs'!$A$2:$O$324,7,FALSE)*I91*(1-(1-(((0.0308*D91^5)-(0.2562*D91^4)+(0.8634*D91^3)-(1.5285*D91^2)+(1.501*D91)-0.013)))*(1-(VLOOKUP(E91,'Efficiency BMPs'!$B$52:$J$57,7,FALSE)))),\nIF(A91=\"ST\",VLOOKUP('1. Summary'!$D$7&'1. Summary'!$D$5,'TN LRs'!$A$2:$O$324,5,FALSE)*G91*(1-(1-(((0.0152*D91^5)-(0.131*D91^4)+(0.4581*D91^3)-(0.8418*D91^2)+(0.8536*D91)-0.0046)))*(1-(VLOOKUP(E91,'Efficiency BMPs'!$B$52:$J$57,7,FALSE))))+VLOOKUP('1. Summary'!$D$7&'1. Summary'!$D$5,'TN LRs'!$A$2:$O$324,6,FALSE)*H91*(1-(1-(((0.0152*D91^5)-(0.131*D91^4)+(0.4581*D91^3)-(0.8418*D91^2)+(0.8536*D91)-0.0046)))*(1-(VLOOKUP(E91,'Efficiency BMPs'!$B$52:$J$57,7,FALSE))))+VLOOKUP('1. Summary'!$D$7&'1. Summary'!$D$5,'TN LRs'!$A$2:$O$324,7,FALSE)*I91*(1-(1-(((0.0152*D91^5)-(0.131*D91^4)+(0.4581*D91^3)-(0.8418*D91^2)+(0.8536*D91)-0.0046)))*(1-(VLOOKUP(E91,'Efficiency BMPs'!$B$52:$J$57,7,FALSE)))),\nVLOOKUP('1. Summary'!$D$7&'1. Summary'!$D$5,'TN LRs'!$A$2:$O$324,5,FALSE)*G91*(1-(1-(VLOOKUP(A91,'Efficiency BMPs'!$B$13:$J$43,7,FALSE)))*(1-(VLOOKUP(E91,'Efficiency BMPs'!$B$52:$J$57,7,FALSE))))+VLOOKUP('1. Summary'!$D$7&'1. Summary'!$D$5,'TN LRs'!$A$2:$O$324,6,FALSE)*H91*(1-(1-(VLOOKUP(A91,'Efficiency BMPs'!$B$13:$J$43,7,FALSE)))*(1-(VLOOKUP(E91,'Efficiency BMPs'!$B$52:$J$57,7,FALSE))))+VLOOKUP('1. Summary'!$D$7&'1. Summary'!$D$5,'TN LRs'!$A$2:$O$324,7,FALSE)*I91*(1-(1-(VLOOKUP(A91,'Efficiency BMPs'!$B$13:$J$43,7,FALSE)))*(1-(VLOOKUP(E91,'Efficiency BMPs'!$B$52:$J$57,7,FALSE))))))),0)","v":0},{"$f":"IFERROR(IF('1. Summary'!$D$12=\"No\",\nIF(A91=\"RR\",VLOOKUP('1. Summary'!$D$7&'1. Summary'!$D$5,'TP LRs'!$A$2:$O$324,4,FALSE)*F91*(1-(1-((0.0304*D91^5)-(0.2619*D91^4)+(0.9161*D91^3)-(1.6837*D91^2)+(1.7072*D91)-0.0091))*(1-(VLOOKUP(E91,'Efficiency BMPs'!$B$52:$J$57,8,FALSE))))+VLOOKUP('1. Summary'!$D$7&'1. Summary'!$D$5,'TP LRs'!$A$2:$O$324,7,FALSE)*I91*(1-(1-((0.0304*D91^5)-(0.2619*D91^4)+(0.9161*D91^3)-(1.6837*D91^2)+(1.7072*D91)-0.0091))*(1-(VLOOKUP(E91,'Efficiency BMPs'!$B$52:$J$57,8,FALSE)))),\nIF(A91=\"ST\",VLOOKUP('1. Summary'!$D$7&'1. Summary'!$D$5,'TP LRs'!$A$2:$O$324,4,FALSE)*F91*(1-(1-((0.0239*D91^5)-(0.2058*D91^4)+(0.7198*D91^3)-(1.3229*D91^2)+(1.3414*D91)-0.0072))*(1-(VLOOKUP(E91,'Efficiency BMPs'!$B$52:$J$57,8,FALSE))))+VLOOKUP('1. Summary'!$D$7&'1. Summary'!$D$5,'TP LRs'!$A$2:$O$324,7,FALSE)*I91*(1-(1-((0.0239*D91^5)-(0.2058*D91^4)+(0.7198*D91^3)-(1.3229*D91^2)+(1.3414*D91)-0.0072))*(1-(VLOOKUP(E91,'Efficiency BMPs'!$B$52:$J$57,8,FALSE)))),\nVLOOKUP('1. Summary'!$D$7&'1. Summary'!$D$5,'TP LRs'!$A$2:$O$324,4,FALSE)*F91*(1-(1-(VLOOKUP(A91,'Efficiency BMPs'!$B$13:$J$43,8,FALSE)))*(1-(VLOOKUP(E91,'Efficiency BMPs'!$B$52:$J$57,8,FALSE))))+VLOOKUP('1. Summary'!$D$7&'1. Summary'!$D$5,'TP LRs'!$A$2:$O$324,7,FALSE)*I91*(1-(1-(VLOOKUP(A91,'Efficiency BMPs'!$B$13:$J$43,8,FALSE)))*(1-(VLOOKUP(E91,'Efficiency BMPs'!$B$52:$J$57,8,FALSE)))))),\nIF(A91=\"RR\",VLOOKUP('1. Summary'!$D$7&'1. Summary'!$D$5,'TP LRs'!$A$2:$O$324,5,FALSE)*G91*(1-(1-(((0.0304*D91^5)-(0.2619*D91^4)+(0.9161*D91^3)-(1.6837*D91^2)+(1.7072*D91)-0.0091)))*(1-(VLOOKUP(E91,'Efficiency BMPs'!$B$52:$J$57,8,FALSE))))+VLOOKUP('1. Summary'!$D$7&'1. Summary'!$D$5,'TP LRs'!$A$2:$O$324,6,FALSE)*H91*(1-(1-(((0.0304*D91^5)-(0.2619*D91^4)+(0.9161*D91^3)-(1.6837*D91^2)+(1.7072*D91)-0.0091)))*(1-(VLOOKUP(E91,'Efficiency BMPs'!$B$52:$J$57,8,FALSE))))+VLOOKUP('1. Summary'!$D$7&'1. Summary'!$D$5,'TP LRs'!$A$2:$O$324,7,FALSE)*I91*(1-(1-(((0.0304*D91^5)-(0.2619*D91^4)+(0.9161*D91^3)-(1.6837*D91^2)+(1.7072*D91)-0.0091)))*(1-(VLOOKUP(E91,'Efficiency BMPs'!$B$52:$J$57,8,FALSE)))),\nIF(A91=\"ST\",VLOOKUP('1. Summary'!$D$7&'1. Summary'!$D$5,'TP LRs'!$A$2:$O$324,5,FALSE)*G91*(1-(1-(((0.0239*D91^5)-(0.2058*D91^4)+(0.7198*D91^3)-(1.3229*D91^2)+(1.3414*D91)-0.0072)))*(1-(VLOOKUP(E91,'Efficiency BMPs'!$B$52:$J$57,8,FALSE))))+VLOOKUP('1. Summary'!$D$7&'1. Summary'!$D$5,'TP LRs'!$A$2:$O$324,6,FALSE)*H91*(1-(1-(((0.0239*D91^5)-(0.2058*D91^4)+(0.7198*D91^3)-(1.3229*D91^2)+(1.3414*D91)-0.0072)))*(1-(VLOOKUP(E91,'Efficiency BMPs'!$B$52:$J$57,8,FALSE))))+VLOOKUP('1. Summary'!$D$7&'1. Summary'!$D$5,'TP LRs'!$A$2:$O$324,7,FALSE)*I91*(1-(1-(((0.0239*D91^5)-(0.2058*D91^4)+(0.7198*D91^3)-(1.3229*D91^2)+(1.3414*D91)-0.0072)))*(1-(VLOOKUP(E91,'Efficiency BMPs'!$B$52:$J$57,8,FALSE)))),\nVLOOKUP('1. Summary'!$D$7&'1. Summary'!$D$5,'TP LRs'!$A$2:$O$324,5,FALSE)*G91*(1-(1-(VLOOKUP(A91,'Efficiency BMPs'!$B$13:$J$43,8,FALSE)))*(1-(VLOOKUP(E91,'Efficiency BMPs'!$B$52:$J$57,8,FALSE))))+VLOOKUP('1. Summary'!$D$7&'1. Summary'!$D$5,'TP LRs'!$A$2:$O$324,6,FALSE)*H91*(1-(1-(VLOOKUP(A91,'Efficiency BMPs'!$B$13:$J$43,8,FALSE)))*(1-(VLOOKUP(E91,'Efficiency BMPs'!$B$52:$J$57,8,FALSE))))+VLOOKUP('1. Summary'!$D$7&'1. Summary'!$D$5,'TP LRs'!$A$2:$O$324,7,FALSE)*I91*(1-(1-(VLOOKUP(A91,'Efficiency BMPs'!$B$13:$J$43,8,FALSE)))*(1-(VLOOKUP(E91,'Efficiency BMPs'!$B$52:$J$57,8,FALSE))))))),0)","v":0},{"$f":"IFERROR(IF('1. Summary'!$D$12=\"No\",\nIF(A91=\"RR\",VLOOKUP('1. Summary'!$D$7&'1. Summary'!$D$5,'TSS LRs'!$A$2:$O$324,4,FALSE)*F91*(1-(1-((0.0326*D91^5)-(0.2806*D91^4)+(0.9816*D91^3)-(1.8039*D91^2)+(1.8292*D91)-0.0098))*(1-(VLOOKUP(E91,'Efficiency BMPs'!$B$52:$J$57,9,FALSE))))+VLOOKUP('1. Summary'!$D$7&'1. Summary'!$D$5,'TSS LRs'!$A$2:$O$324,7,FALSE)*I91*(1-(1-((0.0326*D91^5)-(0.2806*D91^4)+(0.9816*D91^3)-(1.8039*D91^2)+(1.8292*D91)-0.0098))*(1-(VLOOKUP(E91,'Efficiency BMPs'!$B$52:$J$57,9,FALSE)))),\nIF(A91=\"ST\",VLOOKUP('1. Summary'!$D$7&'1. Summary'!$D$5,'TSS LRs'!$A$2:$O$324,4,FALSE)*F91*(1-(1-((0.0304*D91^5)-(0.2619*D91^4)+(0.9161*D91^3)-(1.6837*D91^2)+(1.7072*D91)-0.0091))*(1-(VLOOKUP(E91,'Efficiency BMPs'!$B$52:$J$57,9,FALSE))))+VLOOKUP('1. Summary'!$D$7&'1. Summary'!$D$5,'TSS LRs'!$A$2:$O$324,7,FALSE)*I91*(1-(1-((0.0304*D91^5)-(0.2619*D91^4)+(0.9161*D91^3)-(1.6837*D91^2)+(1.7072*D91)-0.0091))*(1-(VLOOKUP(E91,'Efficiency BMPs'!$B$52:$J$57,9,FALSE)))),\nVLOOKUP('1. Summary'!$D$7&'1. Summary'!$D$5,'TSS LRs'!$A$2:$O$324,4,FALSE)*F91*(1-(1-(VLOOKUP(A91,'Efficiency BMPs'!$B$13:$J$43,9,FALSE)))*(1-(VLOOKUP(E91,'Efficiency BMPs'!$B$52:$J$57,9,FALSE))))+VLOOKUP('1. Summary'!$D$7&'1. Summary'!$D$5,'TSS LRs'!$A$2:$O$324,7,FALSE)*I91*(1-(1-(VLOOKUP(A91,'Efficiency BMPs'!$B$13:$J$43,9,FALSE)))*(1-(VLOOKUP(E91,'Efficiency BMPs'!$B$52:$J$57,9,FALSE)))))),\nIF(A91=\"RR\",VLOOKUP('1. Summary'!$D$7&'1. Summary'!$D$5,'TSS LRs'!$A$2:$O$324,5,FALSE)*G91*(1-(1-(((0.0326*D91^5)-(0.2806*D91^4)+(0.9816*D91^3)-(1.8039*D91^2)+(1.8292*D91)-0.0098)))*(1-(VLOOKUP(E91,'Efficiency BMPs'!$B$52:$J$57,9,FALSE))))+VLOOKUP('1. Summary'!$D$7&'1. Summary'!$D$5,'TSS LRs'!$A$2:$O$324,6,FALSE)*H91*(1-(1-(((0.0326*D91^5)-(0.2806*D91^4)+(0.9816*D91^3)-(1.8039*D91^2)+(1.8292*D91)-0.0098)))*(1-(VLOOKUP(E91,'Efficiency BMPs'!$B$52:$J$57,9,FALSE))))+VLOOKUP('1. Summary'!$D$7&'1. Summary'!$D$5,'TSS LRs'!$A$2:$O$324,7,FALSE)*I91*(1-(1-(((0.0326*D91^5)-(0.2806*D91^4)+(0.9816*D91^3)-(1.8039*D91^2)+(1.8292*D91)-0.0098)))*(1-(VLOOKUP(E91,'Efficiency BMPs'!$B$52:$J$57,9,FALSE)))),\nIF(A91=\"ST\",VLOOKUP('1. Summary'!$D$7&'1. Summary'!$D$5,'TSS LRs'!$A$2:$O$324,5,FALSE)*G91*(1-(1-(((0.0304*D91^5)-(0.2619*D91^4)+(0.9161*D91^3)-(1.6837*D91^2)+(1.7072*D91)-0.0091)))*(1-(VLOOKUP(E91,'Efficiency BMPs'!$B$52:$J$57,9,FALSE))))+VLOOKUP('1. Summary'!$D$7&'1. Summary'!$D$5,'TSS LRs'!$A$2:$O$324,6,FALSE)*H91*(1-(1-(((0.0304*D91^5)-(0.2619*D91^4)+(0.9161*D91^3)-(1.6837*D91^2)+(1.7072*D91)-0.0091)))*(1-(VLOOKUP(E91,'Efficiency BMPs'!$B$52:$J$57,9,FALSE))))+VLOOKUP('1. Summary'!$D$7&'1. Summary'!$D$5,'TSS LRs'!$A$2:$O$324,7,FALSE)*I91*(1-(1-(((0.0304*D91^5)-(0.2619*D91^4)+(0.9161*D91^3)-(1.6837*D91^2)+(1.7072*D91)-0.0091)))*(1-(VLOOKUP(E91,'Efficiency BMPs'!$B$52:$J$57,9,FALSE)))),\nVLOOKUP('1. Summary'!$D$7&'1. Summary'!$D$5,'TSS LRs'!$A$2:$O$324,5,FALSE)*G91*(1-(1-(VLOOKUP(A91,'Efficiency BMPs'!$B$13:$J$43,9,FALSE)))*(1-(VLOOKUP(E91,'Efficiency BMPs'!$B$52:$J$57,9,FALSE))))+VLOOKUP('1. Summary'!$D$7&'1. Summary'!$D$5,'TSS LRs'!$A$2:$O$324,6,FALSE)*H91*(1-(1-(VLOOKUP(A91,'Efficiency BMPs'!$B$13:$J$43,9,FALSE)))*(1-(VLOOKUP(E91,'Efficiency BMPs'!$B$52:$J$57,9,FALSE))))+VLOOKUP('1. Summary'!$D$7&'1. Summary'!$D$5,'TSS LRs'!$A$2:$O$324,7,FALSE)*I91*(1-(1-(VLOOKUP(A91,'Efficiency BMPs'!$B$13:$J$43,9,FALSE)))*(1-(VLOOKUP(E91,'Efficiency BMPs'!$B$52:$J$57,9,FALSE))))))),0)","v":0},{"$f":"IFERROR(J91*VLOOKUP('1. Summary'!$D$5,DFs!$B$2:$F$183,3,0),0)","v":0},{"$f":"IFERROR(K91*VLOOKUP('1. Summary'!$D$5,DFs!$B$2:$F$183,4,0),0)","v":0},{"$f":"IFERROR(L91*VLOOKUP('1. Summary'!$D$5,DFs!$B$2:$F$183,5,0),0)","v":0}]
[null,{"$f":"IFERROR(VLOOKUP(A92,'Efficiency BMPs'!$B$13:$C$36,2,FALSE),\"\")","v":""},null,null,null,null,null,null,null,{"$f":"IFERROR(IF('1. Summary'!$D$12=\"No\",\nIF(A92=\"RR\",VLOOKUP('1. Summary'!$D$7&'1. Summary'!$D$5,'TN LRs'!$A$2:$O$324,4,FALSE)*F92*(1-(1-((0.0308*D92^5)-(0.2562*D92^4)+(0.8634*D92^3)-(1.5285*D92^2)+(1.501*D92)-0.013))*(1-(VLOOKUP(E92,'Efficiency BMPs'!$B$52:$J$57,7,FALSE))))+VLOOKUP('1. Summary'!$D$7&'1. Summary'!$D$5,'TN LRs'!$A$2:$O$324,7,FALSE)*I92*(1-(1-((0.0308*D92^5)-(0.2562*D92^4)+(0.8634*D92^3)-(1.5285*D92^2)+(1.501*D92)-0.013))*(1-(VLOOKUP(E92,'Efficiency BMPs'!$B$52:$J$57,7,FALSE)))),\nIF(A92=\"ST\",VLOOKUP('1. Summary'!$D$7&'1. Summary'!$D$5,'TN LRs'!$A$2:$O$324,4,FALSE)*F92*(1-(1-((0.0152*D92^5)-(0.131*D92^4)+(0.4581*D92^3)-(0.8418*D92^2)+(0.8536*D92)-0.0046))*(1-(VLOOKUP(E92,'Efficiency BMPs'!$B$52:$J$57,7,FALSE))))+VLOOKUP('1. Summary'!$D$7&'1. Summary'!$D$5,'TN LRs'!$A$2:$O$324,7,FALSE)*I92*(1-(1-((0.0152*D92^5)-(0.131*D92^4)+(0.4581*D92^3)-(0.8418*D92^2)+(0.8536*D92)-0.0046))*(1-(VLOOKUP(E92,'Efficiency BMPs'!$B$52:$J$57,7,FALSE)))),\nVLOOKUP('1. Summary'!$D$7&'1. Summary'!$D$5,'TN LRs'!$A$2:$O$324,4,FALSE)*F92*(1-(1-(VLOOKUP(A92,'Efficiency BMPs'!$B$13:$J$43,7,FALSE)))*(1-(VLOOKUP(E92,'Efficiency BMPs'!$B$52:$J$57,7,FALSE))))+VLOOKUP('1. Summary'!$D$7&'1. Summary'!$D$5,'TN LRs'!$A$2:$O$324,7,FALSE)*I92*(1-(1-(VLOOKUP(A92,'Efficiency BMPs'!$B$13:$J$43,7,FALSE)))*(1-(VLOOKUP(E92,'Efficiency BMPs'!$B$52:$J$57,7,FALSE)))))),\nIF(A92=\"RR\",VLOOKUP('1. Summary'!$D$7&'1. Summary'!$D$5,'TN LRs'!$A$2:$O$324,5,FALSE)*G92*(1-(1-(((0.0308*D92^5)-(0.2562*D92^4)+(0.8634*D92^3)-(1.5285*D92^2)+(1.501*D92)-0.013)))*(1-(VLOOKUP(E92,'Efficiency BMPs'!$B$52:$J$57,7,FALSE))))+VLOOKUP('1. Summary'!$D$7&'1. Summary'!$D$5,'TN LRs'!$A$2:$O$324,6,FALSE)*H92*(1-(1-(((0.0308*D92^5)-(0.2562*D92^4)+(0.8634*D92^3)-(1.5285*D92^2)+(1.501*D92)-0.013)))*(1-(VLOOKUP(E92,'Efficiency BMPs'!$B$52:$J$57,7,FALSE))))+VLOOKUP('1. Summary'!$D$7&'1. Summary'!$D$5,'TN LRs'!$A$2:$O$324,7,FALSE)*I92*(1-(1-(((0.0308*D92^5)-(0.2562*D92^4)+(0.8634*D92^3)-(1.5285*D92^2)+(1.501*D92)-0.013)))*(1-(VLOOKUP(E92,'Efficiency BMPs'!$B$52:$J$57,7,FALSE)))),\nIF(A92=\"ST\",VLOOKUP('1. Summary'!$D$7&'1. Summary'!$D$5,'TN LRs'!$A$2:$O$324,5,FALSE)*G92*(1-(1-(((0.0152*D92^5)-(0.131*D92^4)+(0.4581*D92^3)-(0.8418*D92^2)+(0.8536*D92)-0.0046)))*(1-(VLOOKUP(E92,'Efficiency BMPs'!$B$52:$J$57,7,FALSE))))+VLOOKUP('1. Summary'!$D$7&'1. Summary'!$D$5,'TN LRs'!$A$2:$O$324,6,FALSE)*H92*(1-(1-(((0.0152*D92^5)-(0.131*D92^4)+(0.4581*D92^3)-(0.8418*D92^2)+(0.8536*D92)-0.0046)))*(1-(VLOOKUP(E92,'Efficiency BMPs'!$B$52:$J$57,7,FALSE))))+VLOOKUP('1. Summary'!$D$7&'1. Summary'!$D$5,'TN LRs'!$A$2:$O$324,7,FALSE)*I92*(1-(1-(((0.0152*D92^5)-(0.131*D92^4)+(0.4581*D92^3)-(0.8418*D92^2)+(0.8536*D92)-0.0046)))*(1-(VLOOKUP(E92,'Efficiency BMPs'!$B$52:$J$57,7,FALSE)))),\nVLOOKUP('1. Summary'!$D$7&'1. Summary'!$D$5,'TN LRs'!$A$2:$O$324,5,FALSE)*G92*(1-(1-(VLOOKUP(A92,'Efficiency BMPs'!$B$13:$J$43,7,FALSE)))*(1-(VLOOKUP(E92,'Efficiency BMPs'!$B$52:$J$57,7,FALSE))))+VLOOKUP('1. Summary'!$D$7&'1. Summary'!$D$5,'TN LRs'!$A$2:$O$324,6,FALSE)*H92*(1-(1-(VLOOKUP(A92,'Efficiency BMPs'!$B$13:$J$43,7,FALSE)))*(1-(VLOOKUP(E92,'Efficiency BMPs'!$B$52:$J$57,7,FALSE))))+VLOOKUP('1. Summary'!$D$7&'1. Summary'!$D$5,'TN LRs'!$A$2:$O$324,7,FALSE)*I92*(1-(1-(VLOOKUP(A92,'Efficiency BMPs'!$B$13:$J$43,7,FALSE)))*(1-(VLOOKUP(E92,'Efficiency BMPs'!$B$52:$J$57,7,FALSE))))))),0)","v":0},{"$f":"IFERROR(IF('1. Summary'!$D$12=\"No\",\nIF(A92=\"RR\",VLOOKUP('1. Summary'!$D$7&'1. Summary'!$D$5,'TP LRs'!$A$2:$O$324,4,FALSE)*F92*(1-(1-((0.0304*D92^5)-(0.2619*D92^4)+(0.9161*D92^3)-(1.6837*D92^2)+(1.7072*D92)-0.0091))*(1-(VLOOKUP(E92,'Efficiency BMPs'!$B$52:$J$57,8,FALSE))))+VLOOKUP('1. Summary'!$D$7&'1. Summary'!$D$5,'TP LRs'!$A$2:$O$324,7,FALSE)*I92*(1-(1-((0.0304*D92^5)-(0.2619*D92^4)+(0.9161*D92^3)-(1.6837*D92^2)+(1.7072*D92)-0.0091))*(1-(VLOOKUP(E92,'Efficiency BMPs'!$B$52:$J$57,8,FALSE)))),\nIF(A92=\"ST\",VLOOKUP('1. Summary'!$D$7&'1. Summary'!$D$5,'TP LRs'!$A$2:$O$324,4,FALSE)*F92*(1-(1-((0.0239*D92^5)-(0.2058*D92^4)+(0.7198*D92^3)-(1.3229*D92^2)+(1.3414*D92)-0.0072))*(1-(VLOOKUP(E92,'Efficiency BMPs'!$B$52:$J$57,8,FALSE))))+VLOOKUP('1. Summary'!$D$7&'1. Summary'!$D$5,'TP LRs'!$A$2:$O$324,7,FALSE)*I92*(1-(1-((0.0239*D92^5)-(0.2058*D92^4)+(0.7198*D92^3)-(1.3229*D92^2)+(1.3414*D92)-0.0072))*(1-(VLOOKUP(E92,'Efficiency BMPs'!$B$52:$J$57,8,FALSE)))),\nVLOOKUP('1. Summary'!$D$7&'1. Summary'!$D$5,'TP LRs'!$A$2:$O$324,4,FALSE)*F92*(1-(1-(VLOOKUP(A92,'Efficiency BMPs'!$B$13:$J$43,8,FALSE)))*(1-(VLOOKUP(E92,'Efficiency BMPs'!$B$52:$J$57,8,FALSE))))+VLOOKUP('1. Summary'!$D$7&'1. Summary'!$D$5,'TP LRs'!$A$2:$O$324,7,FALSE)*I92*(1-(1-(VLOOKUP(A92,'Efficiency BMPs'!$B$13:$J$43,8,FALSE)))*(1-(VLOOKUP(E92,'Efficiency BMPs'!$B$52:$J$57,8,FALSE)))))),\nIF(A92=\"RR\",VLOOKUP('1. Summary'!$D$7&'1. Summary'!$D$5,'TP LRs'!$A$2:$O$324,5,FALSE)*G92*(1-(1-(((0.0304*D92^5)-(0.2619*D92^4)+(0.9161*D92^3)-(1.6837*D92^2)+(1.7072*D92)-0.0091)))*(1-(VLOOKUP(E92,'Efficiency BMPs'!$B$52:$J$57,8,FALSE))))+VLOOKUP('1. Summary'!$D$7&'1. Summary'!$D$5,'TP LRs'!$A$2:$O$324,6,FALSE)*H92*(1-(1-(((0.0304*D92^5)-(0.2619*D92^4)+(0.9161*D92^3)-(1.6837*D92^2)+(1.7072*D92)-0.0091)))*(1-(VLOOKUP(E92,'Efficiency BMPs'!$B$52:$J$57,8,FALSE))))+VLOOKUP('1. Summary'!$D$7&'1. Summary'!$D$5,'TP LRs'!$A$2:$O$324,7,FALSE)*I92*(1-(1-(((0.0304*D92^5)-(0.2619*D92^4)+(0.9161*D92^3)-(1.6837*D92^2)+(1.7072*D92)-0.0091)))*(1-(VLOOKUP(E92,'Efficiency BMPs'!$B$52:$J$57,8,FALSE)))),\nIF(A92=\"ST\",VLOOKUP('1. Summary'!$D$7&'1. Summary'!$D$5,'TP LRs'!$A$2:$O$324,5,FALSE)*G92*(1-(1-(((0.0239*D92^5)-(0.2058*D92^4)+(0.7198*D92^3)-(1.3229*D92^2)+(1.3414*D92)-0.0072)))*(1-(VLOOKUP(E92,'Efficiency BMPs'!$B$52:$J$57,8,FALSE))))+VLOOKUP('1. Summary'!$D$7&'1. Summary'!$D$5,'TP LRs'!$A$2:$O$324,6,FALSE)*H92*(1-(1-(((0.0239*D92^5)-(0.2058*D92^4)+(0.7198*D92^3)-(1.3229*D92^2)+(1.3414*D92)-0.0072)))*(1-(VLOOKUP(E92,'Efficiency BMPs'!$B$52:$J$57,8,FALSE))))+VLOOKUP('1. Summary'!$D$7&'1. Summary'!$D$5,'TP LRs'!$A$2:$O$324,7,FALSE)*I92*(1-(1-(((0.0239*D92^5)-(0.2058*D92^4)+(0.7198*D92^3)-(1.3229*D92^2)+(1.3414*D92)-0.0072)))*(1-(VLOOKUP(E92,'Efficiency BMPs'!$B$52:$J$57,8,FALSE)))),\nVLOOKUP('1. Summary'!$D$7&'1. Summary'!$D$5,'TP LRs'!$A$2:$O$324,5,FALSE)*G92*(1-(1-(VLOOKUP(A92,'Efficiency BMPs'!$B$13:$J$43,8,FALSE)))*(1-(VLOOKUP(E92,'Efficiency BMPs'!$B$52:$J$57,8,FALSE))))+VLOOKUP('1. Summary'!$D$7&'1. Summary'!$D$5,'TP LRs'!$A$2:$O$324,6,FALSE)*H92*(1-(1-(VLOOKUP(A92,'Efficiency BMPs'!$B$13:$J$43,8,FALSE)))*(1-(VLOOKUP(E92,'Efficiency BMPs'!$B$52:$J$57,8,FALSE))))+VLOOKUP('1. Summary'!$D$7&'1. Summary'!$D$5,'TP LRs'!$A$2:$O$324,7,FALSE)*I92*(1-(1-(VLOOKUP(A92,'Efficiency BMPs'!$B$13:$J$43,8,FALSE)))*(1-(VLOOKUP(E92,'Efficiency BMPs'!$B$52:$J$57,8,FALSE))))))),0)","v":0},{"$f":"IFERROR(IF('1. Summary'!$D$12=\"No\",\nIF(A92=\"RR\",VLOOKUP('1. Summary'!$D$7&'1. Summary'!$D$5,'TSS LRs'!$A$2:$O$324,4,FALSE)*F92*(1-(1-((0.0326*D92^5)-(0.2806*D92^4)+(0.9816*D92^3)-(1.8039*D92^2)+(1.8292*D92)-0.0098))*(1-(VLOOKUP(E92,'Efficiency BMPs'!$B$52:$J$57,9,FALSE))))+VLOOKUP('1. Summary'!$D$7&'1. Summary'!$D$5,'TSS LRs'!$A$2:$O$324,7,FALSE)*I92*(1-(1-((0.0326*D92^5)-(0.2806*D92^4)+(0.9816*D92^3)-(1.8039*D92^2)+(1.8292*D92)-0.0098))*(1-(VLOOKUP(E92,'Efficiency BMPs'!$B$52:$J$57,9,FALSE)))),\nIF(A92=\"ST\",VLOOKUP('1. Summary'!$D$7&'1. Summary'!$D$5,'TSS LRs'!$A$2:$O$324,4,FALSE)*F92*(1-(1-((0.0304*D92^5)-(0.2619*D92^4)+(0.9161*D92^3)-(1.6837*D92^2)+(1.7072*D92)-0.0091))*(1-(VLOOKUP(E92,'Efficiency BMPs'!$B$52:$J$57,9,FALSE))))+VLOOKUP('1. Summary'!$D$7&'1. Summary'!$D$5,'TSS LRs'!$A$2:$O$324,7,FALSE)*I92*(1-(1-((0.0304*D92^5)-(0.2619*D92^4)+(0.9161*D92^3)-(1.6837*D92^2)+(1.7072*D92)-0.0091))*(1-(VLOOKUP(E92,'Efficiency BMPs'!$B$52:$J$57,9,FALSE)))),\nVLOOKUP('1. Summary'!$D$7&'1. Summary'!$D$5,'TSS LRs'!$A$2:$O$324,4,FALSE)*F92*(1-(1-(VLOOKUP(A92,'Efficiency BMPs'!$B$13:$J$43,9,FALSE)))*(1-(VLOOKUP(E92,'Efficiency BMPs'!$B$52:$J$57,9,FALSE))))+VLOOKUP('1. Summary'!$D$7&'1. Summary'!$D$5,'TSS LRs'!$A$2:$O$324,7,FALSE)*I92*(1-(1-(VLOOKUP(A92,'Efficiency BMPs'!$B$13:$J$43,9,FALSE)))*(1-(VLOOKUP(E92,'Efficiency BMPs'!$B$52:$J$57,9,FALSE)))))),\nIF(A92=\"RR\",VLOOKUP('1. Summary'!$D$7&'1. Summary'!$D$5,'TSS LRs'!$A$2:$O$324,5,FALSE)*G92*(1-(1-(((0.0326*D92^5)-(0.2806*D92^4)+(0.9816*D92^3)-(1.8039*D92^2)+(1.8292*D92)-0.0098)))*(1-(VLOOKUP(E92,'Efficiency BMPs'!$B$52:$J$57,9,FALSE))))+VLOOKUP('1. Summary'!$D$7&'1. Summary'!$D$5,'TSS LRs'!$A$2:$O$324,6,FALSE)*H92*(1-(1-(((0.0326*D92^5)-(0.2806*D92^4)+(0.9816*D92^3)-(1.8039*D92^2)+(1.8292*D92)-0.0098)))*(1-(VLOOKUP(E92,'Efficiency BMPs'!$B$52:$J$57,9,FALSE))))+VLOOKUP('1. Summary'!$D$7&'1. Summary'!$D$5,'TSS LRs'!$A$2:$O$324,7,FALSE)*I92*(1-(1-(((0.0326*D92^5)-(0.2806*D92^4)+(0.9816*D92^3)-(1.8039*D92^2)+(1.8292*D92)-0.0098)))*(1-(VLOOKUP(E92,'Efficiency BMPs'!$B$52:$J$57,9,FALSE)))),\nIF(A92=\"ST\",VLOOKUP('1. Summary'!$D$7&'1. Summary'!$D$5,'TSS LRs'!$A$2:$O$324,5,FALSE)*G92*(1-(1-(((0.0304*D92^5)-(0.2619*D92^4)+(0.9161*D92^3)-(1.6837*D92^2)+(1.7072*D92)-0.0091)))*(1-(VLOOKUP(E92,'Efficiency BMPs'!$B$52:$J$57,9,FALSE))))+VLOOKUP('1. Summary'!$D$7&'1. Summary'!$D$5,'TSS LRs'!$A$2:$O$324,6,FALSE)*H92*(1-(1-(((0.0304*D92^5)-(0.2619*D92^4)+(0.9161*D92^3)-(1.6837*D92^2)+(1.7072*D92)-0.0091)))*(1-(VLOOKUP(E92,'Efficiency BMPs'!$B$52:$J$57,9,FALSE))))+VLOOKUP('1. Summary'!$D$7&'1. Summary'!$D$5,'TSS LRs'!$A$2:$O$324,7,FALSE)*I92*(1-(1-(((0.0304*D92^5)-(0.2619*D92^4)+(0.9161*D92^3)-(1.6837*D92^2)+(1.7072*D92)-0.0091)))*(1-(VLOOKUP(E92,'Efficiency BMPs'!$B$52:$J$57,9,FALSE)))),\nVLOOKUP('1. Summary'!$D$7&'1. Summary'!$D$5,'TSS LRs'!$A$2:$O$324,5,FALSE)*G92*(1-(1-(VLOOKUP(A92,'Efficiency BMPs'!$B$13:$J$43,9,FALSE)))*(1-(VLOOKUP(E92,'Efficiency BMPs'!$B$52:$J$57,9,FALSE))))+VLOOKUP('1. Summary'!$D$7&'1. Summary'!$D$5,'TSS LRs'!$A$2:$O$324,6,FALSE)*H92*(1-(1-(VLOOKUP(A92,'Efficiency BMPs'!$B$13:$J$43,9,FALSE)))*(1-(VLOOKUP(E92,'Efficiency BMPs'!$B$52:$J$57,9,FALSE))))+VLOOKUP('1. Summary'!$D$7&'1. Summary'!$D$5,'TSS LRs'!$A$2:$O$324,7,FALSE)*I92*(1-(1-(VLOOKUP(A92,'Efficiency BMPs'!$B$13:$J$43,9,FALSE)))*(1-(VLOOKUP(E92,'Efficiency BMPs'!$B$52:$J$57,9,FALSE))))))),0)","v":0},{"$f":"IFERROR(J92*VLOOKUP('1. Summary'!$D$5,DFs!$B$2:$F$183,3,0),0)","v":0},{"$f":"IFERROR(K92*VLOOKUP('1. Summary'!$D$5,DFs!$B$2:$F$183,4,0),0)","v":0},{"$f":"IFERROR(L92*VLOOKUP('1. Summary'!$D$5,DFs!$B$2:$F$183,5,0),0)","v":0}]
[null,{"$f":"IFERROR(VLOOKUP(A93,'Efficiency BMPs'!$B$13:$C$36,2,FALSE),\"\")","v":""},null,null,null,null,null,null,null,{"$f":"IFERROR(IF('1. Summary'!$D$12=\"No\",\nIF(A93=\"RR\",VLOOKUP('1. Summary'!$D$7&'1. Summary'!$D$5,'TN LRs'!$A$2:$O$324,4,FALSE)*F93*(1-(1-((0.0308*D93^5)-(0.2562*D93^4)+(0.8634*D93^3)-(1.5285*D93^2)+(1.501*D93)-0.013))*(1-(VLOOKUP(E93,'Efficiency BMPs'!$B$52:$J$57,7,FALSE))))+VLOOKUP('1. Summary'!$D$7&'1. Summary'!$D$5,'TN LRs'!$A$2:$O$324,7,FALSE)*I93*(1-(1-((0.0308*D93^5)-(0.2562*D93^4)+(0.8634*D93^3)-(1.5285*D93^2)+(1.501*D93)-0.013))*(1-(VLOOKUP(E93,'Efficiency BMPs'!$B$52:$J$57,7,FALSE)))),\nIF(A93=\"ST\",VLOOKUP('1. Summary'!$D$7&'1. Summary'!$D$5,'TN LRs'!$A$2:$O$324,4,FALSE)*F93*(1-(1-((0.0152*D93^5)-(0.131*D93^4)+(0.4581*D93^3)-(0.8418*D93^2)+(0.8536*D93)-0.0046))*(1-(VLOOKUP(E93,'Efficiency BMPs'!$B$52:$J$57,7,FALSE))))+VLOOKUP('1. Summary'!$D$7&'1. Summary'!$D$5,'TN LRs'!$A$2:$O$324,7,FALSE)*I93*(1-(1-((0.0152*D93^5)-(0.131*D93^4)+(0.4581*D93^3)-(0.8418*D93^2)+(0.8536*D93)-0.0046))*(1-(VLOOKUP(E93,'Efficiency BMPs'!$B$52:$J$57,7,FALSE)))),\nVLOOKUP('1. Summary'!$D$7&'1. Summary'!$D$5,'TN LRs'!$A$2:$O$324,4,FALSE)*F93*(1-(1-(VLOOKUP(A93,'Efficiency BMPs'!$B$13:$J$43,7,FALSE)))*(1-(VLOOKUP(E93,'Efficiency BMPs'!$B$52:$J$57,7,FALSE))))+VLOOKUP('1. Summary'!$D$7&'1. Summary'!$D$5,'TN LRs'!$A$2:$O$324,7,FALSE)*I93*(1-(1-(VLOOKUP(A93,'Efficiency BMPs'!$B$13:$J$43,7,FALSE)))*(1-(VLOOKUP(E93,'Efficiency BMPs'!$B$52:$J$57,7,FALSE)))))),\nIF(A93=\"RR\",VLOOKUP('1. Summary'!$D$7&'1. Summary'!$D$5,'TN LRs'!$A$2:$O$324,5,FALSE)*G93*(1-(1-(((0.0308*D93^5)-(0.2562*D93^4)+(0.8634*D93^3)-(1.5285*D93^2)+(1.501*D93)-0.013)))*(1-(VLOOKUP(E93,'Efficiency BMPs'!$B$52:$J$57,7,FALSE))))+VLOOKUP('1. Summary'!$D$7&'1. Summary'!$D$5,'TN LRs'!$A$2:$O$324,6,FALSE)*H93*(1-(1-(((0.0308*D93^5)-(0.2562*D93^4)+(0.8634*D93^3)-(1.5285*D93^2)+(1.501*D93)-0.013)))*(1-(VLOOKUP(E93,'Efficiency BMPs'!$B$52:$J$57,7,FALSE))))+VLOOKUP('1. Summary'!$D$7&'1. Summary'!$D$5,'TN LRs'!$A$2:$O$324,7,FALSE)*I93*(1-(1-(((0.0308*D93^5)-(0.2562*D93^4)+(0.8634*D93^3)-(1.5285*D93^2)+(1.501*D93)-0.013)))*(1-(VLOOKUP(E93,'Efficiency BMPs'!$B$52:$J$57,7,FALSE)))),\nIF(A93=\"ST\",VLOOKUP('1. Summary'!$D$7&'1. Summary'!$D$5,'TN LRs'!$A$2:$O$324,5,FALSE)*G93*(1-(1-(((0.0152*D93^5)-(0.131*D93^4)+(0.4581*D93^3)-(0.8418*D93^2)+(0.8536*D93)-0.0046)))*(1-(VLOOKUP(E93,'Efficiency BMPs'!$B$52:$J$57,7,FALSE))))+VLOOKUP('1. Summary'!$D$7&'1. Summary'!$D$5,'TN LRs'!$A$2:$O$324,6,FALSE)*H93*(1-(1-(((0.0152*D93^5)-(0.131*D93^4)+(0.4581*D93^3)-(0.8418*D93^2)+(0.8536*D93)-0.0046)))*(1-(VLOOKUP(E93,'Efficiency BMPs'!$B$52:$J$57,7,FALSE))))+VLOOKUP('1. Summary'!$D$7&'1. Summary'!$D$5,'TN LRs'!$A$2:$O$324,7,FALSE)*I93*(1-(1-(((0.0152*D93^5)-(0.131*D93^4)+(0.4581*D93^3)-(0.8418*D93^2)+(0.8536*D93)-0.0046)))*(1-(VLOOKUP(E93,'Efficiency BMPs'!$B$52:$J$57,7,FALSE)))),\nVLOOKUP('1. Summary'!$D$7&'1. Summary'!$D$5,'TN LRs'!$A$2:$O$324,5,FALSE)*G93*(1-(1-(VLOOKUP(A93,'Efficiency BMPs'!$B$13:$J$43,7,FALSE)))*(1-(VLOOKUP(E93,'Efficiency BMPs'!$B$52:$J$57,7,FALSE))))+VLOOKUP('1. Summary'!$D$7&'1. Summary'!$D$5,'TN LRs'!$A$2:$O$324,6,FALSE)*H93*(1-(1-(VLOOKUP(A93,'Efficiency BMPs'!$B$13:$J$43,7,FALSE)))*(1-(VLOOKUP(E93,'Efficiency BMPs'!$B$52:$J$57,7,FALSE))))+VLOOKUP('1. Summary'!$D$7&'1. Summary'!$D$5,'TN LRs'!$A$2:$O$324,7,FALSE)*I93*(1-(1-(VLOOKUP(A93,'Efficiency BMPs'!$B$13:$J$43,7,FALSE)))*(1-(VLOOKUP(E93,'Efficiency BMPs'!$B$52:$J$57,7,FALSE))))))),0)","v":0},{"$f":"IFERROR(IF('1. Summary'!$D$12=\"No\",\nIF(A93=\"RR\",VLOOKUP('1. Summary'!$D$7&'1. Summary'!$D$5,'TP LRs'!$A$2:$O$324,4,FALSE)*F93*(1-(1-((0.0304*D93^5)-(0.2619*D93^4)+(0.9161*D93^3)-(1.6837*D93^2)+(1.7072*D93)-0.0091))*(1-(VLOOKUP(E93,'Efficiency BMPs'!$B$52:$J$57,8,FALSE))))+VLOOKUP('1. Summary'!$D$7&'1. Summary'!$D$5,'TP LRs'!$A$2:$O$324,7,FALSE)*I93*(1-(1-((0.0304*D93^5)-(0.2619*D93^4)+(0.9161*D93^3)-(1.6837*D93^2)+(1.7072*D93)-0.0091))*(1-(VLOOKUP(E93,'Efficiency BMPs'!$B$52:$J$57,8,FALSE)))),\nIF(A93=\"ST\",VLOOKUP('1. Summary'!$D$7&'1. Summary'!$D$5,'TP LRs'!$A$2:$O$324,4,FALSE)*F93*(1-(1-((0.0239*D93^5)-(0.2058*D93^4)+(0.7198*D93^3)-(1.3229*D93^2)+(1.3414*D93)-0.0072))*(1-(VLOOKUP(E93,'Efficiency BMPs'!$B$52:$J$57,8,FALSE))))+VLOOKUP('1. Summary'!$D$7&'1. Summary'!$D$5,'TP LRs'!$A$2:$O$324,7,FALSE)*I93*(1-(1-((0.0239*D93^5)-(0.2058*D93^4)+(0.7198*D93^3)-(1.3229*D93^2)+(1.3414*D93)-0.0072))*(1-(VLOOKUP(E93,'Efficiency BMPs'!$B$52:$J$57,8,FALSE)))),\nVLOOKUP('1. Summary'!$D$7&'1. Summary'!$D$5,'TP LRs'!$A$2:$O$324,4,FALSE)*F93*(1-(1-(VLOOKUP(A93,'Efficiency BMPs'!$B$13:$J$43,8,FALSE)))*(1-(VLOOKUP(E93,'Efficiency BMPs'!$B$52:$J$57,8,FALSE))))+VLOOKUP('1. Summary'!$D$7&'1. Summary'!$D$5,'TP LRs'!$A$2:$O$324,7,FALSE)*I93*(1-(1-(VLOOKUP(A93,'Efficiency BMPs'!$B$13:$J$43,8,FALSE)))*(1-(VLOOKUP(E93,'Efficiency BMPs'!$B$52:$J$57,8,FALSE)))))),\nIF(A93=\"RR\",VLOOKUP('1. Summary'!$D$7&'1. Summary'!$D$5,'TP LRs'!$A$2:$O$324,5,FALSE)*G93*(1-(1-(((0.0304*D93^5)-(0.2619*D93^4)+(0.9161*D93^3)-(1.6837*D93^2)+(1.7072*D93)-0.0091)))*(1-(VLOOKUP(E93,'Efficiency BMPs'!$B$52:$J$57,8,FALSE))))+VLOOKUP('1. Summary'!$D$7&'1. Summary'!$D$5,'TP LRs'!$A$2:$O$324,6,FALSE)*H93*(1-(1-(((0.0304*D93^5)-(0.2619*D93^4)+(0.9161*D93^3)-(1.6837*D93^2)+(1.7072*D93)-0.0091)))*(1-(VLOOKUP(E93,'Efficiency BMPs'!$B$52:$J$57,8,FALSE))))+VLOOKUP('1. Summary'!$D$7&'1. Summary'!$D$5,'TP LRs'!$A$2:$O$324,7,FALSE)*I93*(1-(1-(((0.0304*D93^5)-(0.2619*D93^4)+(0.9161*D93^3)-(1.6837*D93^2)+(1.7072*D93)-0.0091)))*(1-(VLOOKUP(E93,'Efficiency BMPs'!$B$52:$J$57,8,FALSE)))),\nIF(A93=\"ST\",VLOOKUP('1. Summary'!$D$7&'1. Summary'!$D$5,'TP LRs'!$A$2:$O$324,5,FALSE)*G93*(1-(1-(((0.0239*D93^5)-(0.2058*D93^4)+(0.7198*D93^3)-(1.3229*D93^2)+(1.3414*D93)-0.0072)))*(1-(VLOOKUP(E93,'Efficiency BMPs'!$B$52:$J$57,8,FALSE))))+VLOOKUP('1. Summary'!$D$7&'1. Summary'!$D$5,'TP LRs'!$A$2:$O$324,6,FALSE)*H93*(1-(1-(((0.0239*D93^5)-(0.2058*D93^4)+(0.7198*D93^3)-(1.3229*D93^2)+(1.3414*D93)-0.0072)))*(1-(VLOOKUP(E93,'Efficiency BMPs'!$B$52:$J$57,8,FALSE))))+VLOOKUP('1. Summary'!$D$7&'1. Summary'!$D$5,'TP LRs'!$A$2:$O$324,7,FALSE)*I93*(1-(1-(((0.0239*D93^5)-(0.2058*D93^4)+(0.7198*D93^3)-(1.3229*D93^2)+(1.3414*D93)-0.0072)))*(1-(VLOOKUP(E93,'Efficiency BMPs'!$B$52:$J$57,8,FALSE)))),\nVLOOKUP('1. Summary'!$D$7&'1. Summary'!$D$5,'TP LRs'!$A$2:$O$324,5,FALSE)*G93*(1-(1-(VLOOKUP(A93,'Efficiency BMPs'!$B$13:$J$43,8,FALSE)))*(1-(VLOOKUP(E93,'Efficiency BMPs'!$B$52:$J$57,8,FALSE))))+VLOOKUP('1. Summary'!$D$7&'1. Summary'!$D$5,'TP LRs'!$A$2:$O$324,6,FALSE)*H93*(1-(1-(VLOOKUP(A93,'Efficiency BMPs'!$B$13:$J$43,8,FALSE)))*(1-(VLOOKUP(E93,'Efficiency BMPs'!$B$52:$J$57,8,FALSE))))+VLOOKUP('1. Summary'!$D$7&'1. Summary'!$D$5,'TP LRs'!$A$2:$O$324,7,FALSE)*I93*(1-(1-(VLOOKUP(A93,'Efficiency BMPs'!$B$13:$J$43,8,FALSE)))*(1-(VLOOKUP(E93,'Efficiency BMPs'!$B$52:$J$57,8,FALSE))))))),0)","v":0},{"$f":"IFERROR(IF('1. Summary'!$D$12=\"No\",\nIF(A93=\"RR\",VLOOKUP('1. Summary'!$D$7&'1. Summary'!$D$5,'TSS LRs'!$A$2:$O$324,4,FALSE)*F93*(1-(1-((0.0326*D93^5)-(0.2806*D93^4)+(0.9816*D93^3)-(1.8039*D93^2)+(1.8292*D93)-0.0098))*(1-(VLOOKUP(E93,'Efficiency BMPs'!$B$52:$J$57,9,FALSE))))+VLOOKUP('1. Summary'!$D$7&'1. Summary'!$D$5,'TSS LRs'!$A$2:$O$324,7,FALSE)*I93*(1-(1-((0.0326*D93^5)-(0.2806*D93^4)+(0.9816*D93^3)-(1.8039*D93^2)+(1.8292*D93)-0.0098))*(1-(VLOOKUP(E93,'Efficiency BMPs'!$B$52:$J$57,9,FALSE)))),\nIF(A93=\"ST\",VLOOKUP('1. Summary'!$D$7&'1. Summary'!$D$5,'TSS LRs'!$A$2:$O$324,4,FALSE)*F93*(1-(1-((0.0304*D93^5)-(0.2619*D93^4)+(0.9161*D93^3)-(1.6837*D93^2)+(1.7072*D93)-0.0091))*(1-(VLOOKUP(E93,'Efficiency BMPs'!$B$52:$J$57,9,FALSE))))+VLOOKUP('1. Summary'!$D$7&'1. Summary'!$D$5,'TSS LRs'!$A$2:$O$324,7,FALSE)*I93*(1-(1-((0.0304*D93^5)-(0.2619*D93^4)+(0.9161*D93^3)-(1.6837*D93^2)+(1.7072*D93)-0.0091))*(1-(VLOOKUP(E93,'Efficiency BMPs'!$B$52:$J$57,9,FALSE)))),\nVLOOKUP('1. Summary'!$D$7&'1. Summary'!$D$5,'TSS LRs'!$A$2:$O$324,4,FALSE)*F93*(1-(1-(VLOOKUP(A93,'Efficiency BMPs'!$B$13:$J$43,9,FALSE)))*(1-(VLOOKUP(E93,'Efficiency BMPs'!$B$52:$J$57,9,FALSE))))+VLOOKUP('1. Summary'!$D$7&'1. Summary'!$D$5,'TSS LRs'!$A$2:$O$324,7,FALSE)*I93*(1-(1-(VLOOKUP(A93,'Efficiency BMPs'!$B$13:$J$43,9,FALSE)))*(1-(VLOOKUP(E93,'Efficiency BMPs'!$B$52:$J$57,9,FALSE)))))),\nIF(A93=\"RR\",VLOOKUP('1. Summary'!$D$7&'1. Summary'!$D$5,'TSS LRs'!$A$2:$O$324,5,FALSE)*G93*(1-(1-(((0.0326*D93^5)-(0.2806*D93^4)+(0.9816*D93^3)-(1.8039*D93^2)+(1.8292*D93)-0.0098)))*(1-(VLOOKUP(E93,'Efficiency BMPs'!$B$52:$J$57,9,FALSE))))+VLOOKUP('1. Summary'!$D$7&'1. Summary'!$D$5,'TSS LRs'!$A$2:$O$324,6,FALSE)*H93*(1-(1-(((0.0326*D93^5)-(0.2806*D93^4)+(0.9816*D93^3)-(1.8039*D93^2)+(1.8292*D93)-0.0098)))*(1-(VLOOKUP(E93,'Efficiency BMPs'!$B$52:$J$57,9,FALSE))))+VLOOKUP('1. Summary'!$D$7&'1. Summary'!$D$5,'TSS LRs'!$A$2:$O$324,7,FALSE)*I93*(1-(1-(((0.0326*D93^5)-(0.2806*D93^4)+(0.9816*D93^3)-(1.8039*D93^2)+(1.8292*D93)-0.0098)))*(1-(VLOOKUP(E93,'Efficiency BMPs'!$B$52:$J$57,9,FALSE)))),\nIF(A93=\"ST\",VLOOKUP('1. Summary'!$D$7&'1. Summary'!$D$5,'TSS LRs'!$A$2:$O$324,5,FALSE)*G93*(1-(1-(((0.0304*D93^5)-(0.2619*D93^4)+(0.9161*D93^3)-(1.6837*D93^2)+(1.7072*D93)-0.0091)))*(1-(VLOOKUP(E93,'Efficiency BMPs'!$B$52:$J$57,9,FALSE))))+VLOOKUP('1. Summary'!$D$7&'1. Summary'!$D$5,'TSS LRs'!$A$2:$O$324,6,FALSE)*H93*(1-(1-(((0.0304*D93^5)-(0.2619*D93^4)+(0.9161*D93^3)-(1.6837*D93^2)+(1.7072*D93)-0.0091)))*(1-(VLOOKUP(E93,'Efficiency BMPs'!$B$52:$J$57,9,FALSE))))+VLOOKUP('1. Summary'!$D$7&'1. Summary'!$D$5,'TSS LRs'!$A$2:$O$324,7,FALSE)*I93*(1-(1-(((0.0304*D93^5)-(0.2619*D93^4)+(0.9161*D93^3)-(1.6837*D93^2)+(1.7072*D93)-0.0091)))*(1-(VLOOKUP(E93,'Efficiency BMPs'!$B$52:$J$57,9,FALSE)))),\nVLOOKUP('1. Summary'!$D$7&'1. Summary'!$D$5,'TSS LRs'!$A$2:$O$324,5,FALSE)*G93*(1-(1-(VLOOKUP(A93,'Efficiency BMPs'!$B$13:$J$43,9,FALSE)))*(1-(VLOOKUP(E93,'Efficiency BMPs'!$B$52:$J$57,9,FALSE))))+VLOOKUP('1. Summary'!$D$7&'1. Summary'!$D$5,'TSS LRs'!$A$2:$O$324,6,FALSE)*H93*(1-(1-(VLOOKUP(A93,'Efficiency BMPs'!$B$13:$J$43,9,FALSE)))*(1-(VLOOKUP(E93,'Efficiency BMPs'!$B$52:$J$57,9,FALSE))))+VLOOKUP('1. Summary'!$D$7&'1. Summary'!$D$5,'TSS LRs'!$A$2:$O$324,7,FALSE)*I93*(1-(1-(VLOOKUP(A93,'Efficiency BMPs'!$B$13:$J$43,9,FALSE)))*(1-(VLOOKUP(E93,'Efficiency BMPs'!$B$52:$J$57,9,FALSE))))))),0)","v":0},{"$f":"IFERROR(J93*VLOOKUP('1. Summary'!$D$5,DFs!$B$2:$F$183,3,0),0)","v":0},{"$f":"IFERROR(K93*VLOOKUP('1. Summary'!$D$5,DFs!$B$2:$F$183,4,0),0)","v":0},{"$f":"IFERROR(L93*VLOOKUP('1. Summary'!$D$5,DFs!$B$2:$F$183,5,0),0)","v":0}]
[null,{"$f":"IFERROR(VLOOKUP(A94,'Efficiency BMPs'!$B$13:$C$36,2,FALSE),\"\")","v":""},null,null,null,null,null,null,null,{"$f":"IFERROR(IF('1. Summary'!$D$12=\"No\",\nIF(A94=\"RR\",VLOOKUP('1. Summary'!$D$7&'1. Summary'!$D$5,'TN LRs'!$A$2:$O$324,4,FALSE)*F94*(1-(1-((0.0308*D94^5)-(0.2562*D94^4)+(0.8634*D94^3)-(1.5285*D94^2)+(1.501*D94)-0.013))*(1-(VLOOKUP(E94,'Efficiency BMPs'!$B$52:$J$57,7,FALSE))))+VLOOKUP('1. Summary'!$D$7&'1. Summary'!$D$5,'TN LRs'!$A$2:$O$324,7,FALSE)*I94*(1-(1-((0.0308*D94^5)-(0.2562*D94^4)+(0.8634*D94^3)-(1.5285*D94^2)+(1.501*D94)-0.013))*(1-(VLOOKUP(E94,'Efficiency BMPs'!$B$52:$J$57,7,FALSE)))),\nIF(A94=\"ST\",VLOOKUP('1. Summary'!$D$7&'1. Summary'!$D$5,'TN LRs'!$A$2:$O$324,4,FALSE)*F94*(1-(1-((0.0152*D94^5)-(0.131*D94^4)+(0.4581*D94^3)-(0.8418*D94^2)+(0.8536*D94)-0.0046))*(1-(VLOOKUP(E94,'Efficiency BMPs'!$B$52:$J$57,7,FALSE))))+VLOOKUP('1. Summary'!$D$7&'1. Summary'!$D$5,'TN LRs'!$A$2:$O$324,7,FALSE)*I94*(1-(1-((0.0152*D94^5)-(0.131*D94^4)+(0.4581*D94^3)-(0.8418*D94^2)+(0.8536*D94)-0.0046))*(1-(VLOOKUP(E94,'Efficiency BMPs'!$B$52:$J$57,7,FALSE)))),\nVLOOKUP('1. Summary'!$D$7&'1. Summary'!$D$5,'TN LRs'!$A$2:$O$324,4,FALSE)*F94*(1-(1-(VLOOKUP(A94,'Efficiency BMPs'!$B$13:$J$43,7,FALSE)))*(1-(VLOOKUP(E94,'Efficiency BMPs'!$B$52:$J$57,7,FALSE))))+VLOOKUP('1. Summary'!$D$7&'1. Summary'!$D$5,'TN LRs'!$A$2:$O$324,7,FALSE)*I94*(1-(1-(VLOOKUP(A94,'Efficiency BMPs'!$B$13:$J$43,7,FALSE)))*(1-(VLOOKUP(E94,'Efficiency BMPs'!$B$52:$J$57,7,FALSE)))))),\nIF(A94=\"RR\",VLOOKUP('1. Summary'!$D$7&'1. Summary'!$D$5,'TN LRs'!$A$2:$O$324,5,FALSE)*G94*(1-(1-(((0.0308*D94^5)-(0.2562*D94^4)+(0.8634*D94^3)-(1.5285*D94^2)+(1.501*D94)-0.013)))*(1-(VLOOKUP(E94,'Efficiency BMPs'!$B$52:$J$57,7,FALSE))))+VLOOKUP('1. Summary'!$D$7&'1. Summary'!$D$5,'TN LRs'!$A$2:$O$324,6,FALSE)*H94*(1-(1-(((0.0308*D94^5)-(0.2562*D94^4)+(0.8634*D94^3)-(1.5285*D94^2)+(1.501*D94)-0.013)))*(1-(VLOOKUP(E94,'Efficiency BMPs'!$B$52:$J$57,7,FALSE))))+VLOOKUP('1. Summary'!$D$7&'1. Summary'!$D$5,'TN LRs'!$A$2:$O$324,7,FALSE)*I94*(1-(1-(((0.0308*D94^5)-(0.2562*D94^4)+(0.8634*D94^3)-(1.5285*D94^2)+(1.501*D94)-0.013)))*(1-(VLOOKUP(E94,'Efficiency BMPs'!$B$52:$J$57,7,FALSE)))),\nIF(A94=\"ST\",VLOOKUP('1. Summary'!$D$7&'1. Summary'!$D$5,'TN LRs'!$A$2:$O$324,5,FALSE)*G94*(1-(1-(((0.0152*D94^5)-(0.131*D94^4)+(0.4581*D94^3)-(0.8418*D94^2)+(0.8536*D94)-0.0046)))*(1-(VLOOKUP(E94,'Efficiency BMPs'!$B$52:$J$57,7,FALSE))))+VLOOKUP('1. Summary'!$D$7&'1. Summary'!$D$5,'TN LRs'!$A$2:$O$324,6,FALSE)*H94*(1-(1-(((0.0152*D94^5)-(0.131*D94^4)+(0.4581*D94^3)-(0.8418*D94^2)+(0.8536*D94)-0.0046)))*(1-(VLOOKUP(E94,'Efficiency BMPs'!$B$52:$J$57,7,FALSE))))+VLOOKUP('1. Summary'!$D$7&'1. Summary'!$D$5,'TN LRs'!$A$2:$O$324,7,FALSE)*I94*(1-(1-(((0.0152*D94^5)-(0.131*D94^4)+(0.4581*D94^3)-(0.8418*D94^2)+(0.8536*D94)-0.0046)))*(1-(VLOOKUP(E94,'Efficiency BMPs'!$B$52:$J$57,7,FALSE)))),\nVLOOKUP('1. Summary'!$D$7&'1. Summary'!$D$5,'TN LRs'!$A$2:$O$324,5,FALSE)*G94*(1-(1-(VLOOKUP(A94,'Efficiency BMPs'!$B$13:$J$43,7,FALSE)))*(1-(VLOOKUP(E94,'Efficiency BMPs'!$B$52:$J$57,7,FALSE))))+VLOOKUP('1. Summary'!$D$7&'1. Summary'!$D$5,'TN LRs'!$A$2:$O$324,6,FALSE)*H94*(1-(1-(VLOOKUP(A94,'Efficiency BMPs'!$B$13:$J$43,7,FALSE)))*(1-(VLOOKUP(E94,'Efficiency BMPs'!$B$52:$J$57,7,FALSE))))+VLOOKUP('1. Summary'!$D$7&'1. Summary'!$D$5,'TN LRs'!$A$2:$O$324,7,FALSE)*I94*(1-(1-(VLOOKUP(A94,'Efficiency BMPs'!$B$13:$J$43,7,FALSE)))*(1-(VLOOKUP(E94,'Efficiency BMPs'!$B$52:$J$57,7,FALSE))))))),0)","v":0},{"$f":"IFERROR(IF('1. Summary'!$D$12=\"No\",\nIF(A94=\"RR\",VLOOKUP('1. Summary'!$D$7&'1. Summary'!$D$5,'TP LRs'!$A$2:$O$324,4,FALSE)*F94*(1-(1-((0.0304*D94^5)-(0.2619*D94^4)+(0.9161*D94^3)-(1.6837*D94^2)+(1.7072*D94)-0.0091))*(1-(VLOOKUP(E94,'Efficiency BMPs'!$B$52:$J$57,8,FALSE))))+VLOOKUP('1. Summary'!$D$7&'1. Summary'!$D$5,'TP LRs'!$A$2:$O$324,7,FALSE)*I94*(1-(1-((0.0304*D94^5)-(0.2619*D94^4)+(0.9161*D94^3)-(1.6837*D94^2)+(1.7072*D94)-0.0091))*(1-(VLOOKUP(E94,'Efficiency BMPs'!$B$52:$J$57,8,FALSE)))),\nIF(A94=\"ST\",VLOOKUP('1. Summary'!$D$7&'1. Summary'!$D$5,'TP LRs'!$A$2:$O$324,4,FALSE)*F94*(1-(1-((0.0239*D94^5)-(0.2058*D94^4)+(0.7198*D94^3)-(1.3229*D94^2)+(1.3414*D94)-0.0072))*(1-(VLOOKUP(E94,'Efficiency BMPs'!$B$52:$J$57,8,FALSE))))+VLOOKUP('1. Summary'!$D$7&'1. Summary'!$D$5,'TP LRs'!$A$2:$O$324,7,FALSE)*I94*(1-(1-((0.0239*D94^5)-(0.2058*D94^4)+(0.7198*D94^3)-(1.3229*D94^2)+(1.3414*D94)-0.0072))*(1-(VLOOKUP(E94,'Efficiency BMPs'!$B$52:$J$57,8,FALSE)))),\nVLOOKUP('1. Summary'!$D$7&'1. Summary'!$D$5,'TP LRs'!$A$2:$O$324,4,FALSE)*F94*(1-(1-(VLOOKUP(A94,'Efficiency BMPs'!$B$13:$J$43,8,FALSE)))*(1-(VLOOKUP(E94,'Efficiency BMPs'!$B$52:$J$57,8,FALSE))))+VLOOKUP('1. Summary'!$D$7&'1. Summary'!$D$5,'TP LRs'!$A$2:$O$324,7,FALSE)*I94*(1-(1-(VLOOKUP(A94,'Efficiency BMPs'!$B$13:$J$43,8,FALSE)))*(1-(VLOOKUP(E94,'Efficiency BMPs'!$B$52:$J$57,8,FALSE)))))),\nIF(A94=\"RR\",VLOOKUP('1. Summary'!$D$7&'1. Summary'!$D$5,'TP LRs'!$A$2:$O$324,5,FALSE)*G94*(1-(1-(((0.0304*D94^5)-(0.2619*D94^4)+(0.9161*D94^3)-(1.6837*D94^2)+(1.7072*D94)-0.0091)))*(1-(VLOOKUP(E94,'Efficiency BMPs'!$B$52:$J$57,8,FALSE))))+VLOOKUP('1. Summary'!$D$7&'1. Summary'!$D$5,'TP LRs'!$A$2:$O$324,6,FALSE)*H94*(1-(1-(((0.0304*D94^5)-(0.2619*D94^4)+(0.9161*D94^3)-(1.6837*D94^2)+(1.7072*D94)-0.0091)))*(1-(VLOOKUP(E94,'Efficiency BMPs'!$B$52:$J$57,8,FALSE))))+VLOOKUP('1. Summary'!$D$7&'1. Summary'!$D$5,'TP LRs'!$A$2:$O$324,7,FALSE)*I94*(1-(1-(((0.0304*D94^5)-(0.2619*D94^4)+(0.9161*D94^3)-(1.6837*D94^2)+(1.7072*D94)-0.0091)))*(1-(VLOOKUP(E94,'Efficiency BMPs'!$B$52:$J$57,8,FALSE)))),\nIF(A94=\"ST\",VLOOKUP('1. Summary'!$D$7&'1. Summary'!$D$5,'TP LRs'!$A$2:$O$324,5,FALSE)*G94*(1-(1-(((0.0239*D94^5)-(0.2058*D94^4)+(0.7198*D94^3)-(1.3229*D94^2)+(1.3414*D94)-0.0072)))*(1-(VLOOKUP(E94,'Efficiency BMPs'!$B$52:$J$57,8,FALSE))))+VLOOKUP('1. Summary'!$D$7&'1. Summary'!$D$5,'TP LRs'!$A$2:$O$324,6,FALSE)*H94*(1-(1-(((0.0239*D94^5)-(0.2058*D94^4)+(0.7198*D94^3)-(1.3229*D94^2)+(1.3414*D94)-0.0072)))*(1-(VLOOKUP(E94,'Efficiency BMPs'!$B$52:$J$57,8,FALSE))))+VLOOKUP('1. Summary'!$D$7&'1. Summary'!$D$5,'TP LRs'!$A$2:$O$324,7,FALSE)*I94*(1-(1-(((0.0239*D94^5)-(0.2058*D94^4)+(0.7198*D94^3)-(1.3229*D94^2)+(1.3414*D94)-0.0072)))*(1-(VLOOKUP(E94,'Efficiency BMPs'!$B$52:$J$57,8,FALSE)))),\nVLOOKUP('1. Summary'!$D$7&'1. Summary'!$D$5,'TP LRs'!$A$2:$O$324,5,FALSE)*G94*(1-(1-(VLOOKUP(A94,'Efficiency BMPs'!$B$13:$J$43,8,FALSE)))*(1-(VLOOKUP(E94,'Efficiency BMPs'!$B$52:$J$57,8,FALSE))))+VLOOKUP('1. Summary'!$D$7&'1. Summary'!$D$5,'TP LRs'!$A$2:$O$324,6,FALSE)*H94*(1-(1-(VLOOKUP(A94,'Efficiency BMPs'!$B$13:$J$43,8,FALSE)))*(1-(VLOOKUP(E94,'Efficiency BMPs'!$B$52:$J$57,8,FALSE))))+VLOOKUP('1. Summary'!$D$7&'1. Summary'!$D$5,'TP LRs'!$A$2:$O$324,7,FALSE)*I94*(1-(1-(VLOOKUP(A94,'Efficiency BMPs'!$B$13:$J$43,8,FALSE)))*(1-(VLOOKUP(E94,'Efficiency BMPs'!$B$52:$J$57,8,FALSE))))))),0)","v":0},{"$f":"IFERROR(IF('1. Summary'!$D$12=\"No\",\nIF(A94=\"RR\",VLOOKUP('1. Summary'!$D$7&'1. Summary'!$D$5,'TSS LRs'!$A$2:$O$324,4,FALSE)*F94*(1-(1-((0.0326*D94^5)-(0.2806*D94^4)+(0.9816*D94^3)-(1.8039*D94^2)+(1.8292*D94)-0.0098))*(1-(VLOOKUP(E94,'Efficiency BMPs'!$B$52:$J$57,9,FALSE))))+VLOOKUP('1. Summary'!$D$7&'1. Summary'!$D$5,'TSS LRs'!$A$2:$O$324,7,FALSE)*I94*(1-(1-((0.0326*D94^5)-(0.2806*D94^4)+(0.9816*D94^3)-(1.8039*D94^2)+(1.8292*D94)-0.0098))*(1-(VLOOKUP(E94,'Efficiency BMPs'!$B$52:$J$57,9,FALSE)))),\nIF(A94=\"ST\",VLOOKUP('1. Summary'!$D$7&'1. Summary'!$D$5,'TSS LRs'!$A$2:$O$324,4,FALSE)*F94*(1-(1-((0.0304*D94^5)-(0.2619*D94^4)+(0.9161*D94^3)-(1.6837*D94^2)+(1.7072*D94)-0.0091))*(1-(VLOOKUP(E94,'Efficiency BMPs'!$B$52:$J$57,9,FALSE))))+VLOOKUP('1. Summary'!$D$7&'1. Summary'!$D$5,'TSS LRs'!$A$2:$O$324,7,FALSE)*I94*(1-(1-((0.0304*D94^5)-(0.2619*D94^4)+(0.9161*D94^3)-(1.6837*D94^2)+(1.7072*D94)-0.0091))*(1-(VLOOKUP(E94,'Efficiency BMPs'!$B$52:$J$57,9,FALSE)))),\nVLOOKUP('1. Summary'!$D$7&'1. Summary'!$D$5,'TSS LRs'!$A$2:$O$324,4,FALSE)*F94*(1-(1-(VLOOKUP(A94,'Efficiency BMPs'!$B$13:$J$43,9,FALSE)))*(1-(VLOOKUP(E94,'Efficiency BMPs'!$B$52:$J$57,9,FALSE))))+VLOOKUP('1. Summary'!$D$7&'1. Summary'!$D$5,'TSS LRs'!$A$2:$O$324,7,FALSE)*I94*(1-(1-(VLOOKUP(A94,'Efficiency BMPs'!$B$13:$J$43,9,FALSE)))*(1-(VLOOKUP(E94,'Efficiency BMPs'!$B$52:$J$57,9,FALSE)))))),\nIF(A94=\"RR\",VLOOKUP('1. Summary'!$D$7&'1. Summary'!$D$5,'TSS LRs'!$A$2:$O$324,5,FALSE)*G94*(1-(1-(((0.0326*D94^5)-(0.2806*D94^4)+(0.9816*D94^3)-(1.8039*D94^2)+(1.8292*D94)-0.0098)))*(1-(VLOOKUP(E94,'Efficiency BMPs'!$B$52:$J$57,9,FALSE))))+VLOOKUP('1. Summary'!$D$7&'1. Summary'!$D$5,'TSS LRs'!$A$2:$O$324,6,FALSE)*H94*(1-(1-(((0.0326*D94^5)-(0.2806*D94^4)+(0.9816*D94^3)-(1.8039*D94^2)+(1.8292*D94)-0.0098)))*(1-(VLOOKUP(E94,'Efficiency BMPs'!$B$52:$J$57,9,FALSE))))+VLOOKUP('1. Summary'!$D$7&'1. Summary'!$D$5,'TSS LRs'!$A$2:$O$324,7,FALSE)*I94*(1-(1-(((0.0326*D94^5)-(0.2806*D94^4)+(0.9816*D94^3)-(1.8039*D94^2)+(1.8292*D94)-0.0098)))*(1-(VLOOKUP(E94,'Efficiency BMPs'!$B$52:$J$57,9,FALSE)))),\nIF(A94=\"ST\",VLOOKUP('1. Summary'!$D$7&'1. Summary'!$D$5,'TSS LRs'!$A$2:$O$324,5,FALSE)*G94*(1-(1-(((0.0304*D94^5)-(0.2619*D94^4)+(0.9161*D94^3)-(1.6837*D94^2)+(1.7072*D94)-0.0091)))*(1-(VLOOKUP(E94,'Efficiency BMPs'!$B$52:$J$57,9,FALSE))))+VLOOKUP('1. Summary'!$D$7&'1. Summary'!$D$5,'TSS LRs'!$A$2:$O$324,6,FALSE)*H94*(1-(1-(((0.0304*D94^5)-(0.2619*D94^4)+(0.9161*D94^3)-(1.6837*D94^2)+(1.7072*D94)-0.0091)))*(1-(VLOOKUP(E94,'Efficiency BMPs'!$B$52:$J$57,9,FALSE))))+VLOOKUP('1. Summary'!$D$7&'1. Summary'!$D$5,'TSS LRs'!$A$2:$O$324,7,FALSE)*I94*(1-(1-(((0.0304*D94^5)-(0.2619*D94^4)+(0.9161*D94^3)-(1.6837*D94^2)+(1.7072*D94)-0.0091)))*(1-(VLOOKUP(E94,'Efficiency BMPs'!$B$52:$J$57,9,FALSE)))),\nVLOOKUP('1. Summary'!$D$7&'1. Summary'!$D$5,'TSS LRs'!$A$2:$O$324,5,FALSE)*G94*(1-(1-(VLOOKUP(A94,'Efficiency BMPs'!$B$13:$J$43,9,FALSE)))*(1-(VLOOKUP(E94,'Efficiency BMPs'!$B$52:$J$57,9,FALSE))))+VLOOKUP('1. Summary'!$D$7&'1. Summary'!$D$5,'TSS LRs'!$A$2:$O$324,6,FALSE)*H94*(1-(1-(VLOOKUP(A94,'Efficiency BMPs'!$B$13:$J$43,9,FALSE)))*(1-(VLOOKUP(E94,'Efficiency BMPs'!$B$52:$J$57,9,FALSE))))+VLOOKUP('1. Summary'!$D$7&'1. Summary'!$D$5,'TSS LRs'!$A$2:$O$324,7,FALSE)*I94*(1-(1-(VLOOKUP(A94,'Efficiency BMPs'!$B$13:$J$43,9,FALSE)))*(1-(VLOOKUP(E94,'Efficiency BMPs'!$B$52:$J$57,9,FALSE))))))),0)","v":0},{"$f":"IFERROR(J94*VLOOKUP('1. Summary'!$D$5,DFs!$B$2:$F$183,3,0),0)","v":0},{"$f":"IFERROR(K94*VLOOKUP('1. Summary'!$D$5,DFs!$B$2:$F$183,4,0),0)","v":0},{"$f":"IFERROR(L94*VLOOKUP('1. Summary'!$D$5,DFs!$B$2:$F$183,5,0),0)","v":0}]
[null,{"$f":"IFERROR(VLOOKUP(A95,'Efficiency BMPs'!$B$13:$C$36,2,FALSE),\"\")","v":""},null,null,null,null,null,null,null,{"$f":"IFERROR(IF('1. Summary'!$D$12=\"No\",\nIF(A95=\"RR\",VLOOKUP('1. Summary'!$D$7&'1. Summary'!$D$5,'TN LRs'!$A$2:$O$324,4,FALSE)*F95*(1-(1-((0.0308*D95^5)-(0.2562*D95^4)+(0.8634*D95^3)-(1.5285*D95^2)+(1.501*D95)-0.013))*(1-(VLOOKUP(E95,'Efficiency BMPs'!$B$52:$J$57,7,FALSE))))+VLOOKUP('1. Summary'!$D$7&'1. Summary'!$D$5,'TN LRs'!$A$2:$O$324,7,FALSE)*I95*(1-(1-((0.0308*D95^5)-(0.2562*D95^4)+(0.8634*D95^3)-(1.5285*D95^2)+(1.501*D95)-0.013))*(1-(VLOOKUP(E95,'Efficiency BMPs'!$B$52:$J$57,7,FALSE)))),\nIF(A95=\"ST\",VLOOKUP('1. Summary'!$D$7&'1. Summary'!$D$5,'TN LRs'!$A$2:$O$324,4,FALSE)*F95*(1-(1-((0.0152*D95^5)-(0.131*D95^4)+(0.4581*D95^3)-(0.8418*D95^2)+(0.8536*D95)-0.0046))*(1-(VLOOKUP(E95,'Efficiency BMPs'!$B$52:$J$57,7,FALSE))))+VLOOKUP('1. Summary'!$D$7&'1. Summary'!$D$5,'TN LRs'!$A$2:$O$324,7,FALSE)*I95*(1-(1-((0.0152*D95^5)-(0.131*D95^4)+(0.4581*D95^3)-(0.8418*D95^2)+(0.8536*D95)-0.0046))*(1-(VLOOKUP(E95,'Efficiency BMPs'!$B$52:$J$57,7,FALSE)))),\nVLOOKUP('1. Summary'!$D$7&'1. Summary'!$D$5,'TN LRs'!$A$2:$O$324,4,FALSE)*F95*(1-(1-(VLOOKUP(A95,'Efficiency BMPs'!$B$13:$J$43,7,FALSE)))*(1-(VLOOKUP(E95,'Efficiency BMPs'!$B$52:$J$57,7,FALSE))))+VLOOKUP('1. Summary'!$D$7&'1. Summary'!$D$5,'TN LRs'!$A$2:$O$324,7,FALSE)*I95*(1-(1-(VLOOKUP(A95,'Efficiency BMPs'!$B$13:$J$43,7,FALSE)))*(1-(VLOOKUP(E95,'Efficiency BMPs'!$B$52:$J$57,7,FALSE)))))),\nIF(A95=\"RR\",VLOOKUP('1. Summary'!$D$7&'1. Summary'!$D$5,'TN LRs'!$A$2:$O$324,5,FALSE)*G95*(1-(1-(((0.0308*D95^5)-(0.2562*D95^4)+(0.8634*D95^3)-(1.5285*D95^2)+(1.501*D95)-0.013)))*(1-(VLOOKUP(E95,'Efficiency BMPs'!$B$52:$J$57,7,FALSE))))+VLOOKUP('1. Summary'!$D$7&'1. Summary'!$D$5,'TN LRs'!$A$2:$O$324,6,FALSE)*H95*(1-(1-(((0.0308*D95^5)-(0.2562*D95^4)+(0.8634*D95^3)-(1.5285*D95^2)+(1.501*D95)-0.013)))*(1-(VLOOKUP(E95,'Efficiency BMPs'!$B$52:$J$57,7,FALSE))))+VLOOKUP('1. Summary'!$D$7&'1. Summary'!$D$5,'TN LRs'!$A$2:$O$324,7,FALSE)*I95*(1-(1-(((0.0308*D95^5)-(0.2562*D95^4)+(0.8634*D95^3)-(1.5285*D95^2)+(1.501*D95)-0.013)))*(1-(VLOOKUP(E95,'Efficiency BMPs'!$B$52:$J$57,7,FALSE)))),\nIF(A95=\"ST\",VLOOKUP('1. Summary'!$D$7&'1. Summary'!$D$5,'TN LRs'!$A$2:$O$324,5,FALSE)*G95*(1-(1-(((0.0152*D95^5)-(0.131*D95^4)+(0.4581*D95^3)-(0.8418*D95^2)+(0.8536*D95)-0.0046)))*(1-(VLOOKUP(E95,'Efficiency BMPs'!$B$52:$J$57,7,FALSE))))+VLOOKUP('1. Summary'!$D$7&'1. Summary'!$D$5,'TN LRs'!$A$2:$O$324,6,FALSE)*H95*(1-(1-(((0.0152*D95^5)-(0.131*D95^4)+(0.4581*D95^3)-(0.8418*D95^2)+(0.8536*D95)-0.0046)))*(1-(VLOOKUP(E95,'Efficiency BMPs'!$B$52:$J$57,7,FALSE))))+VLOOKUP('1. Summary'!$D$7&'1. Summary'!$D$5,'TN LRs'!$A$2:$O$324,7,FALSE)*I95*(1-(1-(((0.0152*D95^5)-(0.131*D95^4)+(0.4581*D95^3)-(0.8418*D95^2)+(0.8536*D95)-0.0046)))*(1-(VLOOKUP(E95,'Efficiency BMPs'!$B$52:$J$57,7,FALSE)))),\nVLOOKUP('1. Summary'!$D$7&'1. Summary'!$D$5,'TN LRs'!$A$2:$O$324,5,FALSE)*G95*(1-(1-(VLOOKUP(A95,'Efficiency BMPs'!$B$13:$J$43,7,FALSE)))*(1-(VLOOKUP(E95,'Efficiency BMPs'!$B$52:$J$57,7,FALSE))))+VLOOKUP('1. Summary'!$D$7&'1. Summary'!$D$5,'TN LRs'!$A$2:$O$324,6,FALSE)*H95*(1-(1-(VLOOKUP(A95,'Efficiency BMPs'!$B$13:$J$43,7,FALSE)))*(1-(VLOOKUP(E95,'Efficiency BMPs'!$B$52:$J$57,7,FALSE))))+VLOOKUP('1. Summary'!$D$7&'1. Summary'!$D$5,'TN LRs'!$A$2:$O$324,7,FALSE)*I95*(1-(1-(VLOOKUP(A95,'Efficiency BMPs'!$B$13:$J$43,7,FALSE)))*(1-(VLOOKUP(E95,'Efficiency BMPs'!$B$52:$J$57,7,FALSE))))))),0)","v":0},{"$f":"IFERROR(IF('1. Summary'!$D$12=\"No\",\nIF(A95=\"RR\",VLOOKUP('1. Summary'!$D$7&'1. Summary'!$D$5,'TP LRs'!$A$2:$O$324,4,FALSE)*F95*(1-(1-((0.0304*D95^5)-(0.2619*D95^4)+(0.9161*D95^3)-(1.6837*D95^2)+(1.7072*D95)-0.0091))*(1-(VLOOKUP(E95,'Efficiency BMPs'!$B$52:$J$57,8,FALSE))))+VLOOKUP('1. Summary'!$D$7&'1. Summary'!$D$5,'TP LRs'!$A$2:$O$324,7,FALSE)*I95*(1-(1-((0.0304*D95^5)-(0.2619*D95^4)+(0.9161*D95^3)-(1.6837*D95^2)+(1.7072*D95)-0.0091))*(1-(VLOOKUP(E95,'Efficiency BMPs'!$B$52:$J$57,8,FALSE)))),\nIF(A95=\"ST\",VLOOKUP('1. Summary'!$D$7&'1. Summary'!$D$5,'TP LRs'!$A$2:$O$324,4,FALSE)*F95*(1-(1-((0.0239*D95^5)-(0.2058*D95^4)+(0.7198*D95^3)-(1.3229*D95^2)+(1.3414*D95)-0.0072))*(1-(VLOOKUP(E95,'Efficiency BMPs'!$B$52:$J$57,8,FALSE))))+VLOOKUP('1. Summary'!$D$7&'1. Summary'!$D$5,'TP LRs'!$A$2:$O$324,7,FALSE)*I95*(1-(1-((0.0239*D95^5)-(0.2058*D95^4)+(0.7198*D95^3)-(1.3229*D95^2)+(1.3414*D95)-0.0072))*(1-(VLOOKUP(E95,'Efficiency BMPs'!$B$52:$J$57,8,FALSE)))),\nVLOOKUP('1. Summary'!$D$7&'1. Summary'!$D$5,'TP LRs'!$A$2:$O$324,4,FALSE)*F95*(1-(1-(VLOOKUP(A95,'Efficiency BMPs'!$B$13:$J$43,8,FALSE)))*(1-(VLOOKUP(E95,'Efficiency BMPs'!$B$52:$J$57,8,FALSE))))+VLOOKUP('1. Summary'!$D$7&'1. Summary'!$D$5,'TP LRs'!$A$2:$O$324,7,FALSE)*I95*(1-(1-(VLOOKUP(A95,'Efficiency BMPs'!$B$13:$J$43,8,FALSE)))*(1-(VLOOKUP(E95,'Efficiency BMPs'!$B$52:$J$57,8,FALSE)))))),\nIF(A95=\"RR\",VLOOKUP('1. Summary'!$D$7&'1. Summary'!$D$5,'TP LRs'!$A$2:$O$324,5,FALSE)*G95*(1-(1-(((0.0304*D95^5)-(0.2619*D95^4)+(0.9161*D95^3)-(1.6837*D95^2)+(1.7072*D95)-0.0091)))*(1-(VLOOKUP(E95,'Efficiency BMPs'!$B$52:$J$57,8,FALSE))))+VLOOKUP('1. Summary'!$D$7&'1. Summary'!$D$5,'TP LRs'!$A$2:$O$324,6,FALSE)*H95*(1-(1-(((0.0304*D95^5)-(0.2619*D95^4)+(0.9161*D95^3)-(1.6837*D95^2)+(1.7072*D95)-0.0091)))*(1-(VLOOKUP(E95,'Efficiency BMPs'!$B$52:$J$57,8,FALSE))))+VLOOKUP('1. Summary'!$D$7&'1. Summary'!$D$5,'TP LRs'!$A$2:$O$324,7,FALSE)*I95*(1-(1-(((0.0304*D95^5)-(0.2619*D95^4)+(0.9161*D95^3)-(1.6837*D95^2)+(1.7072*D95)-0.0091)))*(1-(VLOOKUP(E95,'Efficiency BMPs'!$B$52:$J$57,8,FALSE)))),\nIF(A95=\"ST\",VLOOKUP('1. Summary'!$D$7&'1. Summary'!$D$5,'TP LRs'!$A$2:$O$324,5,FALSE)*G95*(1-(1-(((0.0239*D95^5)-(0.2058*D95^4)+(0.7198*D95^3)-(1.3229*D95^2)+(1.3414*D95)-0.0072)))*(1-(VLOOKUP(E95,'Efficiency BMPs'!$B$52:$J$57,8,FALSE))))+VLOOKUP('1. Summary'!$D$7&'1. Summary'!$D$5,'TP LRs'!$A$2:$O$324,6,FALSE)*H95*(1-(1-(((0.0239*D95^5)-(0.2058*D95^4)+(0.7198*D95^3)-(1.3229*D95^2)+(1.3414*D95)-0.0072)))*(1-(VLOOKUP(E95,'Efficiency BMPs'!$B$52:$J$57,8,FALSE))))+VLOOKUP('1. Summary'!$D$7&'1. Summary'!$D$5,'TP LRs'!$A$2:$O$324,7,FALSE)*I95*(1-(1-(((0.0239*D95^5)-(0.2058*D95^4)+(0.7198*D95^3)-(1.3229*D95^2)+(1.3414*D95)-0.0072)))*(1-(VLOOKUP(E95,'Efficiency BMPs'!$B$52:$J$57,8,FALSE)))),\nVLOOKUP('1. Summary'!$D$7&'1. Summary'!$D$5,'TP LRs'!$A$2:$O$324,5,FALSE)*G95*(1-(1-(VLOOKUP(A95,'Efficiency BMPs'!$B$13:$J$43,8,FALSE)))*(1-(VLOOKUP(E95,'Efficiency BMPs'!$B$52:$J$57,8,FALSE))))+VLOOKUP('1. Summary'!$D$7&'1. Summary'!$D$5,'TP LRs'!$A$2:$O$324,6,FALSE)*H95*(1-(1-(VLOOKUP(A95,'Efficiency BMPs'!$B$13:$J$43,8,FALSE)))*(1-(VLOOKUP(E95,'Efficiency BMPs'!$B$52:$J$57,8,FALSE))))+VLOOKUP('1. Summary'!$D$7&'1. Summary'!$D$5,'TP LRs'!$A$2:$O$324,7,FALSE)*I95*(1-(1-(VLOOKUP(A95,'Efficiency BMPs'!$B$13:$J$43,8,FALSE)))*(1-(VLOOKUP(E95,'Efficiency BMPs'!$B$52:$J$57,8,FALSE))))))),0)","v":0},{"$f":"IFERROR(IF('1. Summary'!$D$12=\"No\",\nIF(A95=\"RR\",VLOOKUP('1. Summary'!$D$7&'1. Summary'!$D$5,'TSS LRs'!$A$2:$O$324,4,FALSE)*F95*(1-(1-((0.0326*D95^5)-(0.2806*D95^4)+(0.9816*D95^3)-(1.8039*D95^2)+(1.8292*D95)-0.0098))*(1-(VLOOKUP(E95,'Efficiency BMPs'!$B$52:$J$57,9,FALSE))))+VLOOKUP('1. Summary'!$D$7&'1. Summary'!$D$5,'TSS LRs'!$A$2:$O$324,7,FALSE)*I95*(1-(1-((0.0326*D95^5)-(0.2806*D95^4)+(0.9816*D95^3)-(1.8039*D95^2)+(1.8292*D95)-0.0098))*(1-(VLOOKUP(E95,'Efficiency BMPs'!$B$52:$J$57,9,FALSE)))),\nIF(A95=\"ST\",VLOOKUP('1. Summary'!$D$7&'1. Summary'!$D$5,'TSS LRs'!$A$2:$O$324,4,FALSE)*F95*(1-(1-((0.0304*D95^5)-(0.2619*D95^4)+(0.9161*D95^3)-(1.6837*D95^2)+(1.7072*D95)-0.0091))*(1-(VLOOKUP(E95,'Efficiency BMPs'!$B$52:$J$57,9,FALSE))))+VLOOKUP('1. Summary'!$D$7&'1. Summary'!$D$5,'TSS LRs'!$A$2:$O$324,7,FALSE)*I95*(1-(1-((0.0304*D95^5)-(0.2619*D95^4)+(0.9161*D95^3)-(1.6837*D95^2)+(1.7072*D95)-0.0091))*(1-(VLOOKUP(E95,'Efficiency BMPs'!$B$52:$J$57,9,FALSE)))),\nVLOOKUP('1. Summary'!$D$7&'1. Summary'!$D$5,'TSS LRs'!$A$2:$O$324,4,FALSE)*F95*(1-(1-(VLOOKUP(A95,'Efficiency BMPs'!$B$13:$J$43,9,FALSE)))*(1-(VLOOKUP(E95,'Efficiency BMPs'!$B$52:$J$57,9,FALSE))))+VLOOKUP('1. Summary'!$D$7&'1. Summary'!$D$5,'TSS LRs'!$A$2:$O$324,7,FALSE)*I95*(1-(1-(VLOOKUP(A95,'Efficiency BMPs'!$B$13:$J$43,9,FALSE)))*(1-(VLOOKUP(E95,'Efficiency BMPs'!$B$52:$J$57,9,FALSE)))))),\nIF(A95=\"RR\",VLOOKUP('1. Summary'!$D$7&'1. Summary'!$D$5,'TSS LRs'!$A$2:$O$324,5,FALSE)*G95*(1-(1-(((0.0326*D95^5)-(0.2806*D95^4)+(0.9816*D95^3)-(1.8039*D95^2)+(1.8292*D95)-0.0098)))*(1-(VLOOKUP(E95,'Efficiency BMPs'!$B$52:$J$57,9,FALSE))))+VLOOKUP('1. Summary'!$D$7&'1. Summary'!$D$5,'TSS LRs'!$A$2:$O$324,6,FALSE)*H95*(1-(1-(((0.0326*D95^5)-(0.2806*D95^4)+(0.9816*D95^3)-(1.8039*D95^2)+(1.8292*D95)-0.0098)))*(1-(VLOOKUP(E95,'Efficiency BMPs'!$B$52:$J$57,9,FALSE))))+VLOOKUP('1. Summary'!$D$7&'1. Summary'!$D$5,'TSS LRs'!$A$2:$O$324,7,FALSE)*I95*(1-(1-(((0.0326*D95^5)-(0.2806*D95^4)+(0.9816*D95^3)-(1.8039*D95^2)+(1.8292*D95)-0.0098)))*(1-(VLOOKUP(E95,'Efficiency BMPs'!$B$52:$J$57,9,FALSE)))),\nIF(A95=\"ST\",VLOOKUP('1. Summary'!$D$7&'1. Summary'!$D$5,'TSS LRs'!$A$2:$O$324,5,FALSE)*G95*(1-(1-(((0.0304*D95^5)-(0.2619*D95^4)+(0.9161*D95^3)-(1.6837*D95^2)+(1.7072*D95)-0.0091)))*(1-(VLOOKUP(E95,'Efficiency BMPs'!$B$52:$J$57,9,FALSE))))+VLOOKUP('1. Summary'!$D$7&'1. Summary'!$D$5,'TSS LRs'!$A$2:$O$324,6,FALSE)*H95*(1-(1-(((0.0304*D95^5)-(0.2619*D95^4)+(0.9161*D95^3)-(1.6837*D95^2)+(1.7072*D95)-0.0091)))*(1-(VLOOKUP(E95,'Efficiency BMPs'!$B$52:$J$57,9,FALSE))))+VLOOKUP('1. Summary'!$D$7&'1. Summary'!$D$5,'TSS LRs'!$A$2:$O$324,7,FALSE)*I95*(1-(1-(((0.0304*D95^5)-(0.2619*D95^4)+(0.9161*D95^3)-(1.6837*D95^2)+(1.7072*D95)-0.0091)))*(1-(VLOOKUP(E95,'Efficiency BMPs'!$B$52:$J$57,9,FALSE)))),\nVLOOKUP('1. Summary'!$D$7&'1. Summary'!$D$5,'TSS LRs'!$A$2:$O$324,5,FALSE)*G95*(1-(1-(VLOOKUP(A95,'Efficiency BMPs'!$B$13:$J$43,9,FALSE)))*(1-(VLOOKUP(E95,'Efficiency BMPs'!$B$52:$J$57,9,FALSE))))+VLOOKUP('1. Summary'!$D$7&'1. Summary'!$D$5,'TSS LRs'!$A$2:$O$324,6,FALSE)*H95*(1-(1-(VLOOKUP(A95,'Efficiency BMPs'!$B$13:$J$43,9,FALSE)))*(1-(VLOOKUP(E95,'Efficiency BMPs'!$B$52:$J$57,9,FALSE))))+VLOOKUP('1. Summary'!$D$7&'1. Summary'!$D$5,'TSS LRs'!$A$2:$O$324,7,FALSE)*I95*(1-(1-(VLOOKUP(A95,'Efficiency BMPs'!$B$13:$J$43,9,FALSE)))*(1-(VLOOKUP(E95,'Efficiency BMPs'!$B$52:$J$57,9,FALSE))))))),0)","v":0},{"$f":"IFERROR(J95*VLOOKUP('1. Summary'!$D$5,DFs!$B$2:$F$183,3,0),0)","v":0},{"$f":"IFERROR(K95*VLOOKUP('1. Summary'!$D$5,DFs!$B$2:$F$183,4,0),0)","v":0},{"$f":"IFERROR(L95*VLOOKUP('1. Summary'!$D$5,DFs!$B$2:$F$183,5,0),0)","v":0}]
[null,{"$f":"IFERROR(VLOOKUP(A96,'Efficiency BMPs'!$B$13:$C$36,2,FALSE),\"\")","v":""},null,null,null,null,null,null,null,{"$f":"IFERROR(IF('1. Summary'!$D$12=\"No\",\nIF(A96=\"RR\",VLOOKUP('1. Summary'!$D$7&'1. Summary'!$D$5,'TN LRs'!$A$2:$O$324,4,FALSE)*F96*(1-(1-((0.0308*D96^5)-(0.2562*D96^4)+(0.8634*D96^3)-(1.5285*D96^2)+(1.501*D96)-0.013))*(1-(VLOOKUP(E96,'Efficiency BMPs'!$B$52:$J$57,7,FALSE))))+VLOOKUP('1. Summary'!$D$7&'1. Summary'!$D$5,'TN LRs'!$A$2:$O$324,7,FALSE)*I96*(1-(1-((0.0308*D96^5)-(0.2562*D96^4)+(0.8634*D96^3)-(1.5285*D96^2)+(1.501*D96)-0.013))*(1-(VLOOKUP(E96,'Efficiency BMPs'!$B$52:$J$57,7,FALSE)))),\nIF(A96=\"ST\",VLOOKUP('1. Summary'!$D$7&'1. Summary'!$D$5,'TN LRs'!$A$2:$O$324,4,FALSE)*F96*(1-(1-((0.0152*D96^5)-(0.131*D96^4)+(0.4581*D96^3)-(0.8418*D96^2)+(0.8536*D96)-0.0046))*(1-(VLOOKUP(E96,'Efficiency BMPs'!$B$52:$J$57,7,FALSE))))+VLOOKUP('1. Summary'!$D$7&'1. Summary'!$D$5,'TN LRs'!$A$2:$O$324,7,FALSE)*I96*(1-(1-((0.0152*D96^5)-(0.131*D96^4)+(0.4581*D96^3)-(0.8418*D96^2)+(0.8536*D96)-0.0046))*(1-(VLOOKUP(E96,'Efficiency BMPs'!$B$52:$J$57,7,FALSE)))),\nVLOOKUP('1. Summary'!$D$7&'1. Summary'!$D$5,'TN LRs'!$A$2:$O$324,4,FALSE)*F96*(1-(1-(VLOOKUP(A96,'Efficiency BMPs'!$B$13:$J$43,7,FALSE)))*(1-(VLOOKUP(E96,'Efficiency BMPs'!$B$52:$J$57,7,FALSE))))+VLOOKUP('1. Summary'!$D$7&'1. Summary'!$D$5,'TN LRs'!$A$2:$O$324,7,FALSE)*I96*(1-(1-(VLOOKUP(A96,'Efficiency BMPs'!$B$13:$J$43,7,FALSE)))*(1-(VLOOKUP(E96,'Efficiency BMPs'!$B$52:$J$57,7,FALSE)))))),\nIF(A96=\"RR\",VLOOKUP('1. Summary'!$D$7&'1. Summary'!$D$5,'TN LRs'!$A$2:$O$324,5,FALSE)*G96*(1-(1-(((0.0308*D96^5)-(0.2562*D96^4)+(0.8634*D96^3)-(1.5285*D96^2)+(1.501*D96)-0.013)))*(1-(VLOOKUP(E96,'Efficiency BMPs'!$B$52:$J$57,7,FALSE))))+VLOOKUP('1. Summary'!$D$7&'1. Summary'!$D$5,'TN LRs'!$A$2:$O$324,6,FALSE)*H96*(1-(1-(((0.0308*D96^5)-(0.2562*D96^4)+(0.8634*D96^3)-(1.5285*D96^2)+(1.501*D96)-0.013)))*(1-(VLOOKUP(E96,'Efficiency BMPs'!$B$52:$J$57,7,FALSE))))+VLOOKUP('1. Summary'!$D$7&'1. Summary'!$D$5,'TN LRs'!$A$2:$O$324,7,FALSE)*I96*(1-(1-(((0.0308*D96^5)-(0.2562*D96^4)+(0.8634*D96^3)-(1.5285*D96^2)+(1.501*D96)-0.013)))*(1-(VLOOKUP(E96,'Efficiency BMPs'!$B$52:$J$57,7,FALSE)))),\nIF(A96=\"ST\",VLOOKUP('1. Summary'!$D$7&'1. Summary'!$D$5,'TN LRs'!$A$2:$O$324,5,FALSE)*G96*(1-(1-(((0.0152*D96^5)-(0.131*D96^4)+(0.4581*D96^3)-(0.8418*D96^2)+(0.8536*D96)-0.0046)))*(1-(VLOOKUP(E96,'Efficiency BMPs'!$B$52:$J$57,7,FALSE))))+VLOOKUP('1. Summary'!$D$7&'1. Summary'!$D$5,'TN LRs'!$A$2:$O$324,6,FALSE)*H96*(1-(1-(((0.0152*D96^5)-(0.131*D96^4)+(0.4581*D96^3)-(0.8418*D96^2)+(0.8536*D96)-0.0046)))*(1-(VLOOKUP(E96,'Efficiency BMPs'!$B$52:$J$57,7,FALSE))))+VLOOKUP('1. Summary'!$D$7&'1. Summary'!$D$5,'TN LRs'!$A$2:$O$324,7,FALSE)*I96*(1-(1-(((0.0152*D96^5)-(0.131*D96^4)+(0.4581*D96^3)-(0.8418*D96^2)+(0.8536*D96)-0.0046)))*(1-(VLOOKUP(E96,'Efficiency BMPs'!$B$52:$J$57,7,FALSE)))),\nVLOOKUP('1. Summary'!$D$7&'1. Summary'!$D$5,'TN LRs'!$A$2:$O$324,5,FALSE)*G96*(1-(1-(VLOOKUP(A96,'Efficiency BMPs'!$B$13:$J$43,7,FALSE)))*(1-(VLOOKUP(E96,'Efficiency BMPs'!$B$52:$J$57,7,FALSE))))+VLOOKUP('1. Summary'!$D$7&'1. Summary'!$D$5,'TN LRs'!$A$2:$O$324,6,FALSE)*H96*(1-(1-(VLOOKUP(A96,'Efficiency BMPs'!$B$13:$J$43,7,FALSE)))*(1-(VLOOKUP(E96,'Efficiency BMPs'!$B$52:$J$57,7,FALSE))))+VLOOKUP('1. Summary'!$D$7&'1. Summary'!$D$5,'TN LRs'!$A$2:$O$324,7,FALSE)*I96*(1-(1-(VLOOKUP(A96,'Efficiency BMPs'!$B$13:$J$43,7,FALSE)))*(1-(VLOOKUP(E96,'Efficiency BMPs'!$B$52:$J$57,7,FALSE))))))),0)","v":0},{"$f":"IFERROR(IF('1. Summary'!$D$12=\"No\",\nIF(A96=\"RR\",VLOOKUP('1. Summary'!$D$7&'1. Summary'!$D$5,'TP LRs'!$A$2:$O$324,4,FALSE)*F96*(1-(1-((0.0304*D96^5)-(0.2619*D96^4)+(0.9161*D96^3)-(1.6837*D96^2)+(1.7072*D96)-0.0091))*(1-(VLOOKUP(E96,'Efficiency BMPs'!$B$52:$J$57,8,FALSE))))+VLOOKUP('1. Summary'!$D$7&'1. Summary'!$D$5,'TP LRs'!$A$2:$O$324,7,FALSE)*I96*(1-(1-((0.0304*D96^5)-(0.2619*D96^4)+(0.9161*D96^3)-(1.6837*D96^2)+(1.7072*D96)-0.0091))*(1-(VLOOKUP(E96,'Efficiency BMPs'!$B$52:$J$57,8,FALSE)))),\nIF(A96=\"ST\",VLOOKUP('1. Summary'!$D$7&'1. Summary'!$D$5,'TP LRs'!$A$2:$O$324,4,FALSE)*F96*(1-(1-((0.0239*D96^5)-(0.2058*D96^4)+(0.7198*D96^3)-(1.3229*D96^2)+(1.3414*D96)-0.0072))*(1-(VLOOKUP(E96,'Efficiency BMPs'!$B$52:$J$57,8,FALSE))))+VLOOKUP('1. Summary'!$D$7&'1. Summary'!$D$5,'TP LRs'!$A$2:$O$324,7,FALSE)*I96*(1-(1-((0.0239*D96^5)-(0.2058*D96^4)+(0.7198*D96^3)-(1.3229*D96^2)+(1.3414*D96)-0.0072))*(1-(VLOOKUP(E96,'Efficiency BMPs'!$B$52:$J$57,8,FALSE)))),\nVLOOKUP('1. Summary'!$D$7&'1. Summary'!$D$5,'TP LRs'!$A$2:$O$324,4,FALSE)*F96*(1-(1-(VLOOKUP(A96,'Efficiency BMPs'!$B$13:$J$43,8,FALSE)))*(1-(VLOOKUP(E96,'Efficiency BMPs'!$B$52:$J$57,8,FALSE))))+VLOOKUP('1. Summary'!$D$7&'1. Summary'!$D$5,'TP LRs'!$A$2:$O$324,7,FALSE)*I96*(1-(1-(VLOOKUP(A96,'Efficiency BMPs'!$B$13:$J$43,8,FALSE)))*(1-(VLOOKUP(E96,'Efficiency BMPs'!$B$52:$J$57,8,FALSE)))))),\nIF(A96=\"RR\",VLOOKUP('1. Summary'!$D$7&'1. Summary'!$D$5,'TP LRs'!$A$2:$O$324,5,FALSE)*G96*(1-(1-(((0.0304*D96^5)-(0.2619*D96^4)+(0.9161*D96^3)-(1.6837*D96^2)+(1.7072*D96)-0.0091)))*(1-(VLOOKUP(E96,'Efficiency BMPs'!$B$52:$J$57,8,FALSE))))+VLOOKUP('1. Summary'!$D$7&'1. Summary'!$D$5,'TP LRs'!$A$2:$O$324,6,FALSE)*H96*(1-(1-(((0.0304*D96^5)-(0.2619*D96^4)+(0.9161*D96^3)-(1.6837*D96^2)+(1.7072*D96)-0.0091)))*(1-(VLOOKUP(E96,'Efficiency BMPs'!$B$52:$J$57,8,FALSE))))+VLOOKUP('1. Summary'!$D$7&'1. Summary'!$D$5,'TP LRs'!$A$2:$O$324,7,FALSE)*I96*(1-(1-(((0.0304*D96^5)-(0.2619*D96^4)+(0.9161*D96^3)-(1.6837*D96^2)+(1.7072*D96)-0.0091)))*(1-(VLOOKUP(E96,'Efficiency BMPs'!$B$52:$J$57,8,FALSE)))),\nIF(A96=\"ST\",VLOOKUP('1. Summary'!$D$7&'1. Summary'!$D$5,'TP LRs'!$A$2:$O$324,5,FALSE)*G96*(1-(1-(((0.0239*D96^5)-(0.2058*D96^4)+(0.7198*D96^3)-(1.3229*D96^2)+(1.3414*D96)-0.0072)))*(1-(VLOOKUP(E96,'Efficiency BMPs'!$B$52:$J$57,8,FALSE))))+VLOOKUP('1. Summary'!$D$7&'1. Summary'!$D$5,'TP LRs'!$A$2:$O$324,6,FALSE)*H96*(1-(1-(((0.0239*D96^5)-(0.2058*D96^4)+(0.7198*D96^3)-(1.3229*D96^2)+(1.3414*D96)-0.0072)))*(1-(VLOOKUP(E96,'Efficiency BMPs'!$B$52:$J$57,8,FALSE))))+VLOOKUP('1. Summary'!$D$7&'1. Summary'!$D$5,'TP LRs'!$A$2:$O$324,7,FALSE)*I96*(1-(1-(((0.0239*D96^5)-(0.2058*D96^4)+(0.7198*D96^3)-(1.3229*D96^2)+(1.3414*D96)-0.0072)))*(1-(VLOOKUP(E96,'Efficiency BMPs'!$B$52:$J$57,8,FALSE)))),\nVLOOKUP('1. Summary'!$D$7&'1. Summary'!$D$5,'TP LRs'!$A$2:$O$324,5,FALSE)*G96*(1-(1-(VLOOKUP(A96,'Efficiency BMPs'!$B$13:$J$43,8,FALSE)))*(1-(VLOOKUP(E96,'Efficiency BMPs'!$B$52:$J$57,8,FALSE))))+VLOOKUP('1. Summary'!$D$7&'1. Summary'!$D$5,'TP LRs'!$A$2:$O$324,6,FALSE)*H96*(1-(1-(VLOOKUP(A96,'Efficiency BMPs'!$B$13:$J$43,8,FALSE)))*(1-(VLOOKUP(E96,'Efficiency BMPs'!$B$52:$J$57,8,FALSE))))+VLOOKUP('1. Summary'!$D$7&'1. Summary'!$D$5,'TP LRs'!$A$2:$O$324,7,FALSE)*I96*(1-(1-(VLOOKUP(A96,'Efficiency BMPs'!$B$13:$J$43,8,FALSE)))*(1-(VLOOKUP(E96,'Efficiency BMPs'!$B$52:$J$57,8,FALSE))))))),0)","v":0},{"$f":"IFERROR(IF('1. Summary'!$D$12=\"No\",\nIF(A96=\"RR\",VLOOKUP('1. Summary'!$D$7&'1. Summary'!$D$5,'TSS LRs'!$A$2:$O$324,4,FALSE)*F96*(1-(1-((0.0326*D96^5)-(0.2806*D96^4)+(0.9816*D96^3)-(1.8039*D96^2)+(1.8292*D96)-0.0098))*(1-(VLOOKUP(E96,'Efficiency BMPs'!$B$52:$J$57,9,FALSE))))+VLOOKUP('1. Summary'!$D$7&'1. Summary'!$D$5,'TSS LRs'!$A$2:$O$324,7,FALSE)*I96*(1-(1-((0.0326*D96^5)-(0.2806*D96^4)+(0.9816*D96^3)-(1.8039*D96^2)+(1.8292*D96)-0.0098))*(1-(VLOOKUP(E96,'Efficiency BMPs'!$B$52:$J$57,9,FALSE)))),\nIF(A96=\"ST\",VLOOKUP('1. Summary'!$D$7&'1. Summary'!$D$5,'TSS LRs'!$A$2:$O$324,4,FALSE)*F96*(1-(1-((0.0304*D96^5)-(0.2619*D96^4)+(0.9161*D96^3)-(1.6837*D96^2)+(1.7072*D96)-0.0091))*(1-(VLOOKUP(E96,'Efficiency BMPs'!$B$52:$J$57,9,FALSE))))+VLOOKUP('1. Summary'!$D$7&'1. Summary'!$D$5,'TSS LRs'!$A$2:$O$324,7,FALSE)*I96*(1-(1-((0.0304*D96^5)-(0.2619*D96^4)+(0.9161*D96^3)-(1.6837*D96^2)+(1.7072*D96)-0.0091))*(1-(VLOOKUP(E96,'Efficiency BMPs'!$B$52:$J$57,9,FALSE)))),\nVLOOKUP('1. Summary'!$D$7&'1. Summary'!$D$5,'TSS LRs'!$A$2:$O$324,4,FALSE)*F96*(1-(1-(VLOOKUP(A96,'Efficiency BMPs'!$B$13:$J$43,9,FALSE)))*(1-(VLOOKUP(E96,'Efficiency BMPs'!$B$52:$J$57,9,FALSE))))+VLOOKUP('1. Summary'!$D$7&'1. Summary'!$D$5,'TSS LRs'!$A$2:$O$324,7,FALSE)*I96*(1-(1-(VLOOKUP(A96,'Efficiency BMPs'!$B$13:$J$43,9,FALSE)))*(1-(VLOOKUP(E96,'Efficiency BMPs'!$B$52:$J$57,9,FALSE)))))),\nIF(A96=\"RR\",VLOOKUP('1. Summary'!$D$7&'1. Summary'!$D$5,'TSS LRs'!$A$2:$O$324,5,FALSE)*G96*(1-(1-(((0.0326*D96^5)-(0.2806*D96^4)+(0.9816*D96^3)-(1.8039*D96^2)+(1.8292*D96)-0.0098)))*(1-(VLOOKUP(E96,'Efficiency BMPs'!$B$52:$J$57,9,FALSE))))+VLOOKUP('1. Summary'!$D$7&'1. Summary'!$D$5,'TSS LRs'!$A$2:$O$324,6,FALSE)*H96*(1-(1-(((0.0326*D96^5)-(0.2806*D96^4)+(0.9816*D96^3)-(1.8039*D96^2)+(1.8292*D96)-0.0098)))*(1-(VLOOKUP(E96,'Efficiency BMPs'!$B$52:$J$57,9,FALSE))))+VLOOKUP('1. Summary'!$D$7&'1. Summary'!$D$5,'TSS LRs'!$A$2:$O$324,7,FALSE)*I96*(1-(1-(((0.0326*D96^5)-(0.2806*D96^4)+(0.9816*D96^3)-(1.8039*D96^2)+(1.8292*D96)-0.0098)))*(1-(VLOOKUP(E96,'Efficiency BMPs'!$B$52:$J$57,9,FALSE)))),\nIF(A96=\"ST\",VLOOKUP('1. Summary'!$D$7&'1. Summary'!$D$5,'TSS LRs'!$A$2:$O$324,5,FALSE)*G96*(1-(1-(((0.0304*D96^5)-(0.2619*D96^4)+(0.9161*D96^3)-(1.6837*D96^2)+(1.7072*D96)-0.0091)))*(1-(VLOOKUP(E96,'Efficiency BMPs'!$B$52:$J$57,9,FALSE))))+VLOOKUP('1. Summary'!$D$7&'1. Summary'!$D$5,'TSS LRs'!$A$2:$O$324,6,FALSE)*H96*(1-(1-(((0.0304*D96^5)-(0.2619*D96^4)+(0.9161*D96^3)-(1.6837*D96^2)+(1.7072*D96)-0.0091)))*(1-(VLOOKUP(E96,'Efficiency BMPs'!$B$52:$J$57,9,FALSE))))+VLOOKUP('1. Summary'!$D$7&'1. Summary'!$D$5,'TSS LRs'!$A$2:$O$324,7,FALSE)*I96*(1-(1-(((0.0304*D96^5)-(0.2619*D96^4)+(0.9161*D96^3)-(1.6837*D96^2)+(1.7072*D96)-0.0091)))*(1-(VLOOKUP(E96,'Efficiency BMPs'!$B$52:$J$57,9,FALSE)))),\nVLOOKUP('1. Summary'!$D$7&'1. Summary'!$D$5,'TSS LRs'!$A$2:$O$324,5,FALSE)*G96*(1-(1-(VLOOKUP(A96,'Efficiency BMPs'!$B$13:$J$43,9,FALSE)))*(1-(VLOOKUP(E96,'Efficiency BMPs'!$B$52:$J$57,9,FALSE))))+VLOOKUP('1. Summary'!$D$7&'1. Summary'!$D$5,'TSS LRs'!$A$2:$O$324,6,FALSE)*H96*(1-(1-(VLOOKUP(A96,'Efficiency BMPs'!$B$13:$J$43,9,FALSE)))*(1-(VLOOKUP(E96,'Efficiency BMPs'!$B$52:$J$57,9,FALSE))))+VLOOKUP('1. Summary'!$D$7&'1. Summary'!$D$5,'TSS LRs'!$A$2:$O$324,7,FALSE)*I96*(1-(1-(VLOOKUP(A96,'Efficiency BMPs'!$B$13:$J$43,9,FALSE)))*(1-(VLOOKUP(E96,'Efficiency BMPs'!$B$52:$J$57,9,FALSE))))))),0)","v":0},{"$f":"IFERROR(J96*VLOOKUP('1. Summary'!$D$5,DFs!$B$2:$F$183,3,0),0)","v":0},{"$f":"IFERROR(K96*VLOOKUP('1. Summary'!$D$5,DFs!$B$2:$F$183,4,0),0)","v":0},{"$f":"IFERROR(L96*VLOOKUP('1. Summary'!$D$5,DFs!$B$2:$F$183,5,0),0)","v":0}]
[null,{"$f":"IFERROR(VLOOKUP(A97,'Efficiency BMPs'!$B$13:$C$36,2,FALSE),\"\")","v":""},null,null,null,null,null,null,null,{"$f":"IFERROR(IF('1. Summary'!$D$12=\"No\",\nIF(A97=\"RR\",VLOOKUP('1. Summary'!$D$7&'1. Summary'!$D$5,'TN LRs'!$A$2:$O$324,4,FALSE)*F97*(1-(1-((0.0308*D97^5)-(0.2562*D97^4)+(0.8634*D97^3)-(1.5285*D97^2)+(1.501*D97)-0.013))*(1-(VLOOKUP(E97,'Efficiency BMPs'!$B$52:$J$57,7,FALSE))))+VLOOKUP('1. Summary'!$D$7&'1. Summary'!$D$5,'TN LRs'!$A$2:$O$324,7,FALSE)*I97*(1-(1-((0.0308*D97^5)-(0.2562*D97^4)+(0.8634*D97^3)-(1.5285*D97^2)+(1.501*D97)-0.013))*(1-(VLOOKUP(E97,'Efficiency BMPs'!$B$52:$J$57,7,FALSE)))),\nIF(A97=\"ST\",VLOOKUP('1. Summary'!$D$7&'1. Summary'!$D$5,'TN LRs'!$A$2:$O$324,4,FALSE)*F97*(1-(1-((0.0152*D97^5)-(0.131*D97^4)+(0.4581*D97^3)-(0.8418*D97^2)+(0.8536*D97)-0.0046))*(1-(VLOOKUP(E97,'Efficiency BMPs'!$B$52:$J$57,7,FALSE))))+VLOOKUP('1. Summary'!$D$7&'1. Summary'!$D$5,'TN LRs'!$A$2:$O$324,7,FALSE)*I97*(1-(1-((0.0152*D97^5)-(0.131*D97^4)+(0.4581*D97^3)-(0.8418*D97^2)+(0.8536*D97)-0.0046))*(1-(VLOOKUP(E97,'Efficiency BMPs'!$B$52:$J$57,7,FALSE)))),\nVLOOKUP('1. Summary'!$D$7&'1. Summary'!$D$5,'TN LRs'!$A$2:$O$324,4,FALSE)*F97*(1-(1-(VLOOKUP(A97,'Efficiency BMPs'!$B$13:$J$43,7,FALSE)))*(1-(VLOOKUP(E97,'Efficiency BMPs'!$B$52:$J$57,7,FALSE))))+VLOOKUP('1. Summary'!$D$7&'1. Summary'!$D$5,'TN LRs'!$A$2:$O$324,7,FALSE)*I97*(1-(1-(VLOOKUP(A97,'Efficiency BMPs'!$B$13:$J$43,7,FALSE)))*(1-(VLOOKUP(E97,'Efficiency BMPs'!$B$52:$J$57,7,FALSE)))))),\nIF(A97=\"RR\",VLOOKUP('1. Summary'!$D$7&'1. Summary'!$D$5,'TN LRs'!$A$2:$O$324,5,FALSE)*G97*(1-(1-(((0.0308*D97^5)-(0.2562*D97^4)+(0.8634*D97^3)-(1.5285*D97^2)+(1.501*D97)-0.013)))*(1-(VLOOKUP(E97,'Efficiency BMPs'!$B$52:$J$57,7,FALSE))))+VLOOKUP('1. Summary'!$D$7&'1. Summary'!$D$5,'TN LRs'!$A$2:$O$324,6,FALSE)*H97*(1-(1-(((0.0308*D97^5)-(0.2562*D97^4)+(0.8634*D97^3)-(1.5285*D97^2)+(1.501*D97)-0.013)))*(1-(VLOOKUP(E97,'Efficiency BMPs'!$B$52:$J$57,7,FALSE))))+VLOOKUP('1. Summary'!$D$7&'1. Summary'!$D$5,'TN LRs'!$A$2:$O$324,7,FALSE)*I97*(1-(1-(((0.0308*D97^5)-(0.2562*D97^4)+(0.8634*D97^3)-(1.5285*D97^2)+(1.501*D97)-0.013)))*(1-(VLOOKUP(E97,'Efficiency BMPs'!$B$52:$J$57,7,FALSE)))),\nIF(A97=\"ST\",VLOOKUP('1. Summary'!$D$7&'1. Summary'!$D$5,'TN LRs'!$A$2:$O$324,5,FALSE)*G97*(1-(1-(((0.0152*D97^5)-(0.131*D97^4)+(0.4581*D97^3)-(0.8418*D97^2)+(0.8536*D97)-0.0046)))*(1-(VLOOKUP(E97,'Efficiency BMPs'!$B$52:$J$57,7,FALSE))))+VLOOKUP('1. Summary'!$D$7&'1. Summary'!$D$5,'TN LRs'!$A$2:$O$324,6,FALSE)*H97*(1-(1-(((0.0152*D97^5)-(0.131*D97^4)+(0.4581*D97^3)-(0.8418*D97^2)+(0.8536*D97)-0.0046)))*(1-(VLOOKUP(E97,'Efficiency BMPs'!$B$52:$J$57,7,FALSE))))+VLOOKUP('1. Summary'!$D$7&'1. Summary'!$D$5,'TN LRs'!$A$2:$O$324,7,FALSE)*I97*(1-(1-(((0.0152*D97^5)-(0.131*D97^4)+(0.4581*D97^3)-(0.8418*D97^2)+(0.8536*D97)-0.0046)))*(1-(VLOOKUP(E97,'Efficiency BMPs'!$B$52:$J$57,7,FALSE)))),\nVLOOKUP('1. Summary'!$D$7&'1. Summary'!$D$5,'TN LRs'!$A$2:$O$324,5,FALSE)*G97*(1-(1-(VLOOKUP(A97,'Efficiency BMPs'!$B$13:$J$43,7,FALSE)))*(1-(VLOOKUP(E97,'Efficiency BMPs'!$B$52:$J$57,7,FALSE))))+VLOOKUP('1. Summary'!$D$7&'1. Summary'!$D$5,'TN LRs'!$A$2:$O$324,6,FALSE)*H97*(1-(1-(VLOOKUP(A97,'Efficiency BMPs'!$B$13:$J$43,7,FALSE)))*(1-(VLOOKUP(E97,'Efficiency BMPs'!$B$52:$J$57,7,FALSE))))+VLOOKUP('1. Summary'!$D$7&'1. Summary'!$D$5,'TN LRs'!$A$2:$O$324,7,FALSE)*I97*(1-(1-(VLOOKUP(A97,'Efficiency BMPs'!$B$13:$J$43,7,FALSE)))*(1-(VLOOKUP(E97,'Efficiency BMPs'!$B$52:$J$57,7,FALSE))))))),0)","v":0},{"$f":"IFERROR(IF('1. Summary'!$D$12=\"No\",\nIF(A97=\"RR\",VLOOKUP('1. Summary'!$D$7&'1. Summary'!$D$5,'TP LRs'!$A$2:$O$324,4,FALSE)*F97*(1-(1-((0.0304*D97^5)-(0.2619*D97^4)+(0.9161*D97^3)-(1.6837*D97^2)+(1.7072*D97)-0.0091))*(1-(VLOOKUP(E97,'Efficiency BMPs'!$B$52:$J$57,8,FALSE))))+VLOOKUP('1. Summary'!$D$7&'1. Summary'!$D$5,'TP LRs'!$A$2:$O$324,7,FALSE)*I97*(1-(1-((0.0304*D97^5)-(0.2619*D97^4)+(0.9161*D97^3)-(1.6837*D97^2)+(1.7072*D97)-0.0091))*(1-(VLOOKUP(E97,'Efficiency BMPs'!$B$52:$J$57,8,FALSE)))),\nIF(A97=\"ST\",VLOOKUP('1. Summary'!$D$7&'1. Summary'!$D$5,'TP LRs'!$A$2:$O$324,4,FALSE)*F97*(1-(1-((0.0239*D97^5)-(0.2058*D97^4)+(0.7198*D97^3)-(1.3229*D97^2)+(1.3414*D97)-0.0072))*(1-(VLOOKUP(E97,'Efficiency BMPs'!$B$52:$J$57,8,FALSE))))+VLOOKUP('1. Summary'!$D$7&'1. Summary'!$D$5,'TP LRs'!$A$2:$O$324,7,FALSE)*I97*(1-(1-((0.0239*D97^5)-(0.2058*D97^4)+(0.7198*D97^3)-(1.3229*D97^2)+(1.3414*D97)-0.0072))*(1-(VLOOKUP(E97,'Efficiency BMPs'!$B$52:$J$57,8,FALSE)))),\nVLOOKUP('1. Summary'!$D$7&'1. Summary'!$D$5,'TP LRs'!$A$2:$O$324,4,FALSE)*F97*(1-(1-(VLOOKUP(A97,'Efficiency BMPs'!$B$13:$J$43,8,FALSE)))*(1-(VLOOKUP(E97,'Efficiency BMPs'!$B$52:$J$57,8,FALSE))))+VLOOKUP('1. Summary'!$D$7&'1. Summary'!$D$5,'TP LRs'!$A$2:$O$324,7,FALSE)*I97*(1-(1-(VLOOKUP(A97,'Efficiency BMPs'!$B$13:$J$43,8,FALSE)))*(1-(VLOOKUP(E97,'Efficiency BMPs'!$B$52:$J$57,8,FALSE)))))),\nIF(A97=\"RR\",VLOOKUP('1. Summary'!$D$7&'1. Summary'!$D$5,'TP LRs'!$A$2:$O$324,5,FALSE)*G97*(1-(1-(((0.0304*D97^5)-(0.2619*D97^4)+(0.9161*D97^3)-(1.6837*D97^2)+(1.7072*D97)-0.0091)))*(1-(VLOOKUP(E97,'Efficiency BMPs'!$B$52:$J$57,8,FALSE))))+VLOOKUP('1. Summary'!$D$7&'1. Summary'!$D$5,'TP LRs'!$A$2:$O$324,6,FALSE)*H97*(1-(1-(((0.0304*D97^5)-(0.2619*D97^4)+(0.9161*D97^3)-(1.6837*D97^2)+(1.7072*D97)-0.0091)))*(1-(VLOOKUP(E97,'Efficiency BMPs'!$B$52:$J$57,8,FALSE))))+VLOOKUP('1. Summary'!$D$7&'1. Summary'!$D$5,'TP LRs'!$A$2:$O$324,7,FALSE)*I97*(1-(1-(((0.0304*D97^5)-(0.2619*D97^4)+(0.9161*D97^3)-(1.6837*D97^2)+(1.7072*D97)-0.0091)))*(1-(VLOOKUP(E97,'Efficiency BMPs'!$B$52:$J$57,8,FALSE)))),\nIF(A97=\"ST\",VLOOKUP('1. Summary'!$D$7&'1. Summary'!$D$5,'TP LRs'!$A$2:$O$324,5,FALSE)*G97*(1-(1-(((0.0239*D97^5)-(0.2058*D97^4)+(0.7198*D97^3)-(1.3229*D97^2)+(1.3414*D97)-0.0072)))*(1-(VLOOKUP(E97,'Efficiency BMPs'!$B$52:$J$57,8,FALSE))))+VLOOKUP('1. Summary'!$D$7&'1. Summary'!$D$5,'TP LRs'!$A$2:$O$324,6,FALSE)*H97*(1-(1-(((0.0239*D97^5)-(0.2058*D97^4)+(0.7198*D97^3)-(1.3229*D97^2)+(1.3414*D97)-0.0072)))*(1-(VLOOKUP(E97,'Efficiency BMPs'!$B$52:$J$57,8,FALSE))))+VLOOKUP('1. Summary'!$D$7&'1. Summary'!$D$5,'TP LRs'!$A$2:$O$324,7,FALSE)*I97*(1-(1-(((0.0239*D97^5)-(0.2058*D97^4)+(0.7198*D97^3)-(1.3229*D97^2)+(1.3414*D97)-0.0072)))*(1-(VLOOKUP(E97,'Efficiency BMPs'!$B$52:$J$57,8,FALSE)))),\nVLOOKUP('1. Summary'!$D$7&'1. Summary'!$D$5,'TP LRs'!$A$2:$O$324,5,FALSE)*G97*(1-(1-(VLOOKUP(A97,'Efficiency BMPs'!$B$13:$J$43,8,FALSE)))*(1-(VLOOKUP(E97,'Efficiency BMPs'!$B$52:$J$57,8,FALSE))))+VLOOKUP('1. Summary'!$D$7&'1. Summary'!$D$5,'TP LRs'!$A$2:$O$324,6,FALSE)*H97*(1-(1-(VLOOKUP(A97,'Efficiency BMPs'!$B$13:$J$43,8,FALSE)))*(1-(VLOOKUP(E97,'Efficiency BMPs'!$B$52:$J$57,8,FALSE))))+VLOOKUP('1. Summary'!$D$7&'1. Summary'!$D$5,'TP LRs'!$A$2:$O$324,7,FALSE)*I97*(1-(1-(VLOOKUP(A97,'Efficiency BMPs'!$B$13:$J$43,8,FALSE)))*(1-(VLOOKUP(E97,'Efficiency BMPs'!$B$52:$J$57,8,FALSE))))))),0)","v":0},{"$f":"IFERROR(IF('1. Summary'!$D$12=\"No\",\nIF(A97=\"RR\",VLOOKUP('1. Summary'!$D$7&'1. Summary'!$D$5,'TSS LRs'!$A$2:$O$324,4,FALSE)*F97*(1-(1-((0.0326*D97^5)-(0.2806*D97^4)+(0.9816*D97^3)-(1.8039*D97^2)+(1.8292*D97)-0.0098))*(1-(VLOOKUP(E97,'Efficiency BMPs'!$B$52:$J$57,9,FALSE))))+VLOOKUP('1. Summary'!$D$7&'1. Summary'!$D$5,'TSS LRs'!$A$2:$O$324,7,FALSE)*I97*(1-(1-((0.0326*D97^5)-(0.2806*D97^4)+(0.9816*D97^3)-(1.8039*D97^2)+(1.8292*D97)-0.0098))*(1-(VLOOKUP(E97,'Efficiency BMPs'!$B$52:$J$57,9,FALSE)))),\nIF(A97=\"ST\",VLOOKUP('1. Summary'!$D$7&'1. Summary'!$D$5,'TSS LRs'!$A$2:$O$324,4,FALSE)*F97*(1-(1-((0.0304*D97^5)-(0.2619*D97^4)+(0.9161*D97^3)-(1.6837*D97^2)+(1.7072*D97)-0.0091))*(1-(VLOOKUP(E97,'Efficiency BMPs'!$B$52:$J$57,9,FALSE))))+VLOOKUP('1. Summary'!$D$7&'1. Summary'!$D$5,'TSS LRs'!$A$2:$O$324,7,FALSE)*I97*(1-(1-((0.0304*D97^5)-(0.2619*D97^4)+(0.9161*D97^3)-(1.6837*D97^2)+(1.7072*D97)-0.0091))*(1-(VLOOKUP(E97,'Efficiency BMPs'!$B$52:$J$57,9,FALSE)))),\nVLOOKUP('1. Summary'!$D$7&'1. Summary'!$D$5,'TSS LRs'!$A$2:$O$324,4,FALSE)*F97*(1-(1-(VLOOKUP(A97,'Efficiency BMPs'!$B$13:$J$43,9,FALSE)))*(1-(VLOOKUP(E97,'Efficiency BMPs'!$B$52:$J$57,9,FALSE))))+VLOOKUP('1. Summary'!$D$7&'1. Summary'!$D$5,'TSS LRs'!$A$2:$O$324,7,FALSE)*I97*(1-(1-(VLOOKUP(A97,'Efficiency BMPs'!$B$13:$J$43,9,FALSE)))*(1-(VLOOKUP(E97,'Efficiency BMPs'!$B$52:$J$57,9,FALSE)))))),\nIF(A97=\"RR\",VLOOKUP('1. Summary'!$D$7&'1. Summary'!$D$5,'TSS LRs'!$A$2:$O$324,5,FALSE)*G97*(1-(1-(((0.0326*D97^5)-(0.2806*D97^4)+(0.9816*D97^3)-(1.8039*D97^2)+(1.8292*D97)-0.0098)))*(1-(VLOOKUP(E97,'Efficiency BMPs'!$B$52:$J$57,9,FALSE))))+VLOOKUP('1. Summary'!$D$7&'1. Summary'!$D$5,'TSS LRs'!$A$2:$O$324,6,FALSE)*H97*(1-(1-(((0.0326*D97^5)-(0.2806*D97^4)+(0.9816*D97^3)-(1.8039*D97^2)+(1.8292*D97)-0.0098)))*(1-(VLOOKUP(E97,'Efficiency BMPs'!$B$52:$J$57,9,FALSE))))+VLOOKUP('1. Summary'!$D$7&'1. Summary'!$D$5,'TSS LRs'!$A$2:$O$324,7,FALSE)*I97*(1-(1-(((0.0326*D97^5)-(0.2806*D97^4)+(0.9816*D97^3)-(1.8039*D97^2)+(1.8292*D97)-0.0098)))*(1-(VLOOKUP(E97,'Efficiency BMPs'!$B$52:$J$57,9,FALSE)))),\nIF(A97=\"ST\",VLOOKUP('1. Summary'!$D$7&'1. Summary'!$D$5,'TSS LRs'!$A$2:$O$324,5,FALSE)*G97*(1-(1-(((0.0304*D97^5)-(0.2619*D97^4)+(0.9161*D97^3)-(1.6837*D97^2)+(1.7072*D97)-0.0091)))*(1-(VLOOKUP(E97,'Efficiency BMPs'!$B$52:$J$57,9,FALSE))))+VLOOKUP('1. Summary'!$D$7&'1. Summary'!$D$5,'TSS LRs'!$A$2:$O$324,6,FALSE)*H97*(1-(1-(((0.0304*D97^5)-(0.2619*D97^4)+(0.9161*D97^3)-(1.6837*D97^2)+(1.7072*D97)-0.0091)))*(1-(VLOOKUP(E97,'Efficiency BMPs'!$B$52:$J$57,9,FALSE))))+VLOOKUP('1. Summary'!$D$7&'1. Summary'!$D$5,'TSS LRs'!$A$2:$O$324,7,FALSE)*I97*(1-(1-(((0.0304*D97^5)-(0.2619*D97^4)+(0.9161*D97^3)-(1.6837*D97^2)+(1.7072*D97)-0.0091)))*(1-(VLOOKUP(E97,'Efficiency BMPs'!$B$52:$J$57,9,FALSE)))),\nVLOOKUP('1. Summary'!$D$7&'1. Summary'!$D$5,'TSS LRs'!$A$2:$O$324,5,FALSE)*G97*(1-(1-(VLOOKUP(A97,'Efficiency BMPs'!$B$13:$J$43,9,FALSE)))*(1-(VLOOKUP(E97,'Efficiency BMPs'!$B$52:$J$57,9,FALSE))))+VLOOKUP('1. Summary'!$D$7&'1. Summary'!$D$5,'TSS LRs'!$A$2:$O$324,6,FALSE)*H97*(1-(1-(VLOOKUP(A97,'Efficiency BMPs'!$B$13:$J$43,9,FALSE)))*(1-(VLOOKUP(E97,'Efficiency BMPs'!$B$52:$J$57,9,FALSE))))+VLOOKUP('1. Summary'!$D$7&'1. Summary'!$D$5,'TSS LRs'!$A$2:$O$324,7,FALSE)*I97*(1-(1-(VLOOKUP(A97,'Efficiency BMPs'!$B$13:$J$43,9,FALSE)))*(1-(VLOOKUP(E97,'Efficiency BMPs'!$B$52:$J$57,9,FALSE))))))),0)","v":0},{"$f":"IFERROR(J97*VLOOKUP('1. Summary'!$D$5,DFs!$B$2:$F$183,3,0),0)","v":0},{"$f":"IFERROR(K97*VLOOKUP('1. Summary'!$D$5,DFs!$B$2:$F$183,4,0),0)","v":0},{"$f":"IFERROR(L97*VLOOKUP('1. Summary'!$D$5,DFs!$B$2:$F$183,5,0),0)","v":0}]
[null,{"$f":"IFERROR(VLOOKUP(A98,'Efficiency BMPs'!$B$13:$C$36,2,FALSE),\"\")","v":""},null,null,null,null,null,null,null,{"$f":"IFERROR(IF('1. Summary'!$D$12=\"No\",\nIF(A98=\"RR\",VLOOKUP('1. Summary'!$D$7&'1. Summary'!$D$5,'TN LRs'!$A$2:$O$324,4,FALSE)*F98*(1-(1-((0.0308*D98^5)-(0.2562*D98^4)+(0.8634*D98^3)-(1.5285*D98^2)+(1.501*D98)-0.013))*(1-(VLOOKUP(E98,'Efficiency BMPs'!$B$52:$J$57,7,FALSE))))+VLOOKUP('1. Summary'!$D$7&'1. Summary'!$D$5,'TN LRs'!$A$2:$O$324,7,FALSE)*I98*(1-(1-((0.0308*D98^5)-(0.2562*D98^4)+(0.8634*D98^3)-(1.5285*D98^2)+(1.501*D98)-0.013))*(1-(VLOOKUP(E98,'Efficiency BMPs'!$B$52:$J$57,7,FALSE)))),\nIF(A98=\"ST\",VLOOKUP('1. Summary'!$D$7&'1. Summary'!$D$5,'TN LRs'!$A$2:$O$324,4,FALSE)*F98*(1-(1-((0.0152*D98^5)-(0.131*D98^4)+(0.4581*D98^3)-(0.8418*D98^2)+(0.8536*D98)-0.0046))*(1-(VLOOKUP(E98,'Efficiency BMPs'!$B$52:$J$57,7,FALSE))))+VLOOKUP('1. Summary'!$D$7&'1. Summary'!$D$5,'TN LRs'!$A$2:$O$324,7,FALSE)*I98*(1-(1-((0.0152*D98^5)-(0.131*D98^4)+(0.4581*D98^3)-(0.8418*D98^2)+(0.8536*D98)-0.0046))*(1-(VLOOKUP(E98,'Efficiency BMPs'!$B$52:$J$57,7,FALSE)))),\nVLOOKUP('1. Summary'!$D$7&'1. Summary'!$D$5,'TN LRs'!$A$2:$O$324,4,FALSE)*F98*(1-(1-(VLOOKUP(A98,'Efficiency BMPs'!$B$13:$J$43,7,FALSE)))*(1-(VLOOKUP(E98,'Efficiency BMPs'!$B$52:$J$57,7,FALSE))))+VLOOKUP('1. Summary'!$D$7&'1. Summary'!$D$5,'TN LRs'!$A$2:$O$324,7,FALSE)*I98*(1-(1-(VLOOKUP(A98,'Efficiency BMPs'!$B$13:$J$43,7,FALSE)))*(1-(VLOOKUP(E98,'Efficiency BMPs'!$B$52:$J$57,7,FALSE)))))),\nIF(A98=\"RR\",VLOOKUP('1. Summary'!$D$7&'1. Summary'!$D$5,'TN LRs'!$A$2:$O$324,5,FALSE)*G98*(1-(1-(((0.0308*D98^5)-(0.2562*D98^4)+(0.8634*D98^3)-(1.5285*D98^2)+(1.501*D98)-0.013)))*(1-(VLOOKUP(E98,'Efficiency BMPs'!$B$52:$J$57,7,FALSE))))+VLOOKUP('1. Summary'!$D$7&'1. Summary'!$D$5,'TN LRs'!$A$2:$O$324,6,FALSE)*H98*(1-(1-(((0.0308*D98^5)-(0.2562*D98^4)+(0.8634*D98^3)-(1.5285*D98^2)+(1.501*D98)-0.013)))*(1-(VLOOKUP(E98,'Efficiency BMPs'!$B$52:$J$57,7,FALSE))))+VLOOKUP('1. Summary'!$D$7&'1. Summary'!$D$5,'TN LRs'!$A$2:$O$324,7,FALSE)*I98*(1-(1-(((0.0308*D98^5)-(0.2562*D98^4)+(0.8634*D98^3)-(1.5285*D98^2)+(1.501*D98)-0.013)))*(1-(VLOOKUP(E98,'Efficiency BMPs'!$B$52:$J$57,7,FALSE)))),\nIF(A98=\"ST\",VLOOKUP('1. Summary'!$D$7&'1. Summary'!$D$5,'TN LRs'!$A$2:$O$324,5,FALSE)*G98*(1-(1-(((0.0152*D98^5)-(0.131*D98^4)+(0.4581*D98^3)-(0.8418*D98^2)+(0.8536*D98)-0.0046)))*(1-(VLOOKUP(E98,'Efficiency BMPs'!$B$52:$J$57,7,FALSE))))+VLOOKUP('1. Summary'!$D$7&'1. Summary'!$D$5,'TN LRs'!$A$2:$O$324,6,FALSE)*H98*(1-(1-(((0.0152*D98^5)-(0.131*D98^4)+(0.4581*D98^3)-(0.8418*D98^2)+(0.8536*D98)-0.0046)))*(1-(VLOOKUP(E98,'Efficiency BMPs'!$B$52:$J$57,7,FALSE))))+VLOOKUP('1. Summary'!$D$7&'1. Summary'!$D$5,'TN LRs'!$A$2:$O$324,7,FALSE)*I98*(1-(1-(((0.0152*D98^5)-(0.131*D98^4)+(0.4581*D98^3)-(0.8418*D98^2)+(0.8536*D98)-0.0046)))*(1-(VLOOKUP(E98,'Efficiency BMPs'!$B$52:$J$57,7,FALSE)))),\nVLOOKUP('1. Summary'!$D$7&'1. Summary'!$D$5,'TN LRs'!$A$2:$O$324,5,FALSE)*G98*(1-(1-(VLOOKUP(A98,'Efficiency BMPs'!$B$13:$J$43,7,FALSE)))*(1-(VLOOKUP(E98,'Efficiency BMPs'!$B$52:$J$57,7,FALSE))))+VLOOKUP('1. Summary'!$D$7&'1. Summary'!$D$5,'TN LRs'!$A$2:$O$324,6,FALSE)*H98*(1-(1-(VLOOKUP(A98,'Efficiency BMPs'!$B$13:$J$43,7,FALSE)))*(1-(VLOOKUP(E98,'Efficiency BMPs'!$B$52:$J$57,7,FALSE))))+VLOOKUP('1. Summary'!$D$7&'1. Summary'!$D$5,'TN LRs'!$A$2:$O$324,7,FALSE)*I98*(1-(1-(VLOOKUP(A98,'Efficiency BMPs'!$B$13:$J$43,7,FALSE)))*(1-(VLOOKUP(E98,'Efficiency BMPs'!$B$52:$J$57,7,FALSE))))))),0)","v":0},{"$f":"IFERROR(IF('1. Summary'!$D$12=\"No\",\nIF(A98=\"RR\",VLOOKUP('1. Summary'!$D$7&'1. Summary'!$D$5,'TP LRs'!$A$2:$O$324,4,FALSE)*F98*(1-(1-((0.0304*D98^5)-(0.2619*D98^4)+(0.9161*D98^3)-(1.6837*D98^2)+(1.7072*D98)-0.0091))*(1-(VLOOKUP(E98,'Efficiency BMPs'!$B$52:$J$57,8,FALSE))))+VLOOKUP('1. Summary'!$D$7&'1. Summary'!$D$5,'TP LRs'!$A$2:$O$324,7,FALSE)*I98*(1-(1-((0.0304*D98^5)-(0.2619*D98^4)+(0.9161*D98^3)-(1.6837*D98^2)+(1.7072*D98)-0.0091))*(1-(VLOOKUP(E98,'Efficiency BMPs'!$B$52:$J$57,8,FALSE)))),\nIF(A98=\"ST\",VLOOKUP('1. Summary'!$D$7&'1. Summary'!$D$5,'TP LRs'!$A$2:$O$324,4,FALSE)*F98*(1-(1-((0.0239*D98^5)-(0.2058*D98^4)+(0.7198*D98^3)-(1.3229*D98^2)+(1.3414*D98)-0.0072))*(1-(VLOOKUP(E98,'Efficiency BMPs'!$B$52:$J$57,8,FALSE))))+VLOOKUP('1. Summary'!$D$7&'1. Summary'!$D$5,'TP LRs'!$A$2:$O$324,7,FALSE)*I98*(1-(1-((0.0239*D98^5)-(0.2058*D98^4)+(0.7198*D98^3)-(1.3229*D98^2)+(1.3414*D98)-0.0072))*(1-(VLOOKUP(E98,'Efficiency BMPs'!$B$52:$J$57,8,FALSE)))),\nVLOOKUP('1. Summary'!$D$7&'1. Summary'!$D$5,'TP LRs'!$A$2:$O$324,4,FALSE)*F98*(1-(1-(VLOOKUP(A98,'Efficiency BMPs'!$B$13:$J$43,8,FALSE)))*(1-(VLOOKUP(E98,'Efficiency BMPs'!$B$52:$J$57,8,FALSE))))+VLOOKUP('1. Summary'!$D$7&'1. Summary'!$D$5,'TP LRs'!$A$2:$O$324,7,FALSE)*I98*(1-(1-(VLOOKUP(A98,'Efficiency BMPs'!$B$13:$J$43,8,FALSE)))*(1-(VLOOKUP(E98,'Efficiency BMPs'!$B$52:$J$57,8,FALSE)))))),\nIF(A98=\"RR\",VLOOKUP('1. Summary'!$D$7&'1. Summary'!$D$5,'TP LRs'!$A$2:$O$324,5,FALSE)*G98*(1-(1-(((0.0304*D98^5)-(0.2619*D98^4)+(0.9161*D98^3)-(1.6837*D98^2)+(1.7072*D98)-0.0091)))*(1-(VLOOKUP(E98,'Efficiency BMPs'!$B$52:$J$57,8,FALSE))))+VLOOKUP('1. Summary'!$D$7&'1. Summary'!$D$5,'TP LRs'!$A$2:$O$324,6,FALSE)*H98*(1-(1-(((0.0304*D98^5)-(0.2619*D98^4)+(0.9161*D98^3)-(1.6837*D98^2)+(1.7072*D98)-0.0091)))*(1-(VLOOKUP(E98,'Efficiency BMPs'!$B$52:$J$57,8,FALSE))))+VLOOKUP('1. Summary'!$D$7&'1. Summary'!$D$5,'TP LRs'!$A$2:$O$324,7,FALSE)*I98*(1-(1-(((0.0304*D98^5)-(0.2619*D98^4)+(0.9161*D98^3)-(1.6837*D98^2)+(1.7072*D98)-0.0091)))*(1-(VLOOKUP(E98,'Efficiency BMPs'!$B$52:$J$57,8,FALSE)))),\nIF(A98=\"ST\",VLOOKUP('1. Summary'!$D$7&'1. Summary'!$D$5,'TP LRs'!$A$2:$O$324,5,FALSE)*G98*(1-(1-(((0.0239*D98^5)-(0.2058*D98^4)+(0.7198*D98^3)-(1.3229*D98^2)+(1.3414*D98)-0.0072)))*(1-(VLOOKUP(E98,'Efficiency BMPs'!$B$52:$J$57,8,FALSE))))+VLOOKUP('1. Summary'!$D$7&'1. Summary'!$D$5,'TP LRs'!$A$2:$O$324,6,FALSE)*H98*(1-(1-(((0.0239*D98^5)-(0.2058*D98^4)+(0.7198*D98^3)-(1.3229*D98^2)+(1.3414*D98)-0.0072)))*(1-(VLOOKUP(E98,'Efficiency BMPs'!$B$52:$J$57,8,FALSE))))+VLOOKUP('1. Summary'!$D$7&'1. Summary'!$D$5,'TP LRs'!$A$2:$O$324,7,FALSE)*I98*(1-(1-(((0.0239*D98^5)-(0.2058*D98^4)+(0.7198*D98^3)-(1.3229*D98^2)+(1.3414*D98)-0.0072)))*(1-(VLOOKUP(E98,'Efficiency BMPs'!$B$52:$J$57,8,FALSE)))),\nVLOOKUP('1. Summary'!$D$7&'1. Summary'!$D$5,'TP LRs'!$A$2:$O$324,5,FALSE)*G98*(1-(1-(VLOOKUP(A98,'Efficiency BMPs'!$B$13:$J$43,8,FALSE)))*(1-(VLOOKUP(E98,'Efficiency BMPs'!$B$52:$J$57,8,FALSE))))+VLOOKUP('1. Summary'!$D$7&'1. Summary'!$D$5,'TP LRs'!$A$2:$O$324,6,FALSE)*H98*(1-(1-(VLOOKUP(A98,'Efficiency BMPs'!$B$13:$J$43,8,FALSE)))*(1-(VLOOKUP(E98,'Efficiency BMPs'!$B$52:$J$57,8,FALSE))))+VLOOKUP('1. Summary'!$D$7&'1. Summary'!$D$5,'TP LRs'!$A$2:$O$324,7,FALSE)*I98*(1-(1-(VLOOKUP(A98,'Efficiency BMPs'!$B$13:$J$43,8,FALSE)))*(1-(VLOOKUP(E98,'Efficiency BMPs'!$B$52:$J$57,8,FALSE))))))),0)","v":0},{"$f":"IFERROR(IF('1. Summary'!$D$12=\"No\",\nIF(A98=\"RR\",VLOOKUP('1. Summary'!$D$7&'1. Summary'!$D$5,'TSS LRs'!$A$2:$O$324,4,FALSE)*F98*(1-(1-((0.0326*D98^5)-(0.2806*D98^4)+(0.9816*D98^3)-(1.8039*D98^2)+(1.8292*D98)-0.0098))*(1-(VLOOKUP(E98,'Efficiency BMPs'!$B$52:$J$57,9,FALSE))))+VLOOKUP('1. Summary'!$D$7&'1. Summary'!$D$5,'TSS LRs'!$A$2:$O$324,7,FALSE)*I98*(1-(1-((0.0326*D98^5)-(0.2806*D98^4)+(0.9816*D98^3)-(1.8039*D98^2)+(1.8292*D98)-0.0098))*(1-(VLOOKUP(E98,'Efficiency BMPs'!$B$52:$J$57,9,FALSE)))),\nIF(A98=\"ST\",VLOOKUP('1. Summary'!$D$7&'1. Summary'!$D$5,'TSS LRs'!$A$2:$O$324,4,FALSE)*F98*(1-(1-((0.0304*D98^5)-(0.2619*D98^4)+(0.9161*D98^3)-(1.6837*D98^2)+(1.7072*D98)-0.0091))*(1-(VLOOKUP(E98,'Efficiency BMPs'!$B$52:$J$57,9,FALSE))))+VLOOKUP('1. Summary'!$D$7&'1. Summary'!$D$5,'TSS LRs'!$A$2:$O$324,7,FALSE)*I98*(1-(1-((0.0304*D98^5)-(0.2619*D98^4)+(0.9161*D98^3)-(1.6837*D98^2)+(1.7072*D98)-0.0091))*(1-(VLOOKUP(E98,'Efficiency BMPs'!$B$52:$J$57,9,FALSE)))),\nVLOOKUP('1. Summary'!$D$7&'1. Summary'!$D$5,'TSS LRs'!$A$2:$O$324,4,FALSE)*F98*(1-(1-(VLOOKUP(A98,'Efficiency BMPs'!$B$13:$J$43,9,FALSE)))*(1-(VLOOKUP(E98,'Efficiency BMPs'!$B$52:$J$57,9,FALSE))))+VLOOKUP('1. Summary'!$D$7&'1. Summary'!$D$5,'TSS LRs'!$A$2:$O$324,7,FALSE)*I98*(1-(1-(VLOOKUP(A98,'Efficiency BMPs'!$B$13:$J$43,9,FALSE)))*(1-(VLOOKUP(E98,'Efficiency BMPs'!$B$52:$J$57,9,FALSE)))))),\nIF(A98=\"RR\",VLOOKUP('1. Summary'!$D$7&'1. Summary'!$D$5,'TSS LRs'!$A$2:$O$324,5,FALSE)*G98*(1-(1-(((0.0326*D98^5)-(0.2806*D98^4)+(0.9816*D98^3)-(1.8039*D98^2)+(1.8292*D98)-0.0098)))*(1-(VLOOKUP(E98,'Efficiency BMPs'!$B$52:$J$57,9,FALSE))))+VLOOKUP('1. Summary'!$D$7&'1. Summary'!$D$5,'TSS LRs'!$A$2:$O$324,6,FALSE)*H98*(1-(1-(((0.0326*D98^5)-(0.2806*D98^4)+(0.9816*D98^3)-(1.8039*D98^2)+(1.8292*D98)-0.0098)))*(1-(VLOOKUP(E98,'Efficiency BMPs'!$B$52:$J$57,9,FALSE))))+VLOOKUP('1. Summary'!$D$7&'1. Summary'!$D$5,'TSS LRs'!$A$2:$O$324,7,FALSE)*I98*(1-(1-(((0.0326*D98^5)-(0.2806*D98^4)+(0.9816*D98^3)-(1.8039*D98^2)+(1.8292*D98)-0.0098)))*(1-(VLOOKUP(E98,'Efficiency BMPs'!$B$52:$J$57,9,FALSE)))),\nIF(A98=\"ST\",VLOOKUP('1. Summary'!$D$7&'1. Summary'!$D$5,'TSS LRs'!$A$2:$O$324,5,FALSE)*G98*(1-(1-(((0.0304*D98^5)-(0.2619*D98^4)+(0.9161*D98^3)-(1.6837*D98^2)+(1.7072*D98)-0.0091)))*(1-(VLOOKUP(E98,'Efficiency BMPs'!$B$52:$J$57,9,FALSE))))+VLOOKUP('1. Summary'!$D$7&'1. Summary'!$D$5,'TSS LRs'!$A$2:$O$324,6,FALSE)*H98*(1-(1-(((0.0304*D98^5)-(0.2619*D98^4)+(0.9161*D98^3)-(1.6837*D98^2)+(1.7072*D98)-0.0091)))*(1-(VLOOKUP(E98,'Efficiency BMPs'!$B$52:$J$57,9,FALSE))))+VLOOKUP('1. Summary'!$D$7&'1. Summary'!$D$5,'TSS LRs'!$A$2:$O$324,7,FALSE)*I98*(1-(1-(((0.0304*D98^5)-(0.2619*D98^4)+(0.9161*D98^3)-(1.6837*D98^2)+(1.7072*D98)-0.0091)))*(1-(VLOOKUP(E98,'Efficiency BMPs'!$B$52:$J$57,9,FALSE)))),\nVLOOKUP('1. Summary'!$D$7&'1. Summary'!$D$5,'TSS LRs'!$A$2:$O$324,5,FALSE)*G98*(1-(1-(VLOOKUP(A98,'Efficiency BMPs'!$B$13:$J$43,9,FALSE)))*(1-(VLOOKUP(E98,'Efficiency BMPs'!$B$52:$J$57,9,FALSE))))+VLOOKUP('1. Summary'!$D$7&'1. Summary'!$D$5,'TSS LRs'!$A$2:$O$324,6,FALSE)*H98*(1-(1-(VLOOKUP(A98,'Efficiency BMPs'!$B$13:$J$43,9,FALSE)))*(1-(VLOOKUP(E98,'Efficiency BMPs'!$B$52:$J$57,9,FALSE))))+VLOOKUP('1. Summary'!$D$7&'1. Summary'!$D$5,'TSS LRs'!$A$2:$O$324,7,FALSE)*I98*(1-(1-(VLOOKUP(A98,'Efficiency BMPs'!$B$13:$J$43,9,FALSE)))*(1-(VLOOKUP(E98,'Efficiency BMPs'!$B$52:$J$57,9,FALSE))))))),0)","v":0},{"$f":"IFERROR(J98*VLOOKUP('1. Summary'!$D$5,DFs!$B$2:$F$183,3,0),0)","v":0},{"$f":"IFERROR(K98*VLOOKUP('1. Summary'!$D$5,DFs!$B$2:$F$183,4,0),0)","v":0},{"$f":"IFERROR(L98*VLOOKUP('1. Summary'!$D$5,DFs!$B$2:$F$183,5,0),0)","v":0}]
[null,{"$f":"IFERROR(VLOOKUP(A99,'Efficiency BMPs'!$B$13:$C$36,2,FALSE),\"\")","v":""},null,null,null,null,null,null,null,{"$f":"IFERROR(IF('1. Summary'!$D$12=\"No\",\nIF(A99=\"RR\",VLOOKUP('1. Summary'!$D$7&'1. Summary'!$D$5,'TN LRs'!$A$2:$O$324,4,FALSE)*F99*(1-(1-((0.0308*D99^5)-(0.2562*D99^4)+(0.8634*D99^3)-(1.5285*D99^2)+(1.501*D99)-0.013))*(1-(VLOOKUP(E99,'Efficiency BMPs'!$B$52:$J$57,7,FALSE))))+VLOOKUP('1. Summary'!$D$7&'1. Summary'!$D$5,'TN LRs'!$A$2:$O$324,7,FALSE)*I99*(1-(1-((0.0308*D99^5)-(0.2562*D99^4)+(0.8634*D99^3)-(1.5285*D99^2)+(1.501*D99)-0.013))*(1-(VLOOKUP(E99,'Efficiency BMPs'!$B$52:$J$57,7,FALSE)))),\nIF(A99=\"ST\",VLOOKUP('1. Summary'!$D$7&'1. Summary'!$D$5,'TN LRs'!$A$2:$O$324,4,FALSE)*F99*(1-(1-((0.0152*D99^5)-(0.131*D99^4)+(0.4581*D99^3)-(0.8418*D99^2)+(0.8536*D99)-0.0046))*(1-(VLOOKUP(E99,'Efficiency BMPs'!$B$52:$J$57,7,FALSE))))+VLOOKUP('1. Summary'!$D$7&'1. Summary'!$D$5,'TN LRs'!$A$2:$O$324,7,FALSE)*I99*(1-(1-((0.0152*D99^5)-(0.131*D99^4)+(0.4581*D99^3)-(0.8418*D99^2)+(0.8536*D99)-0.0046))*(1-(VLOOKUP(E99,'Efficiency BMPs'!$B$52:$J$57,7,FALSE)))),\nVLOOKUP('1. Summary'!$D$7&'1. Summary'!$D$5,'TN LRs'!$A$2:$O$324,4,FALSE)*F99*(1-(1-(VLOOKUP(A99,'Efficiency BMPs'!$B$13:$J$43,7,FALSE)))*(1-(VLOOKUP(E99,'Efficiency BMPs'!$B$52:$J$57,7,FALSE))))+VLOOKUP('1. Summary'!$D$7&'1. Summary'!$D$5,'TN LRs'!$A$2:$O$324,7,FALSE)*I99*(1-(1-(VLOOKUP(A99,'Efficiency BMPs'!$B$13:$J$43,7,FALSE)))*(1-(VLOOKUP(E99,'Efficiency BMPs'!$B$52:$J$57,7,FALSE)))))),\nIF(A99=\"RR\",VLOOKUP('1. Summary'!$D$7&'1. Summary'!$D$5,'TN LRs'!$A$2:$O$324,5,FALSE)*G99*(1-(1-(((0.0308*D99^5)-(0.2562*D99^4)+(0.8634*D99^3)-(1.5285*D99^2)+(1.501*D99)-0.013)))*(1-(VLOOKUP(E99,'Efficiency BMPs'!$B$52:$J$57,7,FALSE))))+VLOOKUP('1. Summary'!$D$7&'1. Summary'!$D$5,'TN LRs'!$A$2:$O$324,6,FALSE)*H99*(1-(1-(((0.0308*D99^5)-(0.2562*D99^4)+(0.8634*D99^3)-(1.5285*D99^2)+(1.501*D99)-0.013)))*(1-(VLOOKUP(E99,'Efficiency BMPs'!$B$52:$J$57,7,FALSE))))+VLOOKUP('1. Summary'!$D$7&'1. Summary'!$D$5,'TN LRs'!$A$2:$O$324,7,FALSE)*I99*(1-(1-(((0.0308*D99^5)-(0.2562*D99^4)+(0.8634*D99^3)-(1.5285*D99^2)+(1.501*D99)-0.013)))*(1-(VLOOKUP(E99,'Efficiency BMPs'!$B$52:$J$57,7,FALSE)))),\nIF(A99=\"ST\",VLOOKUP('1. Summary'!$D$7&'1. Summary'!$D$5,'TN LRs'!$A$2:$O$324,5,FALSE)*G99*(1-(1-(((0.0152*D99^5)-(0.131*D99^4)+(0.4581*D99^3)-(0.8418*D99^2)+(0.8536*D99)-0.0046)))*(1-(VLOOKUP(E99,'Efficiency BMPs'!$B$52:$J$57,7,FALSE))))+VLOOKUP('1. Summary'!$D$7&'1. Summary'!$D$5,'TN LRs'!$A$2:$O$324,6,FALSE)*H99*(1-(1-(((0.0152*D99^5)-(0.131*D99^4)+(0.4581*D99^3)-(0.8418*D99^2)+(0.8536*D99)-0.0046)))*(1-(VLOOKUP(E99,'Efficiency BMPs'!$B$52:$J$57,7,FALSE))))+VLOOKUP('1. Summary'!$D$7&'1. Summary'!$D$5,'TN LRs'!$A$2:$O$324,7,FALSE)*I99*(1-(1-(((0.0152*D99^5)-(0.131*D99^4)+(0.4581*D99^3)-(0.8418*D99^2)+(0.8536*D99)-0.0046)))*(1-(VLOOKUP(E99,'Efficiency BMPs'!$B$52:$J$57,7,FALSE)))),\nVLOOKUP('1. Summary'!$D$7&'1. Summary'!$D$5,'TN LRs'!$A$2:$O$324,5,FALSE)*G99*(1-(1-(VLOOKUP(A99,'Efficiency BMPs'!$B$13:$J$43,7,FALSE)))*(1-(VLOOKUP(E99,'Efficiency BMPs'!$B$52:$J$57,7,FALSE))))+VLOOKUP('1. Summary'!$D$7&'1. Summary'!$D$5,'TN LRs'!$A$2:$O$324,6,FALSE)*H99*(1-(1-(VLOOKUP(A99,'Efficiency BMPs'!$B$13:$J$43,7,FALSE)))*(1-(VLOOKUP(E99,'Efficiency BMPs'!$B$52:$J$57,7,FALSE))))+VLOOKUP('1. Summary'!$D$7&'1. Summary'!$D$5,'TN LRs'!$A$2:$O$324,7,FALSE)*I99*(1-(1-(VLOOKUP(A99,'Efficiency BMPs'!$B$13:$J$43,7,FALSE)))*(1-(VLOOKUP(E99,'Efficiency BMPs'!$B$52:$J$57,7,FALSE))))))),0)","v":0},{"$f":"IFERROR(IF('1. Summary'!$D$12=\"No\",\nIF(A99=\"RR\",VLOOKUP('1. Summary'!$D$7&'1. Summary'!$D$5,'TP LRs'!$A$2:$O$324,4,FALSE)*F99*(1-(1-((0.0304*D99^5)-(0.2619*D99^4)+(0.9161*D99^3)-(1.6837*D99^2)+(1.7072*D99)-0.0091))*(1-(VLOOKUP(E99,'Efficiency BMPs'!$B$52:$J$57,8,FALSE))))+VLOOKUP('1. Summary'!$D$7&'1. Summary'!$D$5,'TP LRs'!$A$2:$O$324,7,FALSE)*I99*(1-(1-((0.0304*D99^5)-(0.2619*D99^4)+(0.9161*D99^3)-(1.6837*D99^2)+(1.7072*D99)-0.0091))*(1-(VLOOKUP(E99,'Efficiency BMPs'!$B$52:$J$57,8,FALSE)))),\nIF(A99=\"ST\",VLOOKUP('1. Summary'!$D$7&'1. Summary'!$D$5,'TP LRs'!$A$2:$O$324,4,FALSE)*F99*(1-(1-((0.0239*D99^5)-(0.2058*D99^4)+(0.7198*D99^3)-(1.3229*D99^2)+(1.3414*D99)-0.0072))*(1-(VLOOKUP(E99,'Efficiency BMPs'!$B$52:$J$57,8,FALSE))))+VLOOKUP('1. Summary'!$D$7&'1. Summary'!$D$5,'TP LRs'!$A$2:$O$324,7,FALSE)*I99*(1-(1-((0.0239*D99^5)-(0.2058*D99^4)+(0.7198*D99^3)-(1.3229*D99^2)+(1.3414*D99)-0.0072))*(1-(VLOOKUP(E99,'Efficiency BMPs'!$B$52:$J$57,8,FALSE)))),\nVLOOKUP('1. Summary'!$D$7&'1. Summary'!$D$5,'TP LRs'!$A$2:$O$324,4,FALSE)*F99*(1-(1-(VLOOKUP(A99,'Efficiency BMPs'!$B$13:$J$43,8,FALSE)))*(1-(VLOOKUP(E99,'Efficiency BMPs'!$B$52:$J$57,8,FALSE))))+VLOOKUP('1. Summary'!$D$7&'1. Summary'!$D$5,'TP LRs'!$A$2:$O$324,7,FALSE)*I99*(1-(1-(VLOOKUP(A99,'Efficiency BMPs'!$B$13:$J$43,8,FALSE)))*(1-(VLOOKUP(E99,'Efficiency BMPs'!$B$52:$J$57,8,FALSE)))))),\nIF(A99=\"RR\",VLOOKUP('1. Summary'!$D$7&'1. Summary'!$D$5,'TP LRs'!$A$2:$O$324,5,FALSE)*G99*(1-(1-(((0.0304*D99^5)-(0.2619*D99^4)+(0.9161*D99^3)-(1.6837*D99^2)+(1.7072*D99)-0.0091)))*(1-(VLOOKUP(E99,'Efficiency BMPs'!$B$52:$J$57,8,FALSE))))+VLOOKUP('1. Summary'!$D$7&'1. Summary'!$D$5,'TP LRs'!$A$2:$O$324,6,FALSE)*H99*(1-(1-(((0.0304*D99^5)-(0.2619*D99^4)+(0.9161*D99^3)-(1.6837*D99^2)+(1.7072*D99)-0.0091)))*(1-(VLOOKUP(E99,'Efficiency BMPs'!$B$52:$J$57,8,FALSE))))+VLOOKUP('1. Summary'!$D$7&'1. Summary'!$D$5,'TP LRs'!$A$2:$O$324,7,FALSE)*I99*(1-(1-(((0.0304*D99^5)-(0.2619*D99^4)+(0.9161*D99^3)-(1.6837*D99^2)+(1.7072*D99)-0.0091)))*(1-(VLOOKUP(E99,'Efficiency BMPs'!$B$52:$J$57,8,FALSE)))),\nIF(A99=\"ST\",VLOOKUP('1. Summary'!$D$7&'1. Summary'!$D$5,'TP LRs'!$A$2:$O$324,5,FALSE)*G99*(1-(1-(((0.0239*D99^5)-(0.2058*D99^4)+(0.7198*D99^3)-(1.3229*D99^2)+(1.3414*D99)-0.0072)))*(1-(VLOOKUP(E99,'Efficiency BMPs'!$B$52:$J$57,8,FALSE))))+VLOOKUP('1. Summary'!$D$7&'1. Summary'!$D$5,'TP LRs'!$A$2:$O$324,6,FALSE)*H99*(1-(1-(((0.0239*D99^5)-(0.2058*D99^4)+(0.7198*D99^3)-(1.3229*D99^2)+(1.3414*D99)-0.0072)))*(1-(VLOOKUP(E99,'Efficiency BMPs'!$B$52:$J$57,8,FALSE))))+VLOOKUP('1. Summary'!$D$7&'1. Summary'!$D$5,'TP LRs'!$A$2:$O$324,7,FALSE)*I99*(1-(1-(((0.0239*D99^5)-(0.2058*D99^4)+(0.7198*D99^3)-(1.3229*D99^2)+(1.3414*D99)-0.0072)))*(1-(VLOOKUP(E99,'Efficiency BMPs'!$B$52:$J$57,8,FALSE)))),\nVLOOKUP('1. Summary'!$D$7&'1. Summary'!$D$5,'TP LRs'!$A$2:$O$324,5,FALSE)*G99*(1-(1-(VLOOKUP(A99,'Efficiency BMPs'!$B$13:$J$43,8,FALSE)))*(1-(VLOOKUP(E99,'Efficiency BMPs'!$B$52:$J$57,8,FALSE))))+VLOOKUP('1. Summary'!$D$7&'1. Summary'!$D$5,'TP LRs'!$A$2:$O$324,6,FALSE)*H99*(1-(1-(VLOOKUP(A99,'Efficiency BMPs'!$B$13:$J$43,8,FALSE)))*(1-(VLOOKUP(E99,'Efficiency BMPs'!$B$52:$J$57,8,FALSE))))+VLOOKUP('1. Summary'!$D$7&'1. Summary'!$D$5,'TP LRs'!$A$2:$O$324,7,FALSE)*I99*(1-(1-(VLOOKUP(A99,'Efficiency BMPs'!$B$13:$J$43,8,FALSE)))*(1-(VLOOKUP(E99,'Efficiency BMPs'!$B$52:$J$57,8,FALSE))))))),0)","v":0},{"$f":"IFERROR(IF('1. Summary'!$D$12=\"No\",\nIF(A99=\"RR\",VLOOKUP('1. Summary'!$D$7&'1. Summary'!$D$5,'TSS LRs'!$A$2:$O$324,4,FALSE)*F99*(1-(1-((0.0326*D99^5)-(0.2806*D99^4)+(0.9816*D99^3)-(1.8039*D99^2)+(1.8292*D99)-0.0098))*(1-(VLOOKUP(E99,'Efficiency BMPs'!$B$52:$J$57,9,FALSE))))+VLOOKUP('1. Summary'!$D$7&'1. Summary'!$D$5,'TSS LRs'!$A$2:$O$324,7,FALSE)*I99*(1-(1-((0.0326*D99^5)-(0.2806*D99^4)+(0.9816*D99^3)-(1.8039*D99^2)+(1.8292*D99)-0.0098))*(1-(VLOOKUP(E99,'Efficiency BMPs'!$B$52:$J$57,9,FALSE)))),\nIF(A99=\"ST\",VLOOKUP('1. Summary'!$D$7&'1. Summary'!$D$5,'TSS LRs'!$A$2:$O$324,4,FALSE)*F99*(1-(1-((0.0304*D99^5)-(0.2619*D99^4)+(0.9161*D99^3)-(1.6837*D99^2)+(1.7072*D99)-0.0091))*(1-(VLOOKUP(E99,'Efficiency BMPs'!$B$52:$J$57,9,FALSE))))+VLOOKUP('1. Summary'!$D$7&'1. Summary'!$D$5,'TSS LRs'!$A$2:$O$324,7,FALSE)*I99*(1-(1-((0.0304*D99^5)-(0.2619*D99^4)+(0.9161*D99^3)-(1.6837*D99^2)+(1.7072*D99)-0.0091))*(1-(VLOOKUP(E99,'Efficiency BMPs'!$B$52:$J$57,9,FALSE)))),\nVLOOKUP('1. Summary'!$D$7&'1. Summary'!$D$5,'TSS LRs'!$A$2:$O$324,4,FALSE)*F99*(1-(1-(VLOOKUP(A99,'Efficiency BMPs'!$B$13:$J$43,9,FALSE)))*(1-(VLOOKUP(E99,'Efficiency BMPs'!$B$52:$J$57,9,FALSE))))+VLOOKUP('1. Summary'!$D$7&'1. Summary'!$D$5,'TSS LRs'!$A$2:$O$324,7,FALSE)*I99*(1-(1-(VLOOKUP(A99,'Efficiency BMPs'!$B$13:$J$43,9,FALSE)))*(1-(VLOOKUP(E99,'Efficiency BMPs'!$B$52:$J$57,9,FALSE)))))),\nIF(A99=\"RR\",VLOOKUP('1. Summary'!$D$7&'1. Summary'!$D$5,'TSS LRs'!$A$2:$O$324,5,FALSE)*G99*(1-(1-(((0.0326*D99^5)-(0.2806*D99^4)+(0.9816*D99^3)-(1.8039*D99^2)+(1.8292*D99)-0.0098)))*(1-(VLOOKUP(E99,'Efficiency BMPs'!$B$52:$J$57,9,FALSE))))+VLOOKUP('1. Summary'!$D$7&'1. Summary'!$D$5,'TSS LRs'!$A$2:$O$324,6,FALSE)*H99*(1-(1-(((0.0326*D99^5)-(0.2806*D99^4)+(0.9816*D99^3)-(1.8039*D99^2)+(1.8292*D99)-0.0098)))*(1-(VLOOKUP(E99,'Efficiency BMPs'!$B$52:$J$57,9,FALSE))))+VLOOKUP('1. Summary'!$D$7&'1. Summary'!$D$5,'TSS LRs'!$A$2:$O$324,7,FALSE)*I99*(1-(1-(((0.0326*D99^5)-(0.2806*D99^4)+(0.9816*D99^3)-(1.8039*D99^2)+(1.8292*D99)-0.0098)))*(1-(VLOOKUP(E99,'Efficiency BMPs'!$B$52:$J$57,9,FALSE)))),\nIF(A99=\"ST\",VLOOKUP('1. Summary'!$D$7&'1. Summary'!$D$5,'TSS LRs'!$A$2:$O$324,5,FALSE)*G99*(1-(1-(((0.0304*D99^5)-(0.2619*D99^4)+(0.9161*D99^3)-(1.6837*D99^2)+(1.7072*D99)-0.0091)))*(1-(VLOOKUP(E99,'Efficiency BMPs'!$B$52:$J$57,9,FALSE))))+VLOOKUP('1. Summary'!$D$7&'1. Summary'!$D$5,'TSS LRs'!$A$2:$O$324,6,FALSE)*H99*(1-(1-(((0.0304*D99^5)-(0.2619*D99^4)+(0.9161*D99^3)-(1.6837*D99^2)+(1.7072*D99)-0.0091)))*(1-(VLOOKUP(E99,'Efficiency BMPs'!$B$52:$J$57,9,FALSE))))+VLOOKUP('1. Summary'!$D$7&'1. Summary'!$D$5,'TSS LRs'!$A$2:$O$324,7,FALSE)*I99*(1-(1-(((0.0304*D99^5)-(0.2619*D99^4)+(0.9161*D99^3)-(1.6837*D99^2)+(1.7072*D99)-0.0091)))*(1-(VLOOKUP(E99,'Efficiency BMPs'!$B$52:$J$57,9,FALSE)))),\nVLOOKUP('1. Summary'!$D$7&'1. Summary'!$D$5,'TSS LRs'!$A$2:$O$324,5,FALSE)*G99*(1-(1-(VLOOKUP(A99,'Efficiency BMPs'!$B$13:$J$43,9,FALSE)))*(1-(VLOOKUP(E99,'Efficiency BMPs'!$B$52:$J$57,9,FALSE))))+VLOOKUP('1. Summary'!$D$7&'1. Summary'!$D$5,'TSS LRs'!$A$2:$O$324,6,FALSE)*H99*(1-(1-(VLOOKUP(A99,'Efficiency BMPs'!$B$13:$J$43,9,FALSE)))*(1-(VLOOKUP(E99,'Efficiency BMPs'!$B$52:$J$57,9,FALSE))))+VLOOKUP('1. Summary'!$D$7&'1. Summary'!$D$5,'TSS LRs'!$A$2:$O$324,7,FALSE)*I99*(1-(1-(VLOOKUP(A99,'Efficiency BMPs'!$B$13:$J$43,9,FALSE)))*(1-(VLOOKUP(E99,'Efficiency BMPs'!$B$52:$J$57,9,FALSE))))))),0)","v":0},{"$f":"IFERROR(J99*VLOOKUP('1. Summary'!$D$5,DFs!$B$2:$F$183,3,0),0)","v":0},{"$f":"IFERROR(K99*VLOOKUP('1. Summary'!$D$5,DFs!$B$2:$F$183,4,0),0)","v":0},{"$f":"IFERROR(L99*VLOOKUP('1. Summary'!$D$5,DFs!$B$2:$F$183,5,0),0)","v":0}]
[null,{"$f":"IFERROR(VLOOKUP(A100,'Efficiency BMPs'!$B$13:$C$36,2,FALSE),\"\")","v":""},null,null,null,null,null,null,null,{"$f":"IFERROR(IF('1. Summary'!$D$12=\"No\",\nIF(A100=\"RR\",VLOOKUP('1. Summary'!$D$7&'1. Summary'!$D$5,'TN LRs'!$A$2:$O$324,4,FALSE)*F100*(1-(1-((0.0308*D100^5)-(0.2562*D100^4)+(0.8634*D100^3)-(1.5285*D100^2)+(1.501*D100)-0.013))*(1-(VLOOKUP(E100,'Efficiency BMPs'!$B$52:$J$57,7,FALSE))))+VLOOKUP('1. Summary'!$D$7&'1. Summary'!$D$5,'TN LRs'!$A$2:$O$324,7,FALSE)*I100*(1-(1-((0.0308*D100^5)-(0.2562*D100^4)+(0.8634*D100^3)-(1.5285*D100^2)+(1.501*D100)-0.013))*(1-(VLOOKUP(E100,'Efficiency BMPs'!$B$52:$J$57,7,FALSE)))),\nIF(A100=\"ST\",VLOOKUP('1. Summary'!$D$7&'1. Summary'!$D$5,'TN LRs'!$A$2:$O$324,4,FALSE)*F100*(1-(1-((0.0152*D100^5)-(0.131*D100^4)+(0.4581*D100^3)-(0.8418*D100^2)+(0.8536*D100)-0.0046))*(1-(VLOOKUP(E100,'Efficiency BMPs'!$B$52:$J$57,7,FALSE))))+VLOOKUP('1. Summary'!$D$7&'1. Summary'!$D$5,'TN LRs'!$A$2:$O$324,7,FALSE)*I100*(1-(1-((0.0152*D100^5)-(0.131*D100^4)+(0.4581*D100^3)-(0.8418*D100^2)+(0.8536*D100)-0.0046))*(1-(VLOOKUP(E100,'Efficiency BMPs'!$B$52:$J$57,7,FALSE)))),\nVLOOKUP('1. Summary'!$D$7&'1. Summary'!$D$5,'TN LRs'!$A$2:$O$324,4,FALSE)*F100*(1-(1-(VLOOKUP(A100,'Efficiency BMPs'!$B$13:$J$43,7,FALSE)))*(1-(VLOOKUP(E100,'Efficiency BMPs'!$B$52:$J$57,7,FALSE))))+VLOOKUP('1. Summary'!$D$7&'1. Summary'!$D$5,'TN LRs'!$A$2:$O$324,7,FALSE)*I100*(1-(1-(VLOOKUP(A100,'Efficiency BMPs'!$B$13:$J$43,7,FALSE)))*(1-(VLOOKUP(E100,'Efficiency BMPs'!$B$52:$J$57,7,FALSE)))))),\nIF(A100=\"RR\",VLOOKUP('1. Summary'!$D$7&'1. Summary'!$D$5,'TN LRs'!$A$2:$O$324,5,FALSE)*G100*(1-(1-(((0.0308*D100^5)-(0.2562*D100^4)+(0.8634*D100^3)-(1.5285*D100^2)+(1.501*D100)-0.013)))*(1-(VLOOKUP(E100,'Efficiency BMPs'!$B$52:$J$57,7,FALSE))))+VLOOKUP('1. Summary'!$D$7&'1. Summary'!$D$5,'TN LRs'!$A$2:$O$324,6,FALSE)*H100*(1-(1-(((0.0308*D100^5)-(0.2562*D100^4)+(0.8634*D100^3)-(1.5285*D100^2)+(1.501*D100)-0.013)))*(1-(VLOOKUP(E100,'Efficiency BMPs'!$B$52:$J$57,7,FALSE))))+VLOOKUP('1. Summary'!$D$7&'1. Summary'!$D$5,'TN LRs'!$A$2:$O$324,7,FALSE)*I100*(1-(1-(((0.0308*D100^5)-(0.2562*D100^4)+(0.8634*D100^3)-(1.5285*D100^2)+(1.501*D100)-0.013)))*(1-(VLOOKUP(E100,'Efficiency BMPs'!$B$52:$J$57,7,FALSE)))),\nIF(A100=\"ST\",VLOOKUP('1. Summary'!$D$7&'1. Summary'!$D$5,'TN LRs'!$A$2:$O$324,5,FALSE)*G100*(1-(1-(((0.0152*D100^5)-(0.131*D100^4)+(0.4581*D100^3)-(0.8418*D100^2)+(0.8536*D100)-0.0046)))*(1-(VLOOKUP(E100,'Efficiency BMPs'!$B$52:$J$57,7,FALSE))))+VLOOKUP('1. Summary'!$D$7&'1. Summary'!$D$5,'TN LRs'!$A$2:$O$324,6,FALSE)*H100*(1-(1-(((0.0152*D100^5)-(0.131*D100^4)+(0.4581*D100^3)-(0.8418*D100^2)+(0.8536*D100)-0.0046)))*(1-(VLOOKUP(E100,'Efficiency BMPs'!$B$52:$J$57,7,FALSE))))+VLOOKUP('1. Summary'!$D$7&'1. Summary'!$D$5,'TN LRs'!$A$2:$O$324,7,FALSE)*I100*(1-(1-(((0.0152*D100^5)-(0.131*D100^4)+(0.4581*D100^3)-(0.8418*D100^2)+(0.8536*D100)-0.0046)))*(1-(VLOOKUP(E100,'Efficiency BMPs'!$B$52:$J$57,7,FALSE)))),\nVLOOKUP('1. Summary'!$D$7&'1. Summary'!$D$5,'TN LRs'!$A$2:$O$324,5,FALSE)*G100*(1-(1-(VLOOKUP(A100,'Efficiency BMPs'!$B$13:$J$43,7,FALSE)))*(1-(VLOOKUP(E100,'Efficiency BMPs'!$B$52:$J$57,7,FALSE))))+VLOOKUP('1. Summary'!$D$7&'1. Summary'!$D$5,'TN LRs'!$A$2:$O$324,6,FALSE)*H100*(1-(1-(VLOOKUP(A100,'Efficiency BMPs'!$B$13:$J$43,7,FALSE)))*(1-(VLOOKUP(E100,'Efficiency BMPs'!$B$52:$J$57,7,FALSE))))+VLOOKUP('1. Summary'!$D$7&'1. Summary'!$D$5,'TN LRs'!$A$2:$O$324,7,FALSE)*I100*(1-(1-(VLOOKUP(A100,'Efficiency BMPs'!$B$13:$J$43,7,FALSE)))*(1-(VLOOKUP(E100,'Efficiency BMPs'!$B$52:$J$57,7,FALSE))))))),0)","v":0},{"$f":"IFERROR(IF('1. Summary'!$D$12=\"No\",\nIF(A100=\"RR\",VLOOKUP('1. Summary'!$D$7&'1. Summary'!$D$5,'TP LRs'!$A$2:$O$324,4,FALSE)*F100*(1-(1-((0.0304*D100^5)-(0.2619*D100^4)+(0.9161*D100^3)-(1.6837*D100^2)+(1.7072*D100)-0.0091))*(1-(VLOOKUP(E100,'Efficiency BMPs'!$B$52:$J$57,8,FALSE))))+VLOOKUP('1. Summary'!$D$7&'1. Summary'!$D$5,'TP LRs'!$A$2:$O$324,7,FALSE)*I100*(1-(1-((0.0304*D100^5)-(0.2619*D100^4)+(0.9161*D100^3)-(1.6837*D100^2)+(1.7072*D100)-0.0091))*(1-(VLOOKUP(E100,'Efficiency BMPs'!$B$52:$J$57,8,FALSE)))),\nIF(A100=\"ST\",VLOOKUP('1. Summary'!$D$7&'1. Summary'!$D$5,'TP LRs'!$A$2:$O$324,4,FALSE)*F100*(1-(1-((0.0239*D100^5)-(0.2058*D100^4)+(0.7198*D100^3)-(1.3229*D100^2)+(1.3414*D100)-0.0072))*(1-(VLOOKUP(E100,'Efficiency BMPs'!$B$52:$J$57,8,FALSE))))+VLOOKUP('1. Summary'!$D$7&'1. Summary'!$D$5,'TP LRs'!$A$2:$O$324,7,FALSE)*I100*(1-(1-((0.0239*D100^5)-(0.2058*D100^4)+(0.7198*D100^3)-(1.3229*D100^2)+(1.3414*D100)-0.0072))*(1-(VLOOKUP(E100,'Efficiency BMPs'!$B$52:$J$57,8,FALSE)))),\nVLOOKUP('1. Summary'!$D$7&'1. Summary'!$D$5,'TP LRs'!$A$2:$O$324,4,FALSE)*F100*(1-(1-(VLOOKUP(A100,'Efficiency BMPs'!$B$13:$J$43,8,FALSE)))*(1-(VLOOKUP(E100,'Efficiency BMPs'!$B$52:$J$57,8,FALSE))))+VLOOKUP('1. Summary'!$D$7&'1. Summary'!$D$5,'TP LRs'!$A$2:$O$324,7,FALSE)*I100*(1-(1-(VLOOKUP(A100,'Efficiency BMPs'!$B$13:$J$43,8,FALSE)))*(1-(VLOOKUP(E100,'Efficiency BMPs'!$B$52:$J$57,8,FALSE)))))),\nIF(A100=\"RR\",VLOOKUP('1. Summary'!$D$7&'1. Summary'!$D$5,'TP LRs'!$A$2:$O$324,5,FALSE)*G100*(1-(1-(((0.0304*D100^5)-(0.2619*D100^4)+(0.9161*D100^3)-(1.6837*D100^2)+(1.7072*D100)-0.0091)))*(1-(VLOOKUP(E100,'Efficiency BMPs'!$B$52:$J$57,8,FALSE))))+VLOOKUP('1. Summary'!$D$7&'1. Summary'!$D$5,'TP LRs'!$A$2:$O$324,6,FALSE)*H100*(1-(1-(((0.0304*D100^5)-(0.2619*D100^4)+(0.9161*D100^3)-(1.6837*D100^2)+(1.7072*D100)-0.0091)))*(1-(VLOOKUP(E100,'Efficiency BMPs'!$B$52:$J$57,8,FALSE))))+VLOOKUP('1. Summary'!$D$7&'1. Summary'!$D$5,'TP LRs'!$A$2:$O$324,7,FALSE)*I100*(1-(1-(((0.0304*D100^5)-(0.2619*D100^4)+(0.9161*D100^3)-(1.6837*D100^2)+(1.7072*D100)-0.0091)))*(1-(VLOOKUP(E100,'Efficiency BMPs'!$B$52:$J$57,8,FALSE)))),\nIF(A100=\"ST\",VLOOKUP('1. Summary'!$D$7&'1. Summary'!$D$5,'TP LRs'!$A$2:$O$324,5,FALSE)*G100*(1-(1-(((0.0239*D100^5)-(0.2058*D100^4)+(0.7198*D100^3)-(1.3229*D100^2)+(1.3414*D100)-0.0072)))*(1-(VLOOKUP(E100,'Efficiency BMPs'!$B$52:$J$57,8,FALSE))))+VLOOKUP('1. Summary'!$D$7&'1. Summary'!$D$5,'TP LRs'!$A$2:$O$324,6,FALSE)*H100*(1-(1-(((0.0239*D100^5)-(0.2058*D100^4)+(0.7198*D100^3)-(1.3229*D100^2)+(1.3414*D100)-0.0072)))*(1-(VLOOKUP(E100,'Efficiency BMPs'!$B$52:$J$57,8,FALSE))))+VLOOKUP('1. Summary'!$D$7&'1. Summary'!$D$5,'TP LRs'!$A$2:$O$324,7,FALSE)*I100*(1-(1-(((0.0239*D100^5)-(0.2058*D100^4)+(0.7198*D100^3)-(1.3229*D100^2)+(1.3414*D100)-0.0072)))*(1-(VLOOKUP(E100,'Efficiency BMPs'!$B$52:$J$57,8,FALSE)))),\nVLOOKUP('1. Summary'!$D$7&'1. Summary'!$D$5,'TP LRs'!$A$2:$O$324,5,FALSE)*G100*(1-(1-(VLOOKUP(A100,'Efficiency BMPs'!$B$13:$J$43,8,FALSE)))*(1-(VLOOKUP(E100,'Efficiency BMPs'!$B$52:$J$57,8,FALSE))))+VLOOKUP('1. Summary'!$D$7&'1. Summary'!$D$5,'TP LRs'!$A$2:$O$324,6,FALSE)*H100*(1-(1-(VLOOKUP(A100,'Efficiency BMPs'!$B$13:$J$43,8,FALSE)))*(1-(VLOOKUP(E100,'Efficiency BMPs'!$B$52:$J$57,8,FALSE))))+VLOOKUP('1. Summary'!$D$7&'1. Summary'!$D$5,'TP LRs'!$A$2:$O$324,7,FALSE)*I100*(1-(1-(VLOOKUP(A100,'Efficiency BMPs'!$B$13:$J$43,8,FALSE)))*(1-(VLOOKUP(E100,'Efficiency BMPs'!$B$52:$J$57,8,FALSE))))))),0)","v":0},{"$f":"IFERROR(IF('1. Summary'!$D$12=\"No\",\nIF(A100=\"RR\",VLOOKUP('1. Summary'!$D$7&'1. Summary'!$D$5,'TSS LRs'!$A$2:$O$324,4,FALSE)*F100*(1-(1-((0.0326*D100^5)-(0.2806*D100^4)+(0.9816*D100^3)-(1.8039*D100^2)+(1.8292*D100)-0.0098))*(1-(VLOOKUP(E100,'Efficiency BMPs'!$B$52:$J$57,9,FALSE))))+VLOOKUP('1. Summary'!$D$7&'1. Summary'!$D$5,'TSS LRs'!$A$2:$O$324,7,FALSE)*I100*(1-(1-((0.0326*D100^5)-(0.2806*D100^4)+(0.9816*D100^3)-(1.8039*D100^2)+(1.8292*D100)-0.0098))*(1-(VLOOKUP(E100,'Efficiency BMPs'!$B$52:$J$57,9,FALSE)))),\nIF(A100=\"ST\",VLOOKUP('1. Summary'!$D$7&'1. Summary'!$D$5,'TSS LRs'!$A$2:$O$324,4,FALSE)*F100*(1-(1-((0.0304*D100^5)-(0.2619*D100^4)+(0.9161*D100^3)-(1.6837*D100^2)+(1.7072*D100)-0.0091))*(1-(VLOOKUP(E100,'Efficiency BMPs'!$B$52:$J$57,9,FALSE))))+VLOOKUP('1. Summary'!$D$7&'1. Summary'!$D$5,'TSS LRs'!$A$2:$O$324,7,FALSE)*I100*(1-(1-((0.0304*D100^5)-(0.2619*D100^4)+(0.9161*D100^3)-(1.6837*D100^2)+(1.7072*D100)-0.0091))*(1-(VLOOKUP(E100,'Efficiency BMPs'!$B$52:$J$57,9,FALSE)))),\nVLOOKUP('1. Summary'!$D$7&'1. Summary'!$D$5,'TSS LRs'!$A$2:$O$324,4,FALSE)*F100*(1-(1-(VLOOKUP(A100,'Efficiency BMPs'!$B$13:$J$43,9,FALSE)))*(1-(VLOOKUP(E100,'Efficiency BMPs'!$B$52:$J$57,9,FALSE))))+VLOOKUP('1. Summary'!$D$7&'1. Summary'!$D$5,'TSS LRs'!$A$2:$O$324,7,FALSE)*I100*(1-(1-(VLOOKUP(A100,'Efficiency BMPs'!$B$13:$J$43,9,FALSE)))*(1-(VLOOKUP(E100,'Efficiency BMPs'!$B$52:$J$57,9,FALSE)))))),\nIF(A100=\"RR\",VLOOKUP('1. Summary'!$D$7&'1. Summary'!$D$5,'TSS LRs'!$A$2:$O$324,5,FALSE)*G100*(1-(1-(((0.0326*D100^5)-(0.2806*D100^4)+(0.9816*D100^3)-(1.8039*D100^2)+(1.8292*D100)-0.0098)))*(1-(VLOOKUP(E100,'Efficiency BMPs'!$B$52:$J$57,9,FALSE))))+VLOOKUP('1. Summary'!$D$7&'1. Summary'!$D$5,'TSS LRs'!$A$2:$O$324,6,FALSE)*H100*(1-(1-(((0.0326*D100^5)-(0.2806*D100^4)+(0.9816*D100^3)-(1.8039*D100^2)+(1.8292*D100)-0.0098)))*(1-(VLOOKUP(E100,'Efficiency BMPs'!$B$52:$J$57,9,FALSE))))+VLOOKUP('1. Summary'!$D$7&'1. Summary'!$D$5,'TSS LRs'!$A$2:$O$324,7,FALSE)*I100*(1-(1-(((0.0326*D100^5)-(0.2806*D100^4)+(0.9816*D100^3)-(1.8039*D100^2)+(1.8292*D100)-0.0098)))*(1-(VLOOKUP(E100,'Efficiency BMPs'!$B$52:$J$57,9,FALSE)))),\nIF(A100=\"ST\",VLOOKUP('1. Summary'!$D$7&'1. Summary'!$D$5,'TSS LRs'!$A$2:$O$324,5,FALSE)*G100*(1-(1-(((0.0304*D100^5)-(0.2619*D100^4)+(0.9161*D100^3)-(1.6837*D100^2)+(1.7072*D100)-0.0091)))*(1-(VLOOKUP(E100,'Efficiency BMPs'!$B$52:$J$57,9,FALSE))))+VLOOKUP('1. Summary'!$D$7&'1. Summary'!$D$5,'TSS LRs'!$A$2:$O$324,6,FALSE)*H100*(1-(1-(((0.0304*D100^5)-(0.2619*D100^4)+(0.9161*D100^3)-(1.6837*D100^2)+(1.7072*D100)-0.0091)))*(1-(VLOOKUP(E100,'Efficiency BMPs'!$B$52:$J$57,9,FALSE))))+VLOOKUP('1. Summary'!$D$7&'1. Summary'!$D$5,'TSS LRs'!$A$2:$O$324,7,FALSE)*I100*(1-(1-(((0.0304*D100^5)-(0.2619*D100^4)+(0.9161*D100^3)-(1.6837*D100^2)+(1.7072*D100)-0.0091)))*(1-(VLOOKUP(E100,'Efficiency BMPs'!$B$52:$J$57,9,FALSE)))),\nVLOOKUP('1. Summary'!$D$7&'1. Summary'!$D$5,'TSS LRs'!$A$2:$O$324,5,FALSE)*G100*(1-(1-(VLOOKUP(A100,'Efficiency BMPs'!$B$13:$J$43,9,FALSE)))*(1-(VLOOKUP(E100,'Efficiency BMPs'!$B$52:$J$57,9,FALSE))))+VLOOKUP('1. Summary'!$D$7&'1. Summary'!$D$5,'TSS LRs'!$A$2:$O$324,6,FALSE)*H100*(1-(1-(VLOOKUP(A100,'Efficiency BMPs'!$B$13:$J$43,9,FALSE)))*(1-(VLOOKUP(E100,'Efficiency BMPs'!$B$52:$J$57,9,FALSE))))+VLOOKUP('1. Summary'!$D$7&'1. Summary'!$D$5,'TSS LRs'!$A$2:$O$324,7,FALSE)*I100*(1-(1-(VLOOKUP(A100,'Efficiency BMPs'!$B$13:$J$43,9,FALSE)))*(1-(VLOOKUP(E100,'Efficiency BMPs'!$B$52:$J$57,9,FALSE))))))),0)","v":0},{"$f":"IFERROR(J100*VLOOKUP('1. Summary'!$D$5,DFs!$B$2:$F$183,3,0),0)","v":0},{"$f":"IFERROR(K100*VLOOKUP('1. Summary'!$D$5,DFs!$B$2:$F$183,4,0),0)","v":0},{"$f":"IFERROR(L100*VLOOKUP('1. Summary'!$D$5,DFs!$B$2:$F$183,5,0),0)","v":0}]
["Total",null,null,null,null,{"$f":"SUMIF(F91:F100,\"<>#N/A\")","v":0},0,0,0,0,0,0,0,0,0]

{"sheet":"3. Permit Load","index":3,"n_rows":91,"n_cols":15,"rows_kept":91,"cut":false,"hidden":false,"merged":[[10,0,11,0],[10,1,11,2],[10,3,11,3],[10,4,10,6],[10,7,10,9],[3,0,3,14],[4,0,4,2],[4,3,4,5],[8,0,8,14],[9,0,9,10],[29,0,30,0],[29,1,30,1],[29,2,29,4],[29,5,29,7],[12,1,12,2],[13,1,13,2],[14,1,14,2],[15,0,15,2],[17,0,17,14],[18,0,19,10],[21,0,21,14],[22,0,23,0],[22,1,23,1],[22,2,22,4],[28,0,28,14],[43,0,43,3],[35,0,35,10],[36,0,37,0],[36,1,37,3],[36,4,37,4],[36,5,36,7],[36,8,36,10],[38,1,38,3],[39,1,39,3],[40,1,40,3],[41,1,41,3],[42,1,42,3],[45,0,45,10],[46,0,46,10],[47,0,48,0],[47,1,47,3],[47,4,48,4],[47,5,47,7],[47,8,47,10],[63,0,63,10],[51,0,51,3],[53,0,53,10],[54,0,54,10],[55,0,56,0],[55,1,56,2],[55,3,56,3],[55,5,55,7],[55,8,55,10],[57,1,57,2],[58,1,58,2],[59,1,59,2],[60,0,60,3],[62,0,62,14],[64,0,64,3],[64,4,65,4],[64,5,64,7],[64,8,64,10],[65,0,65,1],[65,2,65,3],[78,5,78,8],[78,9,78,11],[76,0,77,12],[75,0,75,14],[66,0,66,1],[66,2,66,3],[67,0,67,1],[67,2,67,3],[68,0,68,1],[68,2,68,3],[69,0,69,1],[69,2,69,3],[70,0,70,1],[70,2,70,3],[71,0,71,3],[90,0,90,4],[78,12,78,14],[80,1,80,2],[81,1,81,2],[82,1,82,2],[83,1,83,2],[84,1,84,2],[85,1,85,2],[86,1,86,2],[87,1,87,2],[88,1,88,2],[89,1,89,2],[78,0,79,0],[78,1,79,2],[78,3,79,3],[78,4,79,4]]}
["3. PERMIT LOAD"]
["Year Issued:"]
[]
["SUMMARY"]
["Total EOS Load Reduction (lbs/yr)",null,null,"Total EOT Load Reduction (lbs/yr)"]
["TN","TP","TSS","TN","TP","TSS"]
[{"$f":"IFERROR(E16+F44+F52+F61+F72+C34+J91,0)","v":0},{"$f":"IFERROR(F16+G44+G52+G61+G72+D34+K91,0)","v":0},{"$f":"IFERROR(G16+H44+H52+H61+H72+E34+L91,0)","v":0},{"$f":"IFERROR(H16+M91+I44+I52+I72+F34+C27+I61,0)","v":0},{"$f":"IFERROR(I16+N91+J44+J52+J72+G34+D27+J61,0)","v":0},{"$f":"IFERROR(J16+O91+K44+K52+K72+H34+E27+K61,0)","v":0}]
[]
["SEPTIC BMPs "]
["Populate blue cells below with proposed septic BMP information. Please note that addition of septic loads is OPTIONAL."]
["BMP Short Name","BMP Description",null,"# of Systems","EOS Load Reduction (lbs/yr)",null,null,"EOT Load Reduction (lbs/yr)"]
[null,null,null,null,"TN","TP","TSS","TN","TP","TSS"]
[null,{"$f":"IFERROR(VLOOKUP(A13,'Efficiency BMPs'!$B$38:$C$44,2,FALSE),\"\")","v":""},null,null,{"$f":"IFERROR((VLOOKUP(A13,'Efficiency BMPs'!$B$38:$J$44,7,FALSE)*D13*VLOOKUP('1. Summary'!$D$7&'1. Summary'!$D$5,'TN LRs'!$A$2:$O$324,14,FALSE)),0)","v":0},{"$f":"IFERROR((VLOOKUP(A13,'Efficiency BMPs'!$B$38:$J$44,8,FALSE)*D13*VLOOKUP('1. Summary'!$D$7&'1. Summary'!$D$5,'TP LRs'!$A$2:$O$324,14,FALSE)),0)","v":0},{"$f":"IFERROR((VLOOKUP(A13,'Efficiency BMPs'!$B$38:$J$44,9,FALSE)*D13*VLOOKUP('1. Summary'!$D$7&'1. Summary'!$D$5,'TSS LRs'!$A$2:$O$324,14,FALSE)),0)","v":0},{"$f":"IFERROR(E13*VLOOKUP('1. Summary'!$D$5,DFs!$B$2:$F$183,3,0),0)","v":0},{"$f":"IFERROR(F13*VLOOKUP('1. Summary'!$D$5,DFs!$B$2:$F$183,4,0),0)","v":0},{"$f":"IFERROR(G13*VLOOKUP('1. Summary'!$D$5,DFs!$B$2:$F$183,5,0),0)","v":0}]
[null,{"$f":"IFERROR(VLOOKUP(A14,'Efficiency BMPs'!$B$38:$C$44,2,FALSE),\"\")","v":""},null,null,{"$f":"IFERROR((VLOOKUP(A14,'Efficiency BMPs'!$B$38:$J$44,7,FALSE)*D14*VLOOKUP('1. Summary'!$D$7&'1. Summary'!$D$5,'TN LRs'!$A$2:$O$324,14,FALSE)),0)","v":0},{"$f":"IFERROR((VLOOKUP(A14,'Efficiency BMPs'!$B$38:$J$44,8,FALSE)*D14*VLOOKUP('1. Summary'!$D$7&'1. Summary'!$D$5,'TP LRs'!$A$2:$O$324,14,FALSE)),0)","v":0},{"$f":"IFERROR((VLOOKUP(A14,'Efficiency BMPs'!$B$38:$J$44,9,FALSE)*D14*VLOOKUP('1. Summary'!$D$7&'1. Summary'!$D$5,'TSS LRs'!$A$2:$O$324,14,FALSE)),0)","v":0},{"$f":"IFERROR(E14*VLOOKUP('1. Summary'!$D$5,DFs!$B$2:$F$183,3,0),0)","v":0},{"$f":"IFERROR(F14*VLOOKUP('1. Summary'!$D$5,DFs!$B$2:$F$183,4,0),0)","v":0},{"$f":"IFERROR(G14*VLOOKUP('1. Summary'!$D$5,DFs!$B$2:$F$183,5,0),0)","v":0}]
[null,{"$f":"IFERROR(VLOOKUP(A15,'Efficiency BMPs'!$B$38:$C$44,2,FALSE),\"\")","v":""},null,null,{"$f":"IFERROR((VLOOKUP(A15,'Efficiency BMPs'!$B$38:$J$44,7,FALSE)*D15*VLOOKUP('1. Summary'!$D$7&'1. Summary'!$D$5,'TN LRs'!$A$2:$O$324,14,FALSE)),0)","v":0},{"$f":"IFERROR((VLOOKUP(A15,'Efficiency BMPs'!$B$38:$J$44,8,FALSE)*D15*VLOOKUP('1. Summary'!$D$7&'1. Summary'!$D$5,'TP LRs'!$A$2:$O$324,14,FALSE)),0)","v":0},{"$f":"IFERROR((VLOOKUP(A15,'Efficiency BMPs'!$B$38:$J$44,9,FALSE)*D15*VLOOKUP('1. Summary'!$D$7&'1. Summary'!$D$5,'TSS LRs'!$A$2:$O$324,14,FALSE)),0)","v":0},{"$f":"IFERROR(E15*VLOOKUP('1. Summary'!$D$5,DFs!$B$2:$F$183,3,0),0)","v":0},{"$f":"IFERROR(F15*VLOOKUP('1. Summary'!$D$5,DFs!$B$2:$F$183,4,0),0)","v":0},{"$f":"IFERROR(G15*VLOOKUP('1. Summary'!$D$5,DFs!$B$2:$F$183,5,0),0)","v":0}]
["Total",null,null,{"$f":"SUMIF(D13:D15,\"<>#N/A\")","v":0},{"$f":"SUMIF(E13:E15,\"<>#N/A\")","v":0},0,0,0,0,0]
[]
["ALTERNATIVE BMPs"]
["Populate blue cells below with proposed alternative BMP information. It is recommended that Shoreline Managment and Stream Restoration load reductions be entered manually, however, default planning rates are available for planning purposes. Please use the protocol methods outlined in the expert panels approved by CBP to determine load reductions outside of this tool."]
[]
[]
["SHORELINE MANAGEMENT"]
["Type","Total Feet","EOT Load Reduction (lbs/yr)"]
[null,null,"TN","TP","TSS"]
[null,null,{"$f":"IF(A25=\"Default Planning\",B25*'Efficiency BMPs'!H46,\"\")","v":""},{"$f":"IF(A25=\"Default Planning\",B25*'Efficiency BMPs'!I46,\"\")","v":""},{"$f":"IF(A25=\"Default Planning\",B25*'Efficiency BMPs'!J46,\"\")","v":""}]
[null,null,{"$f":"IF(A26=\"Default Planning\",B26*'Efficiency BMPs'!H46,\"\")","v":""},{"$f":"IF(A26=\"Default Planning\",B26*'Efficiency BMPs'!I46,\"\")","v":""},{"$f":"IF(A26=\"Default Planning\",B26*'Efficiency BMPs'!J46,\"\")","v":""}]
["Total",{"$f":"SUMIF(B25:B26,\"<>#N/A\")","v":0},{"$f":"SUMIF(C25:C26,\"<>#N/A\")","v":0},0,0]
[]
["STREAM RESTORATION"]
["Default?","Total Feet","EOS Load Reduction (lbs/yr)",null,null,"EOT Load Reduction (lbs/yr)"]
[null,null,"TN","TP","TSS","TN","TP","TSS"]
[null,null,{"$f":"IF(A32=\"Default Planning\",B32*'Efficiency BMPs'!H45,\"\")","v":""},{"$f":"IF(A32=\"Default Planning\",B32*'Efficiency BMPs'!I45,\"\")","v":""},{"$f":"IF(A32=\"Default Planning\",B32*'Efficiency BMPs'!J45,\"\")","v":""},{"$f":"IFERROR(C32*VLOOKUP('1. Summary'!$D$5,DFs!$B$2:$F$183,3,0),0)","v":0},{"$f":"IFERROR(D32*VLOOKUP('1. Summary'!$D$5,DFs!$B$2:$F$183,4,0),0)","v":0},{"$f":"IFERROR(E32*VLOOKUP('1. Summary'!$D$5,DFs!$B$2:$F$183,5,0),0)","v":0}]
[null,null,{"$f":"IF(A33=\"Default Planning\",B33*'Efficiency BMPs'!H45,\"\")","v":""},{"$f":"IF(A33=\"Default Planning\",B33*'Efficiency BMPs'!I45,\"\")","v":""},{"$f":"IF(A33=\"Default Planning\",B33*'Efficiency BMPs'!J45,\"\")","v":""},{"$f":"IFERROR(C33*VLOOKUP('1. Summary'!$D$5,DFs!$B$2:$F$183,3,0),0)","v":0},{"$f":"IFERROR(D33*VLOOKUP('1. Summary'!$D$5,DFs!$B$2:$F$183,4,0),0)","v":0},{"$f":"IFERROR(E33*VLOOKUP('1. Summary'!$D$5,DFs!$B$2:$F$183,5,0),0)","v":0}]
["Total",{"$f":"SUMIF(B32:B33,\"<>#N/A\")","v":0},{"$f":"SUMIF(C32:C33,\"<>#N/A\")","v":0},{"$f":"SUMIF(D32:D33,\"<>#N/A\")","v":0},0,0,0,0]
[]
["STREET SWEEPING"]
["BMP Short Name","BMP Description",null,null,"Lane Miles","EOS Load Reduction (lbs/yr)",null,null,"EOT Load Reduction (lbs/yr)"]
[null,null,null,null,null,"TN","TP","TSS","TN","TP","TSS"]
[null,{"$f":"IFERROR(VLOOKUP(A39,'Efficiency BMPs'!$B$2:$C$12,2,FALSE),\"\")","v":""},null,null,null,{"$f":"IFERROR((VLOOKUP(A39,'Efficiency BMPs'!$B$2:$J$12,7,FALSE))*E39*VLOOKUP('1. Summary'!$D$7&'1. Summary'!$D$5,'TN LRs'!$A$2:$O$324,5,FALSE),0)","v":0},{"$f":"IFERROR((VLOOKUP(A39,'Efficiency BMPs'!$B$2:$J$12,8,FALSE))*E39*VLOOKUP('1. Summary'!$D$7&'1. Summary'!$D$5,'TP LRs'!$A$2:$O$324,5,FALSE),0)","v":0},{"$f":"IFERROR((VLOOKUP(A39,'Efficiency BMPs'!$B$2:$J$12,9,FALSE))*E39*VLOOKUP('1. Summary'!$D$7&'1. Summary'!$D$5,'TSS LRs'!$A$2:$O$324,5,FALSE),0)","v":0},{"$f":"IFERROR(F39*VLOOKUP('1. Summary'!$D$5,DFs!$B$2:$F$183,3,0),0)","v":0},{"$f":"IFERROR(G39*VLOOKUP('1. Summary'!$D$5,DFs!$B$2:$F$183,4,0),0)","v":0},{"$f":"IFERROR(H39*VLOOKUP('1. Summary'!$D$5,DFs!$B$2:$F$183,5,0),0)","v":0}]
[null,{"$f":"IFERROR(VLOOKUP(A40,'Efficiency BMPs'!$B$2:$C$12,2,FALSE),\"\")","v":""},null,null,null,{"$f":"IFERROR((VLOOKUP(A40,'Efficiency BMPs'!$B$2:$J$12,7,FALSE))*E40*VLOOKUP('1. Summary'!$D$7&'1. Summary'!$D$5,'TN LRs'!$A$2:$O$324,5,FALSE),0)","v":0},{"$f":"IFERROR((VLOOKUP(A40,'Efficiency BMPs'!$B$2:$J$12,8,FALSE))*E40*VLOOKUP('1. Summary'!$D$7&'1. Summary'!$D$5,'TP LRs'!$A$2:$O$324,5,FALSE),0)","v":0},{"$f":"IFERROR((VLOOKUP(A40,'Efficiency BMPs'!$B$2:$J$12,9,FALSE))*E40*VLOOKUP('1. Summary'!$D$7&'1. Summary'!$D$5,'TSS LRs'!$A$2:$O$324,5,FALSE),0)","v":0},{"$f":"IFERROR(F40*VLOOKUP('1. Summary'!$D$5,DFs!$B$2:$F$183,3,0),0)","v":0},{"$f":"IFERROR(G40*VLOOKUP('1. Summary'!$D$5,DFs!$B$2:$F$183,4,0),0)","v":0},{"$f":"IFERROR(H40*VLOOKUP('1. Summary'!$D$5,DFs!$B$2:$F$183,5,0),0)","v":0}]
[null,{"$f":"IFERROR(VLOOKUP(A41,'Efficiency BMPs'!$B$2:$C$12,2,FALSE),\"\")","v":""},null,null,null,{"$f":"IFERROR((VLOOKUP(A41,'Efficiency BMPs'!$B$2:$J$12,7,FALSE))*E41*VLOOKUP('1. Summary'!$D$7&'1. Summary'!$D$5,'TN LRs'!$A$2:$O$324,5,FALSE),0)","v":0},{"$f":"IFERROR((VLOOKUP(A41,'Efficiency BMPs'!$B$2:$J$12,8,FALSE))*E41*VLOOKUP('1. Summary'!$D$7&'1. Summary'!$D$5,'TP LRs'!$A$2:$O$324,5,FALSE),0)","v":0},{"$f":"IFERROR((VLOOKUP(A41,'Efficiency BMPs'!$B$2:$J$12,9,FALSE))*E41*VLOOKUP('1. Summary'!$D$7&'1. Summary'!$D$5,'TSS LRs'!$A$2:$O$324,5,FALSE),0)","v":0},{"$f":"IFERROR(F41*VLOOKUP('1. Summary'!$D$5,DFs!$B$2:$F$183,3,0),0)","v":0},{"$f":"IFERROR(G41*VLOOKUP('1. Summary'!$D$5,DFs!$B$2:$F$183,4,0),0)","v":0},{"$f":"IFERROR(H41*VLOOKUP('1. Summary'!$D$5,DFs!$B$2:$F$183,5,0),0)","v":0}]
[null,{"$f":"IFERROR(VLOOKUP(A42,'Efficiency BMPs'!$B$2:$C$12,2,FALSE),\"\")","v":""},null,null,null,{"$f":"IFERROR((VLOOKUP(A42,'Efficiency BMPs'!$B$2:$J$12,7,FALSE))*E42*VLOOKUP('1. Summary'!$D$7&'1. Summary'!$D$5,'TN LRs'!$A$2:$O$324,5,FALSE),0)","v":0},{"$f":"IFERROR((VLOOKUP(A42,'Efficiency BMPs'!$B$2:$J$12,8,FALSE))*E42*VLOOKUP('1. Summary'!$D$7&'1. Summary'!$D$5,'TP LRs'!$A$2:$O$324,5,FALSE),0)","v":0},{"$f":"IFERROR((VLOOKUP(A42,'Efficiency BMPs'!$B$2:$J$12,9,FALSE))*E42*VLOOKUP('1. Summary'!$D$7&'1. Summary'!$D$5,'TSS LRs'!$A$2:$O$324,5,FALSE),0)","v":0},{"$f":"IFERROR(F42*VLOOKUP('1. Summary'!$D$5,DFs!$B$2:$F$183,3,0),0)","v":0},{"$f":"IFERROR(G42*VLOOKUP('1. Summary'!$D$5,DFs!$B$2:$F$183,4,0),0)","v":0},{"$f":"IFERROR(H42*VLOOKUP('1. Summary'!$D$5,DFs!$B$2:$F$183,5,0),0)","v":0}]
[null,{"$f":"IFERROR(VLOOKUP(A43,'Efficiency BMPs'!$B$2:$C$12,2,FALSE),\"\")","v":""},null,null,null,{"$f":"IFERROR((VLOOKUP(A43,'Efficiency BMPs'!$B$2:$J$12,7,FALSE))*E43*VLOOKUP('1. Summary'!$D$7&'1. Summary'!$D$5,'TN LRs'!$A$2:$O$324,5,FALSE),0)","v":0},{"$f":"IFERROR((VLOOKUP(A43,'Efficiency BMPs'!$B$2:$J$12,8,FALSE))*E43*VLOOKUP('1. Summary'!$D$7&'1. Summary'!$D$5,'TP LRs'!$A$2:$O$324,5,FALSE),0)","v":0},{"$f":"IFERROR((VLOOKUP(A43,'Efficiency BMPs'!$B$2:$J$12,9,FALSE))*E43*VLOOKUP('1. Summary'!$D$7&'1. Summary'!$D$5,'TSS LRs'!$A$2:$O$324,5,FALSE),0)","v":0},{"$f":"IFERROR(F43*VLOOKUP('1. Summary'!$D$5,DFs!$B$2:$F$183,3,0),0)","v":0},{"$f":"IFERROR(G43*VLOOKUP('1. Summary'!$D$5,DFs!$B$2:$F$183,4,0),0)","v":0},{"$f":"IFERROR(H43*VLOOKUP('1. Summary'!$D$5,DFs!$B$2:$F$183,5,0),0)","v":0}]
["Total",null,null,null,{"$f":"SUMIF(E39:E43,\"<>#N/A\")","v":0},0,0,0,0,0,0]
[]
["STORM DRAIN CLEANING"]
["User must indicate whether using default enrichment factors. If yes, leave TN and TP input cells blank."]
["Material","Nutrient Enrichment Factor",null,null,"lbs","EOS Load Reduction (lbs/yr)",null,null,"EOT Load Reduction (lbs/yr)"]
[null,"Defaults?","TN","TP",null,"TN","TP","TSS","TN","TP","TSS"]
[null,null,null,null,null,{"$f":"IFERROR(IF($B$50=\"No\",IF($A$50=\"Inorganic\",($E$50*0.7*C50),($E$50*0.2*C50)),IF($A$50=\"Inorganic\",($E$50*0.7*0.0027),($E$50*0.2*0.0111))),0)","v":0},{"$f":"IFERROR(IF($B$50=\"No\",IF($A$50=\"Inorganic\",($E$50*0.7*D50),($E$50*0.2*D50)),IF($A$50=\"Inorganic\",($E$50*0.7*0.0006),($E$50*0.2*0.0012))),0)","v":0},{"$f":"IFERROR(IF(A50=\"Inorganic\",(E50*0.7),(E50*0.2)),0)","v":0},{"$f":"IFERROR(F50*VLOOKUP('1. Summary'!$D$5,DFs!$B$2:$F$183,3,0),0)","v":0},{"$f":"IFERROR(G50*VLOOKUP('1. Summary'!$D$5,DFs!$B$2:$F$183,4,0),0)","v":0},{"$f":"IFERROR(H50*VLOOKUP('1. Summary'!$D$5,DFs!$B$2:$F$183,5,0),0)","v":0}]
[null,null,null,null,null,{"$f":"IFERROR(IF($B$51=\"No\",IF($A$51=\"Inorganic\",($E$51*0.7*C51),($E$51*0.2*C51)),IF($A$51=\"Inorganic\",($E$51*0.7*0.0027),($E$51*0.2*0.0111))),0)","v":0},{"$f":"IFERROR(IF($B$51=\"No\",IF($A$51=\"Inorganic\",($E$51*0.7*D51),($E$51*0.2*D51)),IF($A$51=\"Inorganic\",($E$51*0.7*0.0006),($E$51*0.2*0.0012))),0)","v":0},{"$f":"IFERROR(IF(A51=\"Inorganic\",(E51*0.7),(E51*0.2)),0)","v":0},{"$f":"IFERROR(F51*VLOOKUP('1. Summary'!$D$5,DFs!$B$2:$F$183,3,0),0)","v":0},{"$f":"IFERROR(G51*VLOOKUP('1. Summary'!$D$5,DFs!$B$2:$F$183,4,0),0)","v":0},{"$f":"IFERROR(H51*VLOOKUP('1. Summary'!$D$5,DFs!$B$2:$F$183,5,0),0)","v":0}]
["Total",null,null,null,{"$f":"SUMIF(E50:E51,\"<>#N/A\")","v":0},{"$f":"SUMIF(F50:F51,\"<>#N/A\")","v":0},0,0,0,0,0]
[]
["URBAN NUTRIENT MANAGEMENT"]
["User must indicate whether or not the Fertilizer Act applies to the practice. In general, the Fertilizer Act applies to all practices implemented after 2014."]
["BMP Short Name","BMP Description",null,"Fertilizer Act?","Treated Turf","EOS Load Reduction (lbs/yr)",null,null,"EOT Load Reduction (lbs/yr)"]
[null,null,null,null,"(acres)","TN","TP","TSS","TN","TP","TSS"]
[null,{"$f":"IFERROR(VLOOKUP(A58,'Efficiency BMPs'!$B$47:$C$51,2,FALSE),\"\")","v":""},null,null,null,{"$f":"IFERROR(VLOOKUP('1. Summary'!$D$7&'1. Summary'!$D$5,'TN LRs'!$A$2:$O$324,7,FALSE)*E58*(VLOOKUP(A58,'Efficiency BMPs'!$B$47:$J$51,7,FALSE)),0)","v":0},{"$f":"IFERROR(IF(D58=\"No\",VLOOKUP('1. Summary'!$D$7&'1. Summary'!$D$5,'TP LRs'!$A$2:$O$324,7,FALSE)*E58*(VLOOKUP(A58,'Efficiency BMPs'!$B$47:$J$51,8,FALSE)),VLOOKUP('1. Summary'!$D$7&'1. Summary'!$D$5,'TP LRs'!$A$2:$O$324,7,FALSE)*E58*(VLOOKUP(A58,'Efficiency BMPs'!$B$47:$J$51,8,FALSE))+(0.0413*VLOOKUP('1. Summary'!$D$7&'1. Summary'!$D$5,'TP LRs'!$A$2:$O$324,7,FALSE)*E58)),0)","v":0},{"$f":"IFERROR(VLOOKUP('1. Summary'!$D$7&'1. Summary'!$D$5,'TSS LRs'!$A$2:$O$324,7,FALSE)*E58*(VLOOKUP(A58,'Efficiency BMPs'!$B$47:$J$51,9,FALSE)),0)","v":0},{"$f":"IFERROR(F58*VLOOKUP('1. Summary'!$D$5,DFs!$B$2:$F$183,3,0),0)","v":0},{"$f":"IFERROR(G58*VLOOKUP('1. Summary'!$D$5,DFs!$B$2:$F$183,4,0),0)","v":0},{"$f":"IFERROR(H58*VLOOKUP('1. Summary'!$D$5,DFs!$B$2:$F$183,5,0),0)","v":0}]
[null,{"$f":"IFERROR(VLOOKUP(A59,'Efficiency BMPs'!$B$47:$C$51,2,FALSE),\"\")","v":""},null,null,null,{"$f":"IFERROR(VLOOKUP('1. Summary'!$D$7&'1. Summary'!$D$5,'TN LRs'!$A$2:$O$324,7,FALSE)*E59*(VLOOKUP(A59,'Efficiency BMPs'!$B$47:$J$51,7,FALSE)),0)","v":0},{"$f":"IFERROR(IF(D59=\"No\",VLOOKUP('1. Summary'!$D$7&'1. Summary'!$D$5,'TP LRs'!$A$2:$O$324,7,FALSE)*E59*(VLOOKUP(A59,'Efficiency BMPs'!$B$47:$J$51,8,FALSE)),VLOOKUP('1. Summary'!$D$7&'1. Summary'!$D$5,'TP LRs'!$A$2:$O$324,7,FALSE)*E59*(VLOOKUP(A59,'Efficiency BMPs'!$B$47:$J$51,8,FALSE))+(0.0413*VLOOKUP('1. Summary'!$D$7&'1. Summary'!$D$5,'TP LRs'!$A$2:$O$324,7,FALSE)*E59)),0)","v":0},{"$f":"IFERROR(VLOOKUP('1. Summary'!$D$7&'1. Summary'!$D$5,'TSS LRs'!$A$2:$O$324,7,FALSE)*E59*(VLOOKUP(A59,'Efficiency BMPs'!$B$47:$J$51,9,FALSE)),0)","v":0},{"$f":"IFERROR(F59*VLOOKUP('1. Summary'!$D$5,DFs!$B$2:$F$183,3,0),0)","v":0},{"$f":"IFERROR(G59*VLOOKUP('1. Summary'!$D$5,DFs!$B$2:$F$183,4,0),0)","v":0},{"$f":"IFERROR(H59*VLOOKUP('1. Summary'!$D$5,DFs!$B$2:$F$183,5,0),0)","v":0}]
[null,{"$f":"IFERROR(VLOOKUP(A60,'Efficiency BMPs'!$B$47:$C$51,2,FALSE),\"\")","v":""},null,null,null,{"$f":"IFERROR(VLOOKUP('1. Summary'!$D$7&'1. Summary'!$D$5,'TN LRs'!$A$2:$O$324,7,FALSE)*E60*(VLOOKUP(A60,'Efficiency BMPs'!$B$47:$J$51,7,FALSE)),0)","v":0},{"$f":"IFERROR(IF(D60=\"No\",VLOOKUP('1. Summary'!$D$7&'1. Summary'!$D$5,'TP LRs'!$A$2:$O$324,7,FALSE)*E60*(VLOOKUP(A60,'Efficiency BMPs'!$B$47:$J$51,8,FALSE)),VLOOKUP('1. Summary'!$D$7&'1. Summary'!$D$5,'TP LRs'!$A$2:$O$324,7,FALSE)*E60*(VLOOKUP(A60,'Efficiency BMPs'!$B$47:$J$51,8,FALSE))+(0.0413*VLOOKUP('1. Summary'!$D$7&'1. Summary'!$D$5,'TP LRs'!$A$2:$O$324,7,FALSE)*E60)),0)","v":0},{"$f":"IFERROR(VLOOKUP('1. Summary'!$D$7&'1. Summary'!$D$5,'TSS LRs'!$A$2:$O$324,7,FALSE)*E60*(VLOOKUP(A60,'Efficiency BMPs'!$B$47:$J$51,9,FALSE)),0)","v":0},{"$f":"IFERROR(F60*VLOOKUP('1. Summary'!$D$5,DFs!$B$2:$F$183,3,0),0)","v":0},{"$f":"IFERROR(G60*VLOOKUP('1. Summary'!$D$5,DFs!$B$2:$F$183,4,0),0)","v":0},{"$f":"IFERROR(H60*VLOOKUP('1. Summary'!$D$5,DFs!$B$2:$F$183,5,0),0)","v":0}]
["Total",null,null,null,{"$f":"SUMIF(E58:E60,\"<>#N/A\")","v":0},0,0,0,0,0,0]
[]
["LAND USE CONVERSION BMPS"]
["Populate blue cells below with land use conversion information. Only approved MDE BMPs will be accepted. "]
["Land Use Conversion",null,null,null,"Acres","EOS Load Reduction (lbs/yr)",null,null,"EOT Load Reduction (lbs/yr)"]
["Converting from",null,"Converting to",null,null,"TN","TP","TSS","TN","TP","TSS"]
[null,null,null,null,null,{"$f":"IFERROR(IF(C67=\"Forest with Buffer\",((VLOOKUP('1. Summary'!$D$7&'1. Summary'!$D$5,'TN LRs'!$A$2:$O$324,7,FALSE)-VLOOKUP('1. Summary'!$D$7&'1. Summary'!$D$5,'TN LRs'!$A$2:$O$324,13,FALSE))+(0.25*VLOOKUP('1. Summary'!$D$7&'1. Summary'!$D$5,'TN LRs'!$A$2:$O$324,15,FALSE)))*E67,\nIF(C67=\"Mixed Open with Buffer\", ((VLOOKUP('1. Summary'!$D$7&'1. Summary'!$D$5,'TN LRs'!$A$2:$O$324,7,FALSE)-VLOOKUP('1. Summary'!$D$7&'1. Summary'!$D$5,'TN LRs'!$A$2:$O$324,8,FALSE))+(0.12*VLOOKUP('1. Summary'!$D$7&'1. Summary'!$D$5,'TN LRs'!$A$2:$O$324,15,FALSE)))*E67,\nE67*INDEX('TN LRs'!$A$2:$O$324,MATCH('1. Summary'!$D$7&'1. Summary'!$D$5,'TN LRs'!$A$2:$A$324,0),MATCH(A67,'TN LRs'!$A$1:$O$1,0))-E67*INDEX('TN LRs'!$A$2:$O$324,MATCH('1. Summary'!$D$7&'1. Summary'!$D$5,'TN LRs'!$A$2:$A$324,0),MATCH(C67,'TN LRs'!$A$1:$O$1,0)))),0)","v":0},{"$f":"IFERROR(IF(C67=\"Forest with Buffer\",((VLOOKUP('1. Summary'!$D$7&'1. Summary'!$D$5,'TP LRs'!$A$2:$O$324,7,FALSE)-VLOOKUP('1. Summary'!$D$7&'1. Summary'!$D$5,'TP LRs'!$A$2:$O$324,13,FALSE))+(0.5*VLOOKUP('1. Summary'!$D$7&'1. Summary'!$D$5,'TP LRs'!$A$2:$O$324,15,FALSE)))*E67,\nIF(C67=\"Mixed Open with Buffer\", ((VLOOKUP('1. Summary'!$D$7&'1. Summary'!$D$5,'TP LRs'!$A$2:$O$324,7,FALSE)-VLOOKUP('1. Summary'!$D$7&'1. Summary'!$D$5,'TP LRs'!$A$2:$O$324,8,FALSE))+(0.15*VLOOKUP('1. Summary'!$D$7&'1. Summary'!$D$5,'TP LRs'!$A$2:$O$324,15,FALSE)))*E67,\nE67*INDEX('TP LRs'!$A$2:$O$324,MATCH('1. Summary'!$D$7&'1. Summary'!$D$5,'TP LRs'!$A$2:$A$324,0),MATCH(A67,'TP LRs'!$A$1:$O$1,0))-E67*INDEX('TP LRs'!$A$2:$O$324,MATCH('1. Summary'!$D$7&'1. Summary'!$D$5,'TP LRs'!$A$2:$A$324,0),MATCH(C67,'TP LRs'!$A$1:$O$1,0)))),0)","v":0},{"$f":"IFERROR(IF(C67=\"Forest with Buffer\",((VLOOKUP('1. Summary'!$D$7&'1. Summary'!$D$5,'TSS LRs'!$A$2:$O$324,7,FALSE)-VLOOKUP('1. Summary'!$D$7&'1. Summary'!$D$5,'TSS LRs'!$A$2:$O$324,13,FALSE))+(0.5*VLOOKUP('1. Summary'!$D$7&'1. Summary'!$D$5,'TSS LRs'!$A$2:$O$324,15,FALSE)))*E67,\nIF(C67=\"Mixed Open with Buffer\", ((VLOOKUP('1. Summary'!$D$7&'1. Summary'!$D$5,'TSS LRs'!$A$2:$O$324,7,FALSE)-VLOOKUP('1. Summary'!$D$7&'1. Summary'!$D$5,'TSS LRs'!$A$2:$O$324,8,FALSE))+(0*VLOOKUP('1. Summary'!$D$7&'1. Summary'!$D$5,'TSS LRs'!$A$2:$O$324,15,FALSE)))*E67,\nE67*INDEX('TSS LRs'!$A$2:$O$324,MATCH('1. Summary'!$D$7&'1. Summary'!$D$5,'TSS LRs'!$A$2:$A$324,0),MATCH(A67,'TSS LRs'!$A$1:$O$1,0))-E67*INDEX('TSS LRs'!$A$2:$O$324,MATCH('1. Summary'!$D$7&'1. Summary'!$D$5,'TSS LRs'!$A$2:$A$324,0),MATCH(C67,'TSS LRs'!$A$1:$O$1,0)))),0)","v":0},{"$f":"IFERROR(F67*VLOOKUP('1. Summary'!$D$5,DFs!$B$2:$F$183,3,0),0)","v":0},{"$f":"IFERROR(G67*VLOOKUP('1. Summary'!$D$5,DFs!$B$2:$F$183,4,0),0)","v":0},{"$f":"IFERROR(H67*VLOOKUP('1. Summary'!$D$5,DFs!$B$2:$F$183,5,0),0)","v":0}]
[null,null,null,null,null,{"$f":"IFERROR(IF(C68=\"Forest with Buffer\",((VLOOKUP('1. Summary'!$D$7&'1. Summary'!$D$5,'TN LRs'!$A$2:$O$324,7,FALSE)-VLOOKUP('1. Summary'!$D$7&'1. Summary'!$D$5,'TN LRs'!$A$2:$O$324,13,FALSE))+(0.25*VLOOKUP('1. Summary'!$D$7&'1. Summary'!$D$5,'TN LRs'!$A$2:$O$324,15,FALSE)))*E68,\nIF(C68=\"Mixed Open with Buffer\", ((VLOOKUP('1. Summary'!$D$7&'1. Summary'!$D$5,'TN LRs'!$A$2:$O$324,7,FALSE)-VLOOKUP('1. Summary'!$D$7&'1. Summary'!$D$5,'TN LRs'!$A$2:$O$324,8,FALSE))+(0.12*VLOOKUP('1. Summary'!$D$7&'1. Summary'!$D$5,'TN LRs'!$A$2:$O$324,15,FALSE)))*E68,\nE68*INDEX('TN LRs'!$A$2:$O$324,MATCH('1. Summary'!$D$7&'1. Summary'!$D$5,'TN LRs'!$A$2:$A$324,0),MATCH(A68,'TN LRs'!$A$1:$O$1,0))-E68*INDEX('TN LRs'!$A$2:$O$324,MATCH('1. Summary'!$D$7&'1. Summary'!$D$5,'TN LRs'!$A$2:$A$324,0),MATCH(C68,'TN LRs'!$A$1:$O$1,0)))),0)","v":0},{"$f":"IFERROR(IF(C68=\"Forest with Buffer\",((VLOOKUP('1. Summary'!$D$7&'1. Summary'!$D$5,'TP LRs'!$A$2:$O$324,7,FALSE)-VLOOKUP('1. Summary'!$D$7&'1. Summary'!$D$5,'TP LRs'!$A$2:$O$324,13,FALSE))+(0.5*VLOOKUP('1. Summary'!$D$7&'1. Summary'!$D$5,'TP LRs'!$A$2:$O$324,15,FALSE)))*E68,\nIF(C68=\"Mixed Open with Buffer\", ((VLOOKUP('1. Summary'!$D$7&'1. Summary'!$D$5,'TP LRs'!$A$2:$O$324,7,FALSE)-VLOOKUP('1. Summary'!$D$7&'1. Summary'!$D$5,'TP LRs'!$A$2:$O$324,8,FALSE))+(0.15*VLOOKUP('1. Summary'!$D$7&'1. Summary'!$D$5,'TP LRs'!$A$2:$O$324,15,FALSE)))*E68,\nE68*INDEX('TP LRs'!$A$2:$O$324,MATCH('1. Summary'!$D$7&'1. Summary'!$D$5,'TP LRs'!$A$2:$A$324,0),MATCH(A68,'TP LRs'!$A$1:$O$1,0))-E68*INDEX('TP LRs'!$A$2:$O$324,MATCH('1. Summary'!$D$7&'1. Summary'!$D$5,'TP LRs'!$A$2:$A$324,0),MATCH(C68,'TP LRs'!$A$1:$O$1,0)))),0)","v":0},{"$f":"IFERROR(IF(C68=\"Forest with Buffer\",((VLOOKUP('1. Summary'!$D$7&'1. Summary'!$D$5,'TSS LRs'!$A$2:$O$324,7,FALSE)-VLOOKUP('1. Summary'!$D$7&'1. Summary'!$D$5,'TSS LRs'!$A$2:$O$324,13,FALSE))+(0.5*VLOOKUP('1. Summary'!$D$7&'1. Summary'!$D$5,'TSS LRs'!$A$2:$O$324,15,FALSE)))*E68,\nIF(C68=\"Mixed Open with Buffer\", ((VLOOKUP('1. Summary'!$D$7&'1. Summary'!$D$5,'TSS LRs'!$A$2:$O$324,7,FALSE)-VLOOKUP('1. Summary'!$D$7&'1. Summary'!$D$5,'TSS LRs'!$A$2:$O$324,8,FALSE))+(0*VLOOKUP('1. Summary'!$D$7&'1. Summary'!$D$5,'TSS LRs'!$A$2:$O$324,15,FALSE)))*E68,\nE68*INDEX('TSS LRs'!$A$2:$O$324,MATCH('1. Summary'!$D$7&'1. Summary'!$D$5,'TSS LRs'!$A$2:$A$324,0),MATCH(A68,'TSS LRs'!$A$1:$O$1,0))-E68*INDEX('TSS LRs'!$A$2:$O$324,MATCH('1. Summary'!$D$7&'1. Summary'!$D$5,'TSS LRs'!$A$2:$A$324,0),MATCH(C68,'TSS LRs'!$A$1:$O$1,0)))),0)","v":0},{"$f":"IFERROR(F68*VLOOKUP('1. Summary'!$D$5,DFs!$B$2:$F$183,3,0),0)","v":0},{"$f":"IFERROR(G68*VLOOKUP('1. Summary'!$D$5,DFs!$B$2:$F$183,4,0),0)","v":0},{"$f":"IFERROR(H68*VLOOKUP('1. Summary'!$D$5,DFs!$B$2:$F$183,5,0),0)","v":0}]
[null,null,null,null,null,{"$f":"IFERROR(IF(C69=\"Forest with Buffer\",((VLOOKUP('1. Summary'!$D$7&'1. Summary'!$D$5,'TN LRs'!$A$2:$O$324,7,FALSE)-VLOOKUP('1. Summary'!$D$7&'1. Summary'!$D$5,'TN LRs'!$A$2:$O$324,13,FALSE))+(0.25*VLOOKUP('1. Summary'!$D$7&'1. Summary'!$D$5,'TN LRs'!$A$2:$O$324,15,FALSE)))*E69,\nIF(C69=\"Mixed Open with Buffer\", ((VLOOKUP('1. Summary'!$D$7&'1. Summary'!$D$5,'TN LRs'!$A$2:$O$324,7,FALSE)-VLOOKUP('1. Summary'!$D$7&'1. Summary'!$D$5,'TN LRs'!$A$2:$O$324,8,FALSE))+(0.12*VLOOKUP('1. Summary'!$D$7&'1. Summary'!$D$5,'TN LRs'!$A$2:$O$324,15,FALSE)))*E69,\nE69*INDEX('TN LRs'!$A$2:$O$324,MATCH('1. Summary'!$D$7&'1. Summary'!$D$5,'TN LRs'!$A$2:$A$324,0),MATCH(A69,'TN LRs'!$A$1:$O$1,0))-E69*INDEX('TN LRs'!$A$2:$O$324,MATCH('1. Summary'!$D$7&'1. Summary'!$D$5,'TN LRs'!$A$2:$A$324,0),MATCH(C69,'TN LRs'!$A$1:$O$1,0)))),0)","v":0},{"$f":"IFERROR(IF(C69=\"Forest with Buffer\",((VLOOKUP('1. Summary'!$D$7&'1. Summary'!$D$5,'TP LRs'!$A$2:$O$324,7,FALSE)-VLOOKUP('1. Summary'!$D$7&'1. Summary'!$D$5,'TP LRs'!$A$2:$O$324,13,FALSE))+(0.5*VLOOKUP('1. Summary'!$D$7&'1. Summary'!$D$5,'TP LRs'!$A$2:$O$324,15,FALSE)))*E69,\nIF(C69=\"Mixed Open with Buffer\", ((VLOOKUP('1. Summary'!$D$7&'1. Summary'!$D$5,'TP LRs'!$A$2:$O$324,7,FALSE)-VLOOKUP('1. Summary'!$D$7&'1. Summary'!$D$5,'TP LRs'!$A$2:$O$324,8,FALSE))+(0.15*VLOOKUP('1. Summary'!$D$7&'1. Summary'!$D$5,'TP LRs'!$A$2:$O$324,15,FALSE)))*E69,\nE69*INDEX('TP LRs'!$A$2:$O$324,MATCH('1. Summary'!$D$7&'1. Summary'!$D$5,'TP LRs'!$A$2:$A$324,0),MATCH(A69,'TP LRs'!$A$1:$O$1,0))-E69*INDEX('TP LRs'!$A$2:$O$324,MATCH('1. Summary'!$D$7&'1. Summary'!$D$5,'TP LRs'!$A$2:$A$324,0),MATCH(C69,'TP LRs'!$A$1:$O$1,0)))),0)","v":0},{"$f":"IFERROR(IF(C69=\"Forest with Buffer\",((VLOOKUP('1. Summary'!$D$7&'1. Summary'!$D$5,'TSS LRs'!$A$2:$O$324,7,FALSE)-VLOOKUP('1. Summary'!$D$7&'1. Summary'!$D$5,'TSS LRs'!$A$2:$O$324,13,FALSE))+(0.5*VLOOKUP('1. Summary'!$D$7&'1. Summary'!$D$5,'TSS LRs'!$A$2:$O$324,15,FALSE)))*E69,\nIF(C69=\"Mixed Open with Buffer\", ((VLOOKUP('1. Summary'!$D$7&'1. Summary'!$D$5,'TSS LRs'!$A$2:$O$324,7,FALSE)-VLOOKUP('1. Summary'!$D$7&'1. Summary'!$D$5,'TSS LRs'!$A$2:$O$324,8,FALSE))+(0*VLOOKUP('1. Summary'!$D$7&'1. Summary'!$D$5,'TSS LRs'!$A$2:$O$324,15,FALSE)))*E69,\nE69*INDEX('TSS LRs'!$A$2:$O$324,MATCH('1. Summary'!$D$7&'1. Summary'!$D$5,'TSS LRs'!$A$2:$A$324,0),MATCH(A69,'TSS LRs'!$A$1:$O$1,0))-E69*INDEX('TSS LRs'!$A$2:$O$324,MATCH('1. Summary'!$D$7&'1. Summary'!$D$5,'TSS LRs'!$A$2:$A$324,0),MATCH(C69,'TSS LRs'!$A$1:$O$1,0)))),0)","v":0},{"$f":"IFERROR(F69*VLOOKUP('1. Summary'!$D$5,DFs!$B$2:$F$183,3,0),0)","v":0},{"$f":"IFERROR(G69*VLOOKUP('1. Summary'!$D$5,DFs!$B$2:$F$183,4,0),0)","v":0},{"$f":"IFERROR(H69*VLOOKUP('1. Summary'!$D$5,DFs!$B$2:$F$183,5,0),0)","v":0}]
[null,null,null,null,null,{"$f":"IFERROR(IF(C70=\"Forest with Buffer\",((VLOOKUP('1. Summary'!$D$7&'1. Summary'!$D$5,'TN LRs'!$A$2:$O$324,7,FALSE)-VLOOKUP('1. Summary'!$D$7&'1. Summary'!$D$5,'TN LRs'!$A$2:$O$324,13,FALSE))+(0.25*VLOOKUP('1. Summary'!$D$7&'1. Summary'!$D$5,'TN LRs'!$A$2:$O$324,15,FALSE)))*E70,\nIF(C70=\"Mixed Open with Buffer\", ((VLOOKUP('1. Summary'!$D$7&'1. Summary'!$D$5,'TN LRs'!$A$2:$O$324,7,FALSE)-VLOOKUP('1. Summary'!$D$7&'1. Summary'!$D$5,'TN LRs'!$A$2:$O$324,8,FALSE))+(0.12*VLOOKUP('1. Summary'!$D$7&'1. Summary'!$D$5,'TN LRs'!$A$2:$O$324,15,FALSE)))*E70,\nE70*INDEX('TN LRs'!$A$2:$O$324,MATCH('1. Summary'!$D$7&'1. Summary'!$D$5,'TN LRs'!$A$2:$A$324,0),MATCH(A70,'TN LRs'!$A$1:$O$1,0))-E70*INDEX('TN LRs'!$A$2:$O$324,MATCH('1. Summary'!$D$7&'1. Summary'!$D$5,'TN LRs'!$A$2:$A$324,0),MATCH(C70,'TN LRs'!$A$1:$O$1,0)))),0)","v":0},{"$f":"IFERROR(IF(C70=\"Forest with Buffer\",((VLOOKUP('1. Summary'!$D$7&'1. Summary'!$D$5,'TP LRs'!$A$2:$O$324,7,FALSE)-VLOOKUP('1. Summary'!$D$7&'1. Summary'!$D$5,'TP LRs'!$A$2:$O$324,13,FALSE))+(0.5*VLOOKUP('1. Summary'!$D$7&'1. Summary'!$D$5,'TP LRs'!$A$2:$O$324,15,FALSE)))*E70,\nIF(C70=\"Mixed Open with Buffer\", ((VLOOKUP('1. Summary'!$D$7&'1. Summary'!$D$5,'TP LRs'!$A$2:$O$324,7,FALSE)-VLOOKUP('1. Summary'!$D$7&'1. Summary'!$D$5,'TP LRs'!$A$2:$O$324,8,FALSE))+(0.15*VLOOKUP('1. Summary'!$D$7&'1. Summary'!$D$5,'TP LRs'!$A$2:$O$324,15,FALSE)))*E70,\nE70*INDEX('TP LRs'!$A$2:$O$324,MATCH('1. Summary'!$D$7&'1. Summary'!$D$5,'TP LRs'!$A$2:$A$324,0),MATCH(A70,'TP LRs'!$A$1:$O$1,0))-E70*INDEX('TP LRs'!$A$2:$O$324,MATCH('1. Summary'!$D$7&'1. Summary'!$D$5,'TP LRs'!$A$2:$A$324,0),MATCH(C70,'TP LRs'!$A$1:$O$1,0)))),0)","v":0},{"$f":"IFERROR(IF(C70=\"Forest with Buffer\",((VLOOKUP('1. Summary'!$D$7&'1. Summary'!$D$5,'TSS LRs'!$A$2:$O$324,7,FALSE)-VLOOKUP('1. Summary'!$D$7&'1. Summary'!$D$5,'TSS LRs'!$A$2:$O$324,13,FALSE))+(0.5*VLOOKUP('1. Summary'!$D$7&'1. Summary'!$D$5,'TSS LRs'!$A$2:$O$324,15,FALSE)))*E70,\nIF(C70=\"Mixed Open with Buffer\", ((VLOOKUP('1. Summary'!$D$7&'1. Summary'!$D$5,'TSS LRs'!$A$2:$O$324,7,FALSE)-VLOOKUP('1. Summary'!$D$7&'1. Summary'!$D$5,'TSS LRs'!$A$2:$O$324,8,FALSE))+(0*VLOOKUP('1. Summary'!$D$7&'1. Summary'!$D$5,'TSS LRs'!$A$2:$O$324,15,FALSE)))*E70,\nE70*INDEX('TSS LRs'!$A$2:$O$324,MATCH('1. Summary'!$D$7&'1. Summary'!$D$5,'TSS LRs'!$A$2:$A$324,0),MATCH(A70,'TSS LRs'!$A$1:$O$1,0))-E70*INDEX('TSS LRs'!$A$2:$O$324,MATCH('1. Summary'!$D$7&'1. Summary'!$D$5,'TSS LRs'!$A$2:$A$324,0),MATCH(C70,'TSS LRs'!$A$1:$O$1,0)))),0)","v":0},{"$f":"IFERROR(F70*VLOOKUP('1. Summary'!$D$5,DFs!$B$2:$F$183,3,0),0)","v":0},{"$f":"IFERROR(G70*VLOOKUP('1. Summary'!$D$5,DFs!$B$2:$F$183,4,0),0)","v":0},{"$f":"IFERROR(H70*VLOOKUP('1. Summary'!$D$5,DFs!$B$2:$F$183,5,0),0)","v":0}]
[null,null,null,null,null,{"$f":"IFERROR(IF(C71=\"Forest with Buffer\",((VLOOKUP('1. Summary'!$D$7&'1. Summary'!$D$5,'TN LRs'!$A$2:$O$324,7,FALSE)-VLOOKUP('1. Summary'!$D$7&'1. Summary'!$D$5,'TN LRs'!$A$2:$O$324,13,FALSE))+(0.25*VLOOKUP('1. Summary'!$D$7&'1. Summary'!$D$5,'TN LRs'!$A$2:$O$324,15,FALSE)))*E71,\nIF(C71=\"Mixed Open with Buffer\", ((VLOOKUP('1. Summary'!$D$7&'1. Summary'!$D$5,'TN LRs'!$A$2:$O$324,7,FALSE)-VLOOKUP('1. Summary'!$D$7&'1. Summary'!$D$5,'TN LRs'!$A$2:$O$324,8,FALSE))+(0.12*VLOOKUP('1. Summary'!$D$7&'1. Summary'!$D$5,'TN LRs'!$A$2:$O$324,15,FALSE)))*E71,\nE71*INDEX('TN LRs'!$A$2:$O$324,MATCH('1. Summary'!$D$7&'1. Summary'!$D$5,'TN LRs'!$A$2:$A$324,0),MATCH(A71,'TN LRs'!$A$1:$O$1,0))-E71*INDEX('TN LRs'!$A$2:$O$324,MATCH('1. Summary'!$D$7&'1. Summary'!$D$5,'TN LRs'!$A$2:$A$324,0),MATCH(C71,'TN LRs'!$A$1:$O$1,0)))),0)","v":0},{"$f":"IFERROR(IF(C71=\"Forest with Buffer\",((VLOOKUP('1. Summary'!$D$7&'1. Summary'!$D$5,'TP LRs'!$A$2:$O$324,7,FALSE)-VLOOKUP('1. Summary'!$D$7&'1. Summary'!$D$5,'TP LRs'!$A$2:$O$324,13,FALSE))+(0.5*VLOOKUP('1. Summary'!$D$7&'1. Summary'!$D$5,'TP LRs'!$A$2:$O$324,15,FALSE)))*E71,\nIF(C71=\"Mixed Open with Buffer\", ((VLOOKUP('1. Summary'!$D$7&'1. Summary'!$D$5,'TP LRs'!$A$2:$O$324,7,FALSE)-VLOOKUP('1. Summary'!$D$7&'1. Summary'!$D$5,'TP LRs'!$A$2:$O$324,8,FALSE))+(0.15*VLOOKUP('1. Summary'!$D$7&'1. Summary'!$D$5,'TP LRs'!$A$2:$O$324,15,FALSE)))*E71,\nE71*INDEX('TP LRs'!$A$2:$O$324,MATCH('1. Summary'!$D$7&'1. Summary'!$D$5,'TP LRs'!$A$2:$A$324,0),MATCH(A71,'TP LRs'!$A$1:$O$1,0))-E71*INDEX('TP LRs'!$A$2:$O$324,MATCH('1. Summary'!$D$7&'1. Summary'!$D$5,'TP LRs'!$A$2:$A$324,0),MATCH(C71,'TP LRs'!$A$1:$O$1,0)))),0)","v":0},{"$f":"IFERROR(IF(C71=\"Forest with Buffer\",((VLOOKUP('1. Summary'!$D$7&'1. Summary'!$D$5,'TSS LRs'!$A$2:$O$324,7,FALSE)-VLOOKUP('1. Summary'!$D$7&'1. Summary'!$D$5,'TSS LRs'!$A$2:$O$324,13,FALSE))+(0.5*VLOOKUP('1. Summary'!$D$7&'1. Summary'!$D$5,'TSS LRs'!$A$2:$O$324,15,FALSE)))*E71,\nIF(C71=\"Mixed Open with Buffer\", ((VLOOKUP('1. Summary'!$D$7&'1. Summary'!$D$5,'TSS LRs'!$A$2:$O$324,7,FALSE)-VLOOKUP('1. Summary'!$D$7&'1. Summary'!$D$5,'TSS LRs'!$A$2:$O$324,8,FALSE))+(0*VLOOKUP('1. Summary'!$D$7&'1. Summary'!$D$5,'TSS LRs'!$A$2:$O$324,15,FALSE)))*E71,\nE71*INDEX('TSS LRs'!$A$2:$O$324,MATCH('1. Summary'!$D$7&'1. Summary'!$D$5,'TSS LRs'!$A$2:$A$324,0),MATCH(A71,'TSS LRs'!$A$1:$O$1,0))-E71*INDEX('TSS LRs'!$A$2:$O$324,MATCH('1. Summary'!$D$7&'1. Summary'!$D$5,'TSS LRs'!$A$2:$A$324,0),MATCH(C71,'TSS LRs'!$A$1:$O$1,0)))),0)","v":0},{"$f":"IFERROR(F71*VLOOKUP('1. Summary'!$D$5,DFs!$B$2:$F$183,3,0),0)","v":0},{"$f":"IFERROR(G71*VLOOKUP('1. Summary'!$D$5,DFs!$B$2:$F$183,4,0),0)","v":0},{"$f":"IFERROR(H71*VLOOKUP('1. Summary'!$D$5,DFs!$B$2:$F$183,5,0),0)","v":0}]
["Total",null,null,null,{"$f":"SUMIF(E67:E71,\"<>#N/A\")","v":0},0,0,0,0,0,0]
[]
[]
[]
["STORMWATER MANAGEMENT BMPs "]
["Populate blue cells below with stormwater management BMP information. Enter Aggregate Impervious information OR Impervious Road and Impervious NonRoad information, but not both. Cells will be grayed out based on specific or non-specific land use selection. For RR/ST BMPs, users have two options: 1) Input applicable BMPs by type and use the BMP efficiency to determine the load reduction or 2) designate the BMP as an RR or ST practice and use the Pe treated to determine the load reduction. User must desginate if a Floating Treatment Wetland is present."]
[]
["BMP Short Name","BMP Description",null,"Pe, if applicable","Floating Treatment Wetland?","Treated (acres)",null,null,null,"EOS Load Reduction (lbs/yr)",null,null,"EOT Load Reduction (lbs/yr)"]
[null,null,null,null,null,"Aggregate Impervious","Impervious Road","Impervious NonRoad","Turf","TN","TP","TSS","TN","TP","TSS"]
[null,{"$f":"IFERROR(VLOOKUP(A81,'Efficiency BMPs'!$B$13:$C$36,2,FALSE),\"\")","v":""},null,null,null,null,null,null,null,{"$f":"IFERROR(IF('1. Summary'!$D$12=\"No\",\nIF(A81=\"RR\",VLOOKUP('1. Summary'!$D$7&'1. Summary'!$D$5,'TN LRs'!$A$2:$O$324,4,FALSE)*F81*(1-(1-((0.0308*D81^5)-(0.2562*D81^4)+(0.8634*D81^3)-(1.5285*D81^2)+(1.501*D81)-0.013))*(1-(VLOOKUP(E81,'Efficiency BMPs'!$B$52:$J$57,7,FALSE))))+VLOOKUP('1. Summary'!$D$7&'1. Summary'!$D$5,'TN LRs'!$A$2:$O$324,7,FALSE)*I81*(1-(1-((0.0308*D81^5)-(0.2562*D81^4)+(0.8634*D81^3)-(1.5285*D81^2)+(1.501*D81)-0.013))*(1-(VLOOKUP(E81,'Efficiency BMPs'!$B$52:$J$57,7,FALSE)))),\nIF(A81=\"ST\",VLOOKUP('1. Summary'!$D$7&'1. Summary'!$D$5,'TN LRs'!$A$2:$O$324,4,FALSE)*F81*(1-(1-((0.0152*D81^5)-(0.131*D81^4)+(0.4581*D81^3)-(0.8418*D81^2)+(0.8536*D81)-0.0046))*(1-(VLOOKUP(E81,'Efficiency BMPs'!$B$52:$J$57,7,FALSE))))+VLOOKUP('1. Summary'!$D$7&'1. Summary'!$D$5,'TN LRs'!$A$2:$O$324,7,FALSE)*I81*(1-(1-((0.0152*D81^5)-(0.131*D81^4)+(0.4581*D81^3)-(0.8418*D81^2)+(0.8536*D81)-0.0046))*(1-(VLOOKUP(E81,'Efficiency BMPs'!$B$52:$J$57,7,FALSE)))),\nVLOOKUP('1. Summary'!$D$7&'1. Summary'!$D$5,'TN LRs'!$A$2:$O$324,4,FALSE)*F81*(1-(1-(VLOOKUP(A81,'Efficiency BMPs'!$B$13:$J$43,7,FALSE)))*(1-(VLOOKUP(E81,'Efficiency BMPs'!$B$52:$J$57,7,FALSE))))+VLOOKUP('1. Summary'!$D$7&'1. Summary'!$D$5,'TN LRs'!$A$2:$O$324,7,FALSE)*I81*(1-(1-(VLOOKUP(A81,'Efficiency BMPs'!$B$13:$J$43,7,FALSE)))*(1-(VLOOKUP(E81,'Efficiency BMPs'!$B$52:$J$57,7,FALSE)))))),\nIF(A81=\"RR\",VLOOKUP('1. Summary'!$D$7&'1. Summary'!$D$5,'TN LRs'!$A$2:$O$324,5,FALSE)*G81*(1-(1-(((0.0308*D81^5)-(0.2562*D81^4)+(0.8634*D81^3)-(1.5285*D81^2)+(1.501*D81)-0.013)))*(1-(VLOOKUP(E81,'Efficiency BMPs'!$B$52:$J$57,7,FALSE))))+VLOOKUP('1. Summary'!$D$7&'1. Summary'!$D$5,'TN LRs'!$A$2:$O$324,6,FALSE)*H81*(1-(1-(((0.0308*D81^5)-(0.2562*D81^4)+(0.8634*D81^3)-(1.5285*D81^2)+(1.501*D81)-0.013)))*(1-(VLOOKUP(E81,'Efficiency BMPs'!$B$52:$J$57,7,FALSE))))+VLOOKUP('1. Summary'!$D$7&'1. Summary'!$D$5,'TN LRs'!$A$2:$O$324,7,FALSE)*I81*(1-(1-(((0.0308*D81^5)-(0.2562*D81^4)+(0.8634*D81^3)-(1.5285*D81^2)+(1.501*D81)-0.013)))*(1-(VLOOKUP(E81,'Efficiency BMPs'!$B$52:$J$57,7,FALSE)))),\nIF(A81=\"ST\",VLOOKUP('1. Summary'!$D$7&'1. Summary'!$D$5,'TN LRs'!$A$2:$O$324,5,FALSE)*G81*(1-(1-(((0.0152*D81^5)-(0.131*D81^4)+(0.4581*D81^3)-(0.8418*D81^2)+(0.8536*D81)-0.0046)))*(1-(VLOOKUP(E81,'Efficiency BMPs'!$B$52:$J$57,7,FALSE))))+VLOOKUP('1. Summary'!$D$7&'1. Summary'!$D$5,'TN LRs'!$A$2:$O$324,6,FALSE)*H81*(1-(1-(((0.0152*D81^5)-(0.131*D81^4)+(0.4581*D81^3)-(0.8418*D81^2)+(0.8536*D81)-0.0046)))*(1-(VLOOKUP(E81,'Efficiency BMPs'!$B$52:$J$57,7,FALSE))))+VLOOKUP('1. Summary'!$D$7&'1. Summary'!$D$5,'TN LRs'!$A$2:$O$324,7,FALSE)*I81*(1-(1-(((0.0152*D81^5)-(0.131*D81^4)+(0.4581*D81^3)-(0.8418*D81^2)+(0.8536*D81)-0.0046)))*(1-(VLOOKUP(E81,'Efficiency BMPs'!$B$52:$J$57,7,FALSE)))),\nVLOOKUP('1. Summary'!$D$7&'1. Summary'!$D$5,'TN LRs'!$A$2:$O$324,5,FALSE)*G81*(1-(1-(VLOOKUP(A81,'Efficiency BMPs'!$B$13:$J$43,7,FALSE)))*(1-(VLOOKUP(E81,'Efficiency BMPs'!$B$52:$J$57,7,FALSE))))+VLOOKUP('1. Summary'!$D$7&'1. Summary'!$D$5,'TN LRs'!$A$2:$O$324,6,FALSE)*H81*(1-(1-(VLOOKUP(A81,'Efficiency BMPs'!$B$13:$J$43,7,FALSE)))*(1-(VLOOKUP(E81,'Efficiency BMPs'!$B$52:$J$57,7,FALSE))))+VLOOKUP('1. Summary'!$D$7&'1. Summary'!$D$5,'TN LRs'!$A$2:$O$324,7,FALSE)*I81*(1-(1-(VLOOKUP(A81,'Efficiency BMPs'!$B$13:$J$43,7,FALSE)))*(1-(VLOOKUP(E81,'Efficiency BMPs'!$B$52:$J$57,7,FALSE))))))),0)","v":0},{"$f":"IFERROR(IF('1. Summary'!$D$12=\"No\",\nIF(A81=\"RR\",VLOOKUP('1. Summary'!$D$7&'1. Summary'!$D$5,'TP LRs'!$A$2:$O$324,4,FALSE)*F81*(1-(1-((0.0304*D81^5)-(0.2619*D81^4)+(0.9161*D81^3)-(1.6837*D81^2)+(1.7072*D81)-0.0091))*(1-(VLOOKUP(E81,'Efficiency BMPs'!$B$52:$J$57,8,FALSE))))+VLOOKUP('1. Summary'!$D$7&'1. Summary'!$D$5,'TP LRs'!$A$2:$O$324,7,FALSE)*I81*(1-(1-((0.0304*D81^5)-(0.2619*D81^4)+(0.9161*D81^3)-(1.6837*D81^2)+(1.7072*D81)-0.0091))*(1-(VLOOKUP(E81,'Efficiency BMPs'!$B$52:$J$57,8,FALSE)))),\nIF(A81=\"ST\",VLOOKUP('1. Summary'!$D$7&'1. Summary'!$D$5,'TP LRs'!$A$2:$O$324,4,FALSE)*F81*(1-(1-((0.0239*D81^5)-(0.2058*D81^4)+(0.7198*D81^3)-(1.3229*D81^2)+(1.3414*D81)-0.0072))*(1-(VLOOKUP(E81,'Efficiency BMPs'!$B$52:$J$57,8,FALSE))))+VLOOKUP('1. Summary'!$D$7&'1. Summary'!$D$5,'TP LRs'!$A$2:$O$324,7,FALSE)*I81*(1-(1-((0.0239*D81^5)-(0.2058*D81^4)+(0.7198*D81^3)-(1.3229*D81^2)+(1.3414*D81)-0.0072))*(1-(VLOOKUP(E81,'Efficiency BMPs'!$B$52:$J$57,8,FALSE)))),\nVLOOKUP('1. Summary'!$D$7&'1. Summary'!$D$5,'TP LRs'!$A$2:$O$324,4,FALSE)*F81*(1-(1-(VLOOKUP(A81,'Efficiency BMPs'!$B$13:$J$43,8,FALSE)))*(1-(VLOOKUP(E81,'Efficiency BMPs'!$B$52:$J$57,8,FALSE))))+VLOOKUP('1. Summary'!$D$7&'1. Summary'!$D$5,'TP LRs'!$A$2:$O$324,7,FALSE)*I81*(1-(1-(VLOOKUP(A81,'Efficiency BMPs'!$B$13:$J$43,8,FALSE)))*(1-(VLOOKUP(E81,'Efficiency BMPs'!$B$52:$J$57,8,FALSE)))))),\nIF(A81=\"RR\",VLOOKUP('1. Summary'!$D$7&'1. Summary'!$D$5,'TP LRs'!$A$2:$O$324,5,FALSE)*G81*(1-(1-(((0.0304*D81^5)-(0.2619*D81^4)+(0.9161*D81^3)-(1.6837*D81^2)+(1.7072*D81)-0.0091)))*(1-(VLOOKUP(E81,'Efficiency BMPs'!$B$52:$J$57,8,FALSE))))+VLOOKUP('1. Summary'!$D$7&'1. Summary'!$D$5,'TP LRs'!$A$2:$O$324,6,FALSE)*H81*(1-(1-(((0.0304*D81^5)-(0.2619*D81^4)+(0.9161*D81^3)-(1.6837*D81^2)+(1.7072*D81)-0.0091)))*(1-(VLOOKUP(E81,'Efficiency BMPs'!$B$52:$J$57,8,FALSE))))+VLOOKUP('1. Summary'!$D$7&'1. Summary'!$D$5,'TP LRs'!$A$2:$O$324,7,FALSE)*I81*(1-(1-(((0.0304*D81^5)-(0.2619*D81^4)+(0.9161*D81^3)-(1.6837*D81^2)+(1.7072*D81)-0.0091)))*(1-(VLOOKUP(E81,'Efficiency BMPs'!$B$52:$J$57,8,FALSE)))),\nIF(A81=\"ST\",VLOOKUP('1. Summary'!$D$7&'1. Summary'!$D$5,'TP LRs'!$A$2:$O$324,5,FALSE)*G81*(1-(1-(((0.0239*D81^5)-(0.2058*D81^4)+(0.7198*D81^3)-(1.3229*D81^2)+(1.3414*D81)-0.0072)))*(1-(VLOOKUP(E81,'Efficiency BMPs'!$B$52:$J$57,8,FALSE))))+VLOOKUP('1. Summary'!$D$7&'1. Summary'!$D$5,'TP LRs'!$A$2:$O$324,6,FALSE)*H81*(1-(1-(((0.0239*D81^5)-(0.2058*D81^4)+(0.7198*D81^3)-(1.3229*D81^2)+(1.3414*D81)-0.0072)))*(1-(VLOOKUP(E81,'Efficiency BMPs'!$B$52:$J$57,8,FALSE))))+VLOOKUP('1. Summary'!$D$7&'1. Summary'!$D$5,'TP LRs'!$A$2:$O$324,7,FALSE)*I81*(1-(1-(((0.0239*D81^5)-(0.2058*D81^4)+(0.7198*D81^3)-(1.3229*D81^2)+(1.3414*D81)-0.0072)))*(1-(VLOOKUP(E81,'Efficiency BMPs'!$B$52:$J$57,8,FALSE)))),\nVLOOKUP('1. Summary'!$D$7&'1. Summary'!$D$5,'TP LRs'!$A$2:$O$324,5,FALSE)*G81*(1-(1-(VLOOKUP(A81,'Efficiency BMPs'!$B$13:$J$43,8,FALSE)))*(1-(VLOOKUP(E81,'Efficiency BMPs'!$B$52:$J$57,8,FALSE))))+VLOOKUP('1. Summary'!$D$7&'1. Summary'!$D$5,'TP LRs'!$A$2:$O$324,6,FALSE)*H81*(1-(1-(VLOOKUP(A81,'Efficiency BMPs'!$B$13:$J$43,8,FALSE)))*(1-(VLOOKUP(E81,'Efficiency BMPs'!$B$52:$J$57,8,FALSE))))+VLOOKUP('1. Summary'!$D$7&'1. Summary'!$D$5,'TP LRs'!$A$2:$O$324,7,FALSE)*I81*(1-(1-(VLOOKUP(A81,'Efficiency BMPs'!$B$13:$J$43,8,FALSE)))*(1-(VLOOKUP(E81,'Efficiency BMPs'!$B$52:$J$57,8,FALSE))))))),0)","v":0},{"$f":"IFERROR(IF('1. Summary'!$D$12=\"No\",\nIF(A81=\"RR\",VLOOKUP('1. Summary'!$D$7&'1. Summary'!$D$5,'TSS LRs'!$A$2:$O$324,4,FALSE)*F81*(1-(1-((0.0326*D81^5)-(0.2806*D81^4)+(0.9816*D81^3)-(1.8039*D81^2)+(1.8292*D81)-0.0098))*(1-(VLOOKUP(E81,'Efficiency BMPs'!$B$52:$J$57,9,FALSE))))+VLOOKUP('1. Summary'!$D$7&'1. Summary'!$D$5,'TSS LRs'!$A$2:$O$324,7,FALSE)*I81*(1-(1-((0.0326*D81^5)-(0.2806*D81^4)+(0.9816*D81^3)-(1.8039*D81^2)+(1.8292*D81)-0.0098))*(1-(VLOOKUP(E81,'Efficiency BMPs'!$B$52:$J$57,9,FALSE)))),\nIF(A81=\"ST\",VLOOKUP('1. Summary'!$D$7&'1. Summary'!$D$5,'TSS LRs'!$A$2:$O$324,4,FALSE)*F81*(1-(1-((0.0304*D81^5)-(0.2619*D81^4)+(0.9161*D81^3)-(1.6837*D81^2)+(1.7072*D81)-0.0091))*(1-(VLOOKUP(E81,'Efficiency BMPs'!$B$52:$J$57,9,FALSE))))+VLOOKUP('1. Summary'!$D$7&'1. Summary'!$D$5,'TSS LRs'!$A$2:$O$324,7,FALSE)*I81*(1-(1-((0.0304*D81^5)-(0.2619*D81^4)+(0.9161*D81^3)-(1.6837*D81^2)+(1.7072*D81)-0.0091))*(1-(VLOOKUP(E81,'Efficiency BMPs'!$B$52:$J$57,9,FALSE)))),\nVLOOKUP('1. Summary'!$D$7&'1. Summary'!$D$5,'TSS LRs'!$A$2:$O$324,4,FALSE)*F81*(1-(1-(VLOOKUP(A81,'Efficiency BMPs'!$B$13:$J$43,9,FALSE)))*(1-(VLOOKUP(E81,'Efficiency BMPs'!$B$52:$J$57,9,FALSE))))+VLOOKUP('1. Summary'!$D$7&'1. Summary'!$D$5,'TSS LRs'!$A$2:$O$324,7,FALSE)*I81*(1-(1-(VLOOKUP(A81,'Efficiency BMPs'!$B$13:$J$43,9,FALSE)))*(1-(VLOOKUP(E81,'Efficiency BMPs'!$B$52:$J$57,9,FALSE)))))),\nIF(A81=\"RR\",VLOOKUP('1. Summary'!$D$7&'1. Summary'!$D$5,'TSS LRs'!$A$2:$O$324,5,FALSE)*G81*(1-(1-(((0.0326*D81^5)-(0.2806*D81^4)+(0.9816*D81^3)-(1.8039*D81^2)+(1.8292*D81)-0.0098)))*(1-(VLOOKUP(E81,'Efficiency BMPs'!$B$52:$J$57,9,FALSE))))+VLOOKUP('1. Summary'!$D$7&'1. Summary'!$D$5,'TSS LRs'!$A$2:$O$324,6,FALSE)*H81*(1-(1-(((0.0326*D81^5)-(0.2806*D81^4)+(0.9816*D81^3)-(1.8039*D81^2)+(1.8292*D81)-0.0098)))*(1-(VLOOKUP(E81,'Efficiency BMPs'!$B$52:$J$57,9,FALSE))))+VLOOKUP('1. Summary'!$D$7&'1. Summary'!$D$5,'TSS LRs'!$A$2:$O$324,7,FALSE)*I81*(1-(1-(((0.0326*D81^5)-(0.2806*D81^4)+(0.9816*D81^3)-(1.8039*D81^2)+(1.8292*D81)-0.0098)))*(1-(VLOOKUP(E81,'Efficiency BMPs'!$B$52:$J$57,9,FALSE)))),\nIF(A81=\"ST\",VLOOKUP('1. Summary'!$D$7&'1. Summary'!$D$5,'TSS LRs'!$A$2:$O$324,5,FALSE)*G81*(1-(1-(((0.0304*D81^5)-(0.2619*D81^4)+(0.9161*D81^3)-(1.6837*D81^2)+(1.7072*D81)-0.0091)))*(1-(VLOOKUP(E81,'Efficiency BMPs'!$B$52:$J$57,9,FALSE))))+VLOOKUP('1. Summary'!$D$7&'1. Summary'!$D$5,'TSS LRs'!$A$2:$O$324,6,FALSE)*H81*(1-(1-(((0.0304*D81^5)-(0.2619*D81^4)+(0.9161*D81^3)-(1.6837*D81^2)+(1.7072*D81)-0.0091)))*(1-(VLOOKUP(E81,'Efficiency BMPs'!$B$52:$J$57,9,FALSE))))+VLOOKUP('1. Summary'!$D$7&'1. Summary'!$D$5,'TSS LRs'!$A$2:$O$324,7,FALSE)*I81*(1-(1-(((0.0304*D81^5)-(0.2619*D81^4)+(0.9161*D81^3)-(1.6837*D81^2)+(1.7072*D81)-0.0091)))*(1-(VLOOKUP(E81,'Efficiency BMPs'!$B$52:$J$57,9,FALSE)))),\nVLOOKUP('1. Summary'!$D$7&'1. Summary'!$D$5,'TSS LRs'!$A$2:$O$324,5,FALSE)*G81*(1-(1-(VLOOKUP(A81,'Efficiency BMPs'!$B$13:$J$43,9,FALSE)))*(1-(VLOOKUP(E81,'Efficiency BMPs'!$B$52:$J$57,9,FALSE))))+VLOOKUP('1. Summary'!$D$7&'1. Summary'!$D$5,'TSS LRs'!$A$2:$O$324,6,FALSE)*H81*(1-(1-(VLOOKUP(A81,'Efficiency BMPs'!$B$13:$J$43,9,FALSE)))*(1-(VLOOKUP(E81,'Efficiency BMPs'!$B$52:$J$57,9,FALSE))))+VLOOKUP('1. Summary'!$D$7&'1. Summary'!$D$5,'TSS LRs'!$A$2:$O$324,7,FALSE)*I81*(1-(1-(VLOOKUP(A81,'Efficiency BMPs'!$B$13:$J$43,9,FALSE)))*(1-(VLOOKUP(E81,'Efficiency BMPs'!$B$52:$J$57,9,FALSE))))))),0)","v":0},{"$f":"IFERROR(J81*VLOOKUP('1. Summary'!$D$5,DFs!$B$2:$F$183,3,0),0)","v":0},{"$f":"IFERROR(K81*VLOOKUP('1. Summary'!$D$5,DFs!$B$2:$F$183,4,0),0)","v":0},{"$f":"IFERROR(L81*VLOOKUP('1. Summary'!$D$5,DFs!$B$2:$F$183,5,0),0)","v":0}]
[null,{"$f":"IFERROR(VLOOKUP(A82,'Efficiency BMPs'!$B$13:$C$36,2,FALSE),\"\")","v":""},null,null,null,null,null,null,null,{"$f":"IFERROR(IF('1. Summary'!$D$12=\"No\",\nIF(A82=\"RR\",VLOOKUP('1. Summary'!$D$7&'1. Summary'!$D$5,'TN LRs'!$A$2:$O$324,4,FALSE)*F82*(1-(1-((0.0308*D82^5)-(0.2562*D82^4)+(0.8634*D82^3)-(1.5285*D82^2)+(1.501*D82)-0.013))*(1-(VLOOKUP(E82,'Efficiency BMPs'!$B$52:$J$57,7,FALSE))))+VLOOKUP('1. Summary'!$D$7&'1. Summary'!$D$5,'TN LRs'!$A$2:$O$324,7,FALSE)*I82*(1-(1-((0.0308*D82^5)-(0.2562*D82^4)+(0.8634*D82^3)-(1.5285*D82^2)+(1.501*D82)-0.013))*(1-(VLOOKUP(E82,'Efficiency BMPs'!$B$52:$J$57,7,FALSE)))),\nIF(A82=\"ST\",VLOOKUP('1. Summary'!$D$7&'1. Summary'!$D$5,'TN LRs'!$A$2:$O$324,4,FALSE)*F82*(1-(1-((0.0152*D82^5)-(0.131*D82^4)+(0.4581*D82^3)-(0.8418*D82^2)+(0.8536*D82)-0.0046))*(1-(VLOOKUP(E82,'Efficiency BMPs'!$B$52:$J$57,7,FALSE))))+VLOOKUP('1. Summary'!$D$7&'1. Summary'!$D$5,'TN LRs'!$A$2:$O$324,7,FALSE)*I82*(1-(1-((0.0152*D82^5)-(0.131*D82^4)+(0.4581*D82^3)-(0.8418*D82^2)+(0.8536*D82)-0.0046))*(1-(VLOOKUP(E82,'Efficiency BMPs'!$B$52:$J$57,7,FALSE)))),\nVLOOKUP('1. Summary'!$D$7&'1. Summary'!$D$5,'TN LRs'!$A$2:$O$324,4,FALSE)*F82*(1-(1-(VLOOKUP(A82,'Efficiency BMPs'!$B$13:$J$43,7,FALSE)))*(1-(VLOOKUP(E82,'Efficiency BMPs'!$B$52:$J$57,7,FALSE))))+VLOOKUP('1. Summary'!$D$7&'1. Summary'!$D$5,'TN LRs'!$A$2:$O$324,7,FALSE)*I82*(1-(1-(VLOOKUP(A82,'Efficiency BMPs'!$B$13:$J$43,7,FALSE)))*(1-(VLOOKUP(E82,'Efficiency BMPs'!$B$52:$J$57,7,FALSE)))))),\nIF(A82=\"RR\",VLOOKUP('1. Summary'!$D$7&'1. Summary'!$D$5,'TN LRs'!$A$2:$O$324,5,FALSE)*G82*(1-(1-(((0.0308*D82^5)-(0.2562*D82^4)+(0.8634*D82^3)-(1.5285*D82^2)+(1.501*D82)-0.013)))*(1-(VLOOKUP(E82,'Efficiency BMPs'!$B$52:$J$57,7,FALSE))))+VLOOKUP('1. Summary'!$D$7&'1. Summary'!$D$5,'TN LRs'!$A$2:$O$324,6,FALSE)*H82*(1-(1-(((0.0308*D82^5)-(0.2562*D82^4)+(0.8634*D82^3)-(1.5285*D82^2)+(1.501*D82)-0.013)))*(1-(VLOOKUP(E82,'Efficiency BMPs'!$B$52:$J$57,7,FALSE))))+VLOOKUP('1. Summary'!$D$7&'1. Summary'!$D$5,'TN LRs'!$A$2:$O$324,7,FALSE)*I82*(1-(1-(((0.0308*D82^5)-(0.2562*D82^4)+(0.8634*D82^3)-(1.5285*D82^2)+(1.501*D82)-0.013)))*(1-(VLOOKUP(E82,'Efficiency BMPs'!$B$52:$J$57,7,FALSE)))),\nIF(A82=\"ST\",VLOOKUP('1. Summary'!$D$7&'1. Summary'!$D$5,'TN LRs'!$A$2:$O$324,5,FALSE)*G82*(1-(1-(((0.0152*D82^5)-(0.131*D82^4)+(0.4581*D82^3)-(0.8418*D82^2)+(0.8536*D82)-0.0046)))*(1-(VLOOKUP(E82,'Efficiency BMPs'!$B$52:$J$57,7,FALSE))))+VLOOKUP('1. Summary'!$D$7&'1. Summary'!$D$5,'TN LRs'!$A$2:$O$324,6,FALSE)*H82*(1-(1-(((0.0152*D82^5)-(0.131*D82^4)+(0.4581*D82^3)-(0.8418*D82^2)+(0.8536*D82)-0.0046)))*(1-(VLOOKUP(E82,'Efficiency BMPs'!$B$52:$J$57,7,FALSE))))+VLOOKUP('1. Summary'!$D$7&'1. Summary'!$D$5,'TN LRs'!$A$2:$O$324,7,FALSE)*I82*(1-(1-(((0.0152*D82^5)-(0.131*D82^4)+(0.4581*D82^3)-(0.8418*D82^2)+(0.8536*D82)-0.0046)))*(1-(VLOOKUP(E82,'Efficiency BMPs'!$B$52:$J$57,7,FALSE)))),\nVLOOKUP('1. Summary'!$D$7&'1. Summary'!$D$5,'TN LRs'!$A$2:$O$324,5,FALSE)*G82*(1-(1-(VLOOKUP(A82,'Efficiency BMPs'!$B$13:$J$43,7,FALSE)))*(1-(VLOOKUP(E82,'Efficiency BMPs'!$B$52:$J$57,7,FALSE))))+VLOOKUP('1. Summary'!$D$7&'1. Summary'!$D$5,'TN LRs'!$A$2:$O$324,6,FALSE)*H82*(1-(1-(VLOOKUP(A82,'Efficiency BMPs'!$B$13:$J$43,7,FALSE)))*(1-(VLOOKUP(E82,'Efficiency BMPs'!$B$52:$J$57,7,FALSE))))+VLOOKUP('1. Summary'!$D$7&'1. Summary'!$D$5,'TN LRs'!$A$2:$O$324,7,FALSE)*I82*(1-(1-(VLOOKUP(A82,'Efficiency BMPs'!$B$13:$J$43,7,FALSE)))*(1-(VLOOKUP(E82,'Efficiency BMPs'!$B$52:$J$57,7,FALSE))))))),0)","v":0},{"$f":"IFERROR(IF('1. Summary'!$D$12=\"No\",\nIF(A82=\"RR\",VLOOKUP('1. Summary'!$D$7&'1. Summary'!$D$5,'TP LRs'!$A$2:$O$324,4,FALSE)*F82*(1-(1-((0.0304*D82^5)-(0.2619*D82^4)+(0.9161*D82^3)-(1.6837*D82^2)+(1.7072*D82)-0.0091))*(1-(VLOOKUP(E82,'Efficiency BMPs'!$B$52:$J$57,8,FALSE))))+VLOOKUP('1. Summary'!$D$7&'1. Summary'!$D$5,'TP LRs'!$A$2:$O$324,7,FALSE)*I82*(1-(1-((0.0304*D82^5)-(0.2619*D82^4)+(0.9161*D82^3)-(1.6837*D82^2)+(1.7072*D82)-0.0091))*(1-(VLOOKUP(E82,'Efficiency BMPs'!$B$52:$J$57,8,FALSE)))),\nIF(A82=\"ST\",VLOOKUP('1. Summary'!$D$7&'1. Summary'!$D$5,'TP LRs'!$A$2:$O$324,4,FALSE)*F82*(1-(1-((0.0239*D82^5)-(0.2058*D82^4)+(0.7198*D82^3)-(1.3229*D82^2)+(1.3414*D82)-0.0072))*(1-(VLOOKUP(E82,'Efficiency BMPs'!$B$52:$J$57,8,FALSE))))+VLOOKUP('1. Summary'!$D$7&'1. Summary'!$D$5,'TP LRs'!$A$2:$O$324,7,FALSE)*I82*(1-(1-((0.0239*D82^5)-(0.2058*D82^4)+(0.7198*D82^3)-(1.3229*D82^2)+(1.3414*D82)-0.0072))*(1-(VLOOKUP(E82,'Efficiency BMPs'!$B$52:$J$57,8,FALSE)))),\nVLOOKUP('1. Summary'!$D$7&'1. Summary'!$D$5,'TP LRs'!$A$2:$O$324,4,FALSE)*F82*(1-(1-(VLOOKUP(A82,'Efficiency BMPs'!$B$13:$J$43,8,FALSE)))*(1-(VLOOKUP(E82,'Efficiency BMPs'!$B$52:$J$57,8,FALSE))))+VLOOKUP('1. Summary'!$D$7&'1. Summary'!$D$5,'TP LRs'!$A$2:$O$324,7,FALSE)*I82*(1-(1-(VLOOKUP(A82,'Efficiency BMPs'!$B$13:$J$43,8,FALSE)))*(1-(VLOOKUP(E82,'Efficiency BMPs'!$B$52:$J$57,8,FALSE)))))),\nIF(A82=\"RR\",VLOOKUP('1. Summary'!$D$7&'1. Summary'!$D$5,'TP LRs'!$A$2:$O$324,5,FALSE)*G82*(1-(1-(((0.0304*D82^5)-(0.2619*D82^4)+(0.9161*D82^3)-(1.6837*D82^2)+(1.7072*D82)-0.0091)))*(1-(VLOOKUP(E82,'Efficiency BMPs'!$B$52:$J$57,8,FALSE))))+VLOOKUP('1. Summary'!$D$7&'1. Summary'!$D$5,'TP LRs'!$A$2:$O$324,6,FALSE)*H82*(1-(1-(((0.0304*D82^5)-(0.2619*D82^4)+(0.9161*D82^3)-(1.6837*D82^2)+(1.7072*D82)-0.0091)))*(1-(VLOOKUP(E82,'Efficiency BMPs'!$B$52:$J$57,8,FALSE))))+VLOOKUP('1. Summary'!$D$7&'1. Summary'!$D$5,'TP LRs'!$A$2:$O$324,7,FALSE)*I82*(1-(1-(((0.0304*D82^5)-(0.2619*D82^4)+(0.9161*D82^3)-(1.6837*D82^2)+(1.7072*D82)-0.0091)))*(1-(VLOOKUP(E82,'Efficiency BMPs'!$B$52:$J$57,8,FALSE)))),\nIF(A82=\"ST\",VLOOKUP('1. Summary'!$D$7&'1. Summary'!$D$5,'TP LRs'!$A$2:$O$324,5,FALSE)*G82*(1-(1-(((0.0239*D82^5)-(0.2058*D82^4)+(0.7198*D82^3)-(1.3229*D82^2)+(1.3414*D82)-0.0072)))*(1-(VLOOKUP(E82,'Efficiency BMPs'!$B$52:$J$57,8,FALSE))))+VLOOKUP('1. Summary'!$D$7&'1. Summary'!$D$5,'TP LRs'!$A$2:$O$324,6,FALSE)*H82*(1-(1-(((0.0239*D82^5)-(0.2058*D82^4)+(0.7198*D82^3)-(1.3229*D82^2)+(1.3414*D82)-0.0072)))*(1-(VLOOKUP(E82,'Efficiency BMPs'!$B$52:$J$57,8,FALSE))))+VLOOKUP('1. Summary'!$D$7&'1. Summary'!$D$5,'TP LRs'!$A$2:$O$324,7,FALSE)*I82*(1-(1-(((0.0239*D82^5)-(0.2058*D82^4)+(0.7198*D82^3)-(1.3229*D82^2)+(1.3414*D82)-0.0072)))*(1-(VLOOKUP(E82,'Efficiency BMPs'!$B$52:$J$57,8,FALSE)))),\nVLOOKUP('1. Summary'!$D$7&'1. Summary'!$D$5,'TP LRs'!$A$2:$O$324,5,FALSE)*G82*(1-(1-(VLOOKUP(A82,'Efficiency BMPs'!$B$13:$J$43,8,FALSE)))*(1-(VLOOKUP(E82,'Efficiency BMPs'!$B$52:$J$57,8,FALSE))))+VLOOKUP('1. Summary'!$D$7&'1. Summary'!$D$5,'TP LRs'!$A$2:$O$324,6,FALSE)*H82*(1-(1-(VLOOKUP(A82,'Efficiency BMPs'!$B$13:$J$43,8,FALSE)))*(1-(VLOOKUP(E82,'Efficiency BMPs'!$B$52:$J$57,8,FALSE))))+VLOOKUP('1. Summary'!$D$7&'1. Summary'!$D$5,'TP LRs'!$A$2:$O$324,7,FALSE)*I82*(1-(1-(VLOOKUP(A82,'Efficiency BMPs'!$B$13:$J$43,8,FALSE)))*(1-(VLOOKUP(E82,'Efficiency BMPs'!$B$52:$J$57,8,FALSE))))))),0)","v":0},{"$f":"IFERROR(IF('1. Summary'!$D$12=\"No\",\nIF(A82=\"RR\",VLOOKUP('1. Summary'!$D$7&'1. Summary'!$D$5,'TSS LRs'!$A$2:$O$324,4,FALSE)*F82*(1-(1-((0.0326*D82^5)-(0.2806*D82^4)+(0.9816*D82^3)-(1.8039*D82^2)+(1.8292*D82)-0.0098))*(1-(VLOOKUP(E82,'Efficiency BMPs'!$B$52:$J$57,9,FALSE))))+VLOOKUP('1. Summary'!$D$7&'1. Summary'!$D$5,'TSS LRs'!$A$2:$O$324,7,FALSE)*I82*(1-(1-((0.0326*D82^5)-(0.2806*D82^4)+(0.9816*D82^3)-(1.8039*D82^2)+(1.8292*D82)-0.0098))*(1-(VLOOKUP(E82,'Efficiency BMPs'!$B$52:$J$57,9,FALSE)))),\nIF(A82=\"ST\",VLOOKUP('1. Summary'!$D$7&'1. Summary'!$D$5,'TSS LRs'!$A$2:$O$324,4,FALSE)*F82*(1-(1-((0.0304*D82^5)-(0.2619*D82^4)+(0.9161*D82^3)-(1.6837*D82^2)+(1.7072*D82)-0.0091))*(1-(VLOOKUP(E82,'Efficiency BMPs'!$B$52:$J$57,9,FALSE))))+VLOOKUP('1. Summary'!$D$7&'1. Summary'!$D$5,'TSS LRs'!$A$2:$O$324,7,FALSE)*I82*(1-(1-((0.0304*D82^5)-(0.2619*D82^4)+(0.9161*D82^3)-(1.6837*D82^2)+(1.7072*D82)-0.0091))*(1-(VLOOKUP(E82,'Efficiency BMPs'!$B$52:$J$57,9,FALSE)))),\nVLOOKUP('1. Summary'!$D$7&'1. Summary'!$D$5,'TSS LRs'!$A$2:$O$324,4,FALSE)*F82*(1-(1-(VLOOKUP(A82,'Efficiency BMPs'!$B$13:$J$43,9,FALSE)))*(1-(VLOOKUP(E82,'Efficiency BMPs'!$B$52:$J$57,9,FALSE))))+VLOOKUP('1. Summary'!$D$7&'1. Summary'!$D$5,'TSS LRs'!$A$2:$O$324,7,FALSE)*I82*(1-(1-(VLOOKUP(A82,'Efficiency BMPs'!$B$13:$J$43,9,FALSE)))*(1-(VLOOKUP(E82,'Efficiency BMPs'!$B$52:$J$57,9,FALSE)))))),\nIF(A82=\"RR\",VLOOKUP('1. Summary'!$D$7&'1. Summary'!$D$5,'TSS LRs'!$A$2:$O$324,5,FALSE)*G82*(1-(1-(((0.0326*D82^5)-(0.2806*D82^4)+(0.9816*D82^3)-(1.8039*D82^2)+(1.8292*D82)-0.0098)))*(1-(VLOOKUP(E82,'Efficiency BMPs'!$B$52:$J$57,9,FALSE))))+VLOOKUP('1. Summary'!$D$7&'1. Summary'!$D$5,'TSS LRs'!$A$2:$O$324,6,FALSE)*H82*(1-(1-(((0.0326*D82^5)-(0.2806*D82^4)+(0.9816*D82^3)-(1.8039*D82^2)+(1.8292*D82)-0.0098)))*(1-(VLOOKUP(E82,'Efficiency BMPs'!$B$52:$J$57,9,FALSE))))+VLOOKUP('1. Summary'!$D$7&'1. Summary'!$D$5,'TSS LRs'!$A$2:$O$324,7,FALSE)*I82*(1-(1-(((0.0326*D82^5)-(0.2806*D82^4)+(0.9816*D82^3)-(1.8039*D82^2)+(1.8292*D82)-0.0098)))*(1-(VLOOKUP(E82,'Efficiency BMPs'!$B$52:$J$57,9,FALSE)))),\nIF(A82=\"ST\",VLOOKUP('1. Summary'!$D$7&'1. Summary'!$D$5,'TSS LRs'!$A$2:$O$324,5,FALSE)*G82*(1-(1-(((0.0304*D82^5)-(0.2619*D82^4)+(0.9161*D82^3)-(1.6837*D82^2)+(1.7072*D82)-0.0091)))*(1-(VLOOKUP(E82,'Efficiency BMPs'!$B$52:$J$57,9,FALSE))))+VLOOKUP('1. Summary'!$D$7&'1. Summary'!$D$5,'TSS LRs'!$A$2:$O$324,6,FALSE)*H82*(1-(1-(((0.0304*D82^5)-(0.2619*D82^4)+(0.9161*D82^3)-(1.6837*D82^2)+(1.7072*D82)-0.0091)))*(1-(VLOOKUP(E82,'Efficiency BMPs'!$B$52:$J$57,9,FALSE))))+VLOOKUP('1. Summary'!$D$7&'1. Summary'!$D$5,'TSS LRs'!$A$2:$O$324,7,FALSE)*I82*(1-(1-(((0.0304*D82^5)-(0.2619*D82^4)+(0.9161*D82^3)-(1.6837*D82^2)+(1.7072*D82)-0.0091)))*(1-(VLOOKUP(E82,'Efficiency BMPs'!$B$52:$J$57,9,FALSE)))),\nVLOOKUP('1. Summary'!$D$7&'1. Summary'!$D$5,'TSS LRs'!$A$2:$O$324,5,FALSE)*G82*(1-(1-(VLOOKUP(A82,'Efficiency BMPs'!$B$13:$J$43,9,FALSE)))*(1-(VLOOKUP(E82,'Efficiency BMPs'!$B$52:$J$57,9,FALSE))))+VLOOKUP('1. Summary'!$D$7&'1. Summary'!$D$5,'TSS LRs'!$A$2:$O$324,6,FALSE)*H82*(1-(1-(VLOOKUP(A82,'Efficiency BMPs'!$B$13:$J$43,9,FALSE)))*(1-(VLOOKUP(E82,'Efficiency BMPs'!$B$52:$J$57,9,FALSE))))+VLOOKUP('1. Summary'!$D$7&'1. Summary'!$D$5,'TSS LRs'!$A$2:$O$324,7,FALSE)*I82*(1-(1-(VLOOKUP(A82,'Efficiency BMPs'!$B$13:$J$43,9,FALSE)))*(1-(VLOOKUP(E82,'Efficiency BMPs'!$B$52:$J$57,9,FALSE))))))),0)","v":0},{"$f":"IFERROR(J82*VLOOKUP('1. Summary'!$D$5,DFs!$B$2:$F$183,3,0),0)","v":0},{"$f":"IFERROR(K82*VLOOKUP('1. Summary'!$D$5,DFs!$B$2:$F$183,4,0),0)","v":0},{"$f":"IFERROR(L82*VLOOKUP('1. Summary'!$D$5,DFs!$B$2:$F$183,5,0),0)","v":0}]
[null,{"$f":"IFERROR(VLOOKUP(A83,'Efficiency BMPs'!$B$13:$C$36,2,FALSE),\"\")","v":""},null,null,null,null,null,null,null,{"$f":"IFERROR(IF('1. Summary'!$D$12=\"No\",\nIF(A83=\"RR\",VLOOKUP('1. Summary'!$D$7&'1. Summary'!$D$5,'TN LRs'!$A$2:$O$324,4,FALSE)*F83*(1-(1-((0.0308*D83^5)-(0.2562*D83^4)+(0.8634*D83^3)-(1.5285*D83^2)+(1.501*D83)-0.013))*(1-(VLOOKUP(E83,'Efficiency BMPs'!$B$52:$J$57,7,FALSE))))+VLOOKUP('1. Summary'!$D$7&'1. Summary'!$D$5,'TN LRs'!$A$2:$O$324,7,FALSE)*I83*(1-(1-((0.0308*D83^5)-(0.2562*D83^4)+(0.8634*D83^3)-(1.5285*D83^2)+(1.501*D83)-0.013))*(1-(VLOOKUP(E83,'Efficiency BMPs'!$B$52:$J$57,7,FALSE)))),\nIF(A83=\"ST\",VLOOKUP('1. Summary'!$D$7&'1. Summary'!$D$5,'TN LRs'!$A$2:$O$324,4,FALSE)*F83*(1-(1-((0.0152*D83^5)-(0.131*D83^4)+(0.4581*D83^3)-(0.8418*D83^2)+(0.8536*D83)-0.0046))*(1-(VLOOKUP(E83,'Efficiency BMPs'!$B$52:$J$57,7,FALSE))))+VLOOKUP('1. Summary'!$D$7&'1. Summary'!$D$5,'TN LRs'!$A$2:$O$324,7,FALSE)*I83*(1-(1-((0.0152*D83^5)-(0.131*D83^4)+(0.4581*D83^3)-(0.8418*D83^2)+(0.8536*D83)-0.0046))*(1-(VLOOKUP(E83,'Efficiency BMPs'!$B$52:$J$57,7,FALSE)))),\nVLOOKUP('1. Summary'!$D$7&'1. Summary'!$D$5,'TN LRs'!$A$2:$O$324,4,FALSE)*F83*(1-(1-(VLOOKUP(A83,'Efficiency BMPs'!$B$13:$J$43,7,FALSE)))*(1-(VLOOKUP(E83,'Efficiency BMPs'!$B$52:$J$57,7,FALSE))))+VLOOKUP('1. Summary'!$D$7&'1. Summary'!$D$5,'TN LRs'!$A$2:$O$324,7,FALSE)*I83*(1-(1-(VLOOKUP(A83,'Efficiency BMPs'!$B$13:$J$43,7,FALSE)))*(1-(VLOOKUP(E83,'Efficiency BMPs'!$B$52:$J$57,7,FALSE)))))),\nIF(A83=\"RR\",VLOOKUP('1. Summary'!$D$7&'1. Summary'!$D$5,'TN LRs'!$A$2:$O$324,5,FALSE)*G83*(1-(1-(((0.0308*D83^5)-(0.2562*D83^4)+(0.8634*D83^3)-(1.5285*D83^2)+(1.501*D83)-0.013)))*(1-(VLOOKUP(E83,'Efficiency BMPs'!$B$52:$J$57,7,FALSE))))+VLOOKUP('1. Summary'!$D$7&'1. Summary'!$D$5,'TN LRs'!$A$2:$O$324,6,FALSE)*H83*(1-(1-(((0.0308*D83^5)-(0.2562*D83^4)+(0.8634*D83^3)-(1.5285*D83^2)+(1.501*D83)-0.013)))*(1-(VLOOKUP(E83,'Efficiency BMPs'!$B$52:$J$57,7,FALSE))))+VLOOKUP('1. Summary'!$D$7&'1. Summary'!$D$5,'TN LRs'!$A$2:$O$324,7,FALSE)*I83*(1-(1-(((0.0308*D83^5)-(0.2562*D83^4)+(0.8634*D83^3)-(1.5285*D83^2)+(1.501*D83)-0.013)))*(1-(VLOOKUP(E83,'Efficiency BMPs'!$B$52:$J$57,7,FALSE)))),\nIF(A83=\"ST\",VLOOKUP('1. Summary'!$D$7&'1. Summary'!$D$5,'TN LRs'!$A$2:$O$324,5,FALSE)*G83*(1-(1-(((0.0152*D83^5)-(0.131*D83^4)+(0.4581*D83^3)-(0.8418*D83^2)+(0.8536*D83)-0.0046)))*(1-(VLOOKUP(E83,'Efficiency BMPs'!$B$52:$J$57,7,FALSE))))+VLOOKUP('1. Summary'!$D$7&'1. Summary'!$D$5,'TN LRs'!$A$2:$O$324,6,FALSE)*H83*(1-(1-(((0.0152*D83^5)-(0.131*D83^4)+(0.4581*D83^3)-(0.8418*D83^2)+(0.8536*D83)-0.0046)))*(1-(VLOOKUP(E83,'Efficiency BMPs'!$B$52:$J$57,7,FALSE))))+VLOOKUP('1. Summary'!$D$7&'1. Summary'!$D$5,'TN LRs'!$A$2:$O$324,7,FALSE)*I83*(1-(1-(((0.0152*D83^5)-(0.131*D83^4)+(0.4581*D83^3)-(0.8418*D83^2)+(0.8536*D83)-0.0046)))*(1-(VLOOKUP(E83,'Efficiency BMPs'!$B$52:$J$57,7,FALSE)))),\nVLOOKUP('1. Summary'!$D$7&'1. Summary'!$D$5,'TN LRs'!$A$2:$O$324,5,FALSE)*G83*(1-(1-(VLOOKUP(A83,'Efficiency BMPs'!$B$13:$J$43,7,FALSE)))*(1-(VLOOKUP(E83,'Efficiency BMPs'!$B$52:$J$57,7,FALSE))))+VLOOKUP('1. Summary'!$D$7&'1. Summary'!$D$5,'TN LRs'!$A$2:$O$324,6,FALSE)*H83*(1-(1-(VLOOKUP(A83,'Efficiency BMPs'!$B$13:$J$43,7,FALSE)))*(1-(VLOOKUP(E83,'Efficiency BMPs'!$B$52:$J$57,7,FALSE))))+VLOOKUP('1. Summary'!$D$7&'1. Summary'!$D$5,'TN LRs'!$A$2:$O$324,7,FALSE)*I83*(1-(1-(VLOOKUP(A83,'Efficiency BMPs'!$B$13:$J$43,7,FALSE)))*(1-(VLOOKUP(E83,'Efficiency BMPs'!$B$52:$J$57,7,FALSE))))))),0)","v":0},{"$f":"IFERROR(IF('1. Summary'!$D$12=\"No\",\nIF(A83=\"RR\",VLOOKUP('1. Summary'!$D$7&'1. Summary'!$D$5,'TP LRs'!$A$2:$O$324,4,FALSE)*F83*(1-(1-((0.0304*D83^5)-(0.2619*D83^4)+(0.9161*D83^3)-(1.6837*D83^2)+(1.7072*D83)-0.0091))*(1-(VLOOKUP(E83,'Efficiency BMPs'!$B$52:$J$57,8,FALSE))))+VLOOKUP('1. Summary'!$D$7&'1. Summary'!$D$5,'TP LRs'!$A$2:$O$324,7,FALSE)*I83*(1-(1-((0.0304*D83^5)-(0.2619*D83^4)+(0.9161*D83^3)-(1.6837*D83^2)+(1.7072*D83)-0.0091))*(1-(VLOOKUP(E83,'Efficiency BMPs'!$B$52:$J$57,8,FALSE)))),\nIF(A83=\"ST\",VLOOKUP('1. Summary'!$D$7&'1. Summary'!$D$5,'TP LRs'!$A$2:$O$324,4,FALSE)*F83*(1-(1-((0.0239*D83^5)-(0.2058*D83^4)+(0.7198*D83^3)-(1.3229*D83^2)+(1.3414*D83)-0.0072))*(1-(VLOOKUP(E83,'Efficiency BMPs'!$B$52:$J$57,8,FALSE))))+VLOOKUP('1. Summary'!$D$7&'1. Summary'!$D$5,'TP LRs'!$A$2:$O$324,7,FALSE)*I83*(1-(1-((0.0239*D83^5)-(0.2058*D83^4)+(0.7198*D83^3)-(1.3229*D83^2)+(1.3414*D83)-0.0072))*(1-(VLOOKUP(E83,'Efficiency BMPs'!$B$52:$J$57,8,FALSE)))),\nVLOOKUP('1. Summary'!$D$7&'1. Summary'!$D$5,'TP LRs'!$A$2:$O$324,4,FALSE)*F83*(1-(1-(VLOOKUP(A83,'Efficiency BMPs'!$B$13:$J$43,8,FALSE)))*(1-(VLOOKUP(E83,'Efficiency BMPs'!$B$52:$J$57,8,FALSE))))+VLOOKUP('1. Summary'!$D$7&'1. Summary'!$D$5,'TP LRs'!$A$2:$O$324,7,FALSE)*I83*(1-(1-(VLOOKUP(A83,'Efficiency BMPs'!$B$13:$J$43,8,FALSE)))*(1-(VLOOKUP(E83,'Efficiency BMPs'!$B$52:$J$57,8,FALSE)))))),\nIF(A83=\"RR\",VLOOKUP('1. Summary'!$D$7&'1. Summary'!$D$5,'TP LRs'!$A$2:$O$324,5,FALSE)*G83*(1-(1-(((0.0304*D83^5)-(0.2619*D83^4)+(0.9161*D83^3)-(1.6837*D83^2)+(1.7072*D83)-0.0091)))*(1-(VLOOKUP(E83,'Efficiency BMPs'!$B$52:$J$57,8,FALSE))))+VLOOKUP('1. Summary'!$D$7&'1. Summary'!$D$5,'TP LRs'!$A$2:$O$324,6,FALSE)*H83*(1-(1-(((0.0304*D83^5)-(0.2619*D83^4)+(0.9161*D83^3)-(1.6837*D83^2)+(1.7072*D83)-0.0091)))*(1-(VLOOKUP(E83,'Efficiency BMPs'!$B$52:$J$57,8,FALSE))))+VLOOKUP('1. Summary'!$D$7&'1. Summary'!$D$5,'TP LRs'!$A$2:$O$324,7,FALSE)*I83*(1-(1-(((0.0304*D83^5)-(0.2619*D83^4)+(0.9161*D83^3)-(1.6837*D83^2)+(1.7072*D83)-0.0091)))*(1-(VLOOKUP(E83,'Efficiency BMPs'!$B$52:$J$57,8,FALSE)))),\nIF(A83=\"ST\",VLOOKUP('1. Summary'!$D$7&'1. Summary'!$D$5,'TP LRs'!$A$2:$O$324,5,FALSE)*G83*(1-(1-(((0.0239*D83^5)-(0.2058*D83^4)+(0.7198*D83^3)-(1.3229*D83^2)+(1.3414*D83)-0.0072)))*(1-(VLOOKUP(E83,'Efficiency BMPs'!$B$52:$J$57,8,FALSE))))+VLOOKUP('1. Summary'!$D$7&'1. Summary'!$D$5,'TP LRs'!$A$2:$O$324,6,FALSE)*H83*(1-(1-(((0.0239*D83^5)-(0.2058*D83^4)+(0.7198*D83^3)-(1.3229*D83^2)+(1.3414*D83)-0.0072)))*(1-(VLOOKUP(E83,'Efficiency BMPs'!$B$52:$J$57,8,FALSE))))+VLOOKUP('1. Summary'!$D$7&'1. Summary'!$D$5,'TP LRs'!$A$2:$O$324,7,FALSE)*I83*(1-(1-(((0.0239*D83^5)-(0.2058*D83^4)+(0.7198*D83^3)-(1.3229*D83^2)+(1.3414*D83)-0.0072)))*(1-(VLOOKUP(E83,'Efficiency BMPs'!$B$52:$J$57,8,FALSE)))),\nVLOOKUP('1. Summary'!$D$7&'1. Summary'!$D$5,'TP LRs'!$A$2:$O$324,5,FALSE)*G83*(1-(1-(VLOOKUP(A83,'Efficiency BMPs'!$B$13:$J$43,8,FALSE)))*(1-(VLOOKUP(E83,'Efficiency BMPs'!$B$52:$J$57,8,FALSE))))+VLOOKUP('1. Summary'!$D$7&'1. Summary'!$D$5,'TP LRs'!$A$2:$O$324,6,FALSE)*H83*(1-(1-(VLOOKUP(A83,'Efficiency BMPs'!$B$13:$J$43,8,FALSE)))*(1-(VLOOKUP(E83,'Efficiency BMPs'!$B$52:$J$57,8,FALSE))))+VLOOKUP('1. Summary'!$D$7&'1. Summary'!$D$5,'TP LRs'!$A$2:$O$324,7,FALSE)*I83*(1-(1-(VLOOKUP(A83,'Efficiency BMPs'!$B$13:$J$43,8,FALSE)))*(1-(VLOOKUP(E83,'Efficiency BMPs'!$B$52:$J$57,8,FALSE))))))),0)","v":0},{"$f":"IFERROR(IF('1. Summary'!$D$12=\"No\",\nIF(A83=\"RR\",VLOOKUP('1. Summary'!$D$7&'1. Summary'!$D$5,'TSS LRs'!$A$2:$O$324,4,FALSE)*F83*(1-(1-((0.0326*D83^5)-(0.2806*D83^4)+(0.9816*D83^3)-(1.8039*D83^2)+(1.8292*D83)-0.0098))*(1-(VLOOKUP(E83,'Efficiency BMPs'!$B$52:$J$57,9,FALSE))))+VLOOKUP('1. Summary'!$D$7&'1. Summary'!$D$5,'TSS LRs'!$A$2:$O$324,7,FALSE)*I83*(1-(1-((0.0326*D83^5)-(0.2806*D83^4)+(0.9816*D83^3)-(1.8039*D83^2)+(1.8292*D83)-0.0098))*(1-(VLOOKUP(E83,'Efficiency BMPs'!$B$52:$J$57,9,FALSE)))),\nIF(A83=\"ST\",VLOOKUP('1. Summary'!$D$7&'1. Summary'!$D$5,'TSS LRs'!$A$2:$O$324,4,FALSE)*F83*(1-(1-((0.0304*D83^5)-(0.2619*D83^4)+(0.9161*D83^3)-(1.6837*D83^2)+(1.7072*D83)-0.0091))*(1-(VLOOKUP(E83,'Efficiency BMPs'!$B$52:$J$57,9,FALSE))))+VLOOKUP('1. Summary'!$D$7&'1. Summary'!$D$5,'TSS LRs'!$A$2:$O$324,7,FALSE)*I83*(1-(1-((0.0304*D83^5)-(0.2619*D83^4)+(0.9161*D83^3)-(1.6837*D83^2)+(1.7072*D83)-0.0091))*(1-(VLOOKUP(E83,'Efficiency BMPs'!$B$52:$J$57,9,FALSE)))),\nVLOOKUP('1. Summary'!$D$7&'1. Summary'!$D$5,'TSS LRs'!$A$2:$O$324,4,FALSE)*F83*(1-(1-(VLOOKUP(A83,'Efficiency BMPs'!$B$13:$J$43,9,FALSE)))*(1-(VLOOKUP(E83,'Efficiency BMPs'!$B$52:$J$57,9,FALSE))))+VLOOKUP('1. Summary'!$D$7&'1. Summary'!$D$5,'TSS LRs'!$A$2:$O$324,7,FALSE)*I83*(1-(1-(VLOOKUP(A83,'Efficiency BMPs'!$B$13:$J$43,9,FALSE)))*(1-(VLOOKUP(E83,'Efficiency BMPs'!$B$52:$J$57,9,FALSE)))))),\nIF(A83=\"RR\",VLOOKUP('1. Summary'!$D$7&'1. Summary'!$D$5,'TSS LRs'!$A$2:$O$324,5,FALSE)*G83*(1-(1-(((0.0326*D83^5)-(0.2806*D83^4)+(0.9816*D83^3)-(1.8039*D83^2)+(1.8292*D83)-0.0098)))*(1-(VLOOKUP(E83,'Efficiency BMPs'!$B$52:$J$57,9,FALSE))))+VLOOKUP('1. Summary'!$D$7&'1. Summary'!$D$5,'TSS LRs'!$A$2:$O$324,6,FALSE)*H83*(1-(1-(((0.0326*D83^5)-(0.2806*D83^4)+(0.9816*D83^3)-(1.8039*D83^2)+(1.8292*D83)-0.0098)))*(1-(VLOOKUP(E83,'Efficiency BMPs'!$B$52:$J$57,9,FALSE))))+VLOOKUP('1. Summary'!$D$7&'1. Summary'!$D$5,'TSS LRs'!$A$2:$O$324,7,FALSE)*I83*(1-(1-(((0.0326*D83^5)-(0.2806*D83^4)+(0.9816*D83^3)-(1.8039*D83^2)+(1.8292*D83)-0.0098)))*(1-(VLOOKUP(E83,'Efficiency BMPs'!$B$52:$J$57,9,FALSE)))),\nIF(A83=\"ST\",VLOOKUP('1. Summary'!$D$7&'1. Summary'!$D$5,'TSS LRs'!$A$2:$O$324,5,FALSE)*G83*(1-(1-(((0.0304*D83^5)-(0.2619*D83^4)+(0.9161*D83^3)-(1.6837*D83^2)+(1.7072*D83)-0.0091)))*(1-(VLOOKUP(E83,'Efficiency BMPs'!$B$52:$J$57,9,FALSE))))+VLOOKUP('1. Summary'!$D$7&'1. Summary'!$D$5,'TSS LRs'!$A$2:$O$324,6,FALSE)*H83*(1-(1-(((0.0304*D83^5)-(0.2619*D83^4)+(0.9161*D83^3)-(1.6837*D83^2)+(1.7072*D83)-0.0091)))*(1-(VLOOKUP(E83,'Efficiency BMPs'!$B$52:$J$57,9,FALSE))))+VLOOKUP('1. Summary'!$D$7&'1. Summary'!$D$5,'TSS LRs'!$A$2:$O$324,7,FALSE)*I83*(1-(1-(((0.0304*D83^5)-(0.2619*D83^4)+(0.9161*D83^3)-(1.6837*D83^2)+(1.7072*D83)-0.0091)))*(1-(VLOOKUP(E83,'Efficiency BMPs'!$B$52:$J$57,9,FALSE)))),\nVLOOKUP('1. Summary'!$D$7&'1. Summary'!$D$5,'TSS LRs'!$A$2:$O$324,5,FALSE)*G83*(1-(1-(VLOOKUP(A83,'Efficiency BMPs'!$B$13:$J$43,9,FALSE)))*(1-(VLOOKUP(E83,'Efficiency BMPs'!$B$52:$J$57,9,FALSE))))+VLOOKUP('1. Summary'!$D$7&'1. Summary'!$D$5,'TSS LRs'!$A$2:$O$324,6,FALSE)*H83*(1-(1-(VLOOKUP(A83,'Efficiency BMPs'!$B$13:$J$43,9,FALSE)))*(1-(VLOOKUP(E83,'Efficiency BMPs'!$B$52:$J$57,9,FALSE))))+VLOOKUP('1. Summary'!$D$7&'1. Summary'!$D$5,'TSS LRs'!$A$2:$O$324,7,FALSE)*I83*(1-(1-(VLOOKUP(A83,'Efficiency BMPs'!$B$13:$J$43,9,FALSE)))*(1-(VLOOKUP(E83,'Efficiency BMPs'!$B$52:$J$57,9,FALSE))))))),0)","v":0},{"$f":"IFERROR(J83*VLOOKUP('1. Summary'!$D$5,DFs!$B$2:$F$183,3,0),0)","v":0},{"$f":"IFERROR(K83*VLOOKUP('1. Summary'!$D$5,DFs!$B$2:$F$183,4,0),0)","v":0},{"$f":"IFERROR(L83*VLOOKUP('1. Summary'!$D$5,DFs!$B$2:$F$183,5,0),0)","v":0}]
[null,{"$f":"IFERROR(VLOOKUP(A84,'Efficiency BMPs'!$B$13:$C$36,2,FALSE),\"\")","v":""},null,null,null,null,null,null,null,{"$f":"IFERROR(IF('1. Summary'!$D$12=\"No\",\nIF(A84=\"RR\",VLOOKUP('1. Summary'!$D$7&'1. Summary'!$D$5,'TN LRs'!$A$2:$O$324,4,FALSE)*F84*(1-(1-((0.0308*D84^5)-(0.2562*D84^4)+(0.8634*D84^3)-(1.5285*D84^2)+(1.501*D84)-0.013))*(1-(VLOOKUP(E84,'Efficiency BMPs'!$B$52:$J$57,7,FALSE))))+VLOOKUP('1. Summary'!$D$7&'1. Summary'!$D$5,'TN LRs'!$A$2:$O$324,7,FALSE)*I84*(1-(1-((0.0308*D84^5)-(0.2562*D84^4)+(0.8634*D84^3)-(1.5285*D84^2)+(1.501*D84)-0.013))*(1-(VLOOKUP(E84,'Efficiency BMPs'!$B$52:$J$57,7,FALSE)))),\nIF(A84=\"ST\",VLOOKUP('1. Summary'!$D$7&'1. Summary'!$D$5,'TN LRs'!$A$2:$O$324,4,FALSE)*F84*(1-(1-((0.0152*D84^5)-(0.131*D84^4)+(0.4581*D84^3)-(0.8418*D84^2)+(0.8536*D84)-0.0046))*(1-(VLOOKUP(E84,'Efficiency BMPs'!$B$52:$J$57,7,FALSE))))+VLOOKUP('1. Summary'!$D$7&'1. Summary'!$D$5,'TN LRs'!$A$2:$O$324,7,FALSE)*I84*(1-(1-((0.0152*D84^5)-(0.131*D84^4)+(0.4581*D84^3)-(0.8418*D84^2)+(0.8536*D84)-0.0046))*(1-(VLOOKUP(E84,'Efficiency BMPs'!$B$52:$J$57,7,FALSE)))),\nVLOOKUP('1. Summary'!$D$7&'1. Summary'!$D$5,'TN LRs'!$A$2:$O$324,4,FALSE)*F84*(1-(1-(VLOOKUP(A84,'Efficiency BMPs'!$B$13:$J$43,7,FALSE)))*(1-(VLOOKUP(E84,'Efficiency BMPs'!$B$52:$J$57,7,FALSE))))+VLOOKUP('1. Summary'!$D$7&'1. Summary'!$D$5,'TN LRs'!$A$2:$O$324,7,FALSE)*I84*(1-(1-(VLOOKUP(A84,'Efficiency BMPs'!$B$13:$J$43,7,FALSE)))*(1-(VLOOKUP(E84,'Efficiency BMPs'!$B$52:$J$57,7,FALSE)))))),\nIF(A84=\"RR\",VLOOKUP('1. Summary'!$D$7&'1. Summary'!$D$5,'TN LRs'!$A$2:$O$324,5,FALSE)*G84*(1-(1-(((0.0308*D84^5)-(0.2562*D84^4)+(0.8634*D84^3)-(1.5285*D84^2)+(1.501*D84)-0.013)))*(1-(VLOOKUP(E84,'Efficiency BMPs'!$B$52:$J$57,7,FALSE))))+VLOOKUP('1. Summary'!$D$7&'1. Summary'!$D$5,'TN LRs'!$A$2:$O$324,6,FALSE)*H84*(1-(1-(((0.0308*D84^5)-(0.2562*D84^4)+(0.8634*D84^3)-(1.5285*D84^2)+(1.501*D84)-0.013)))*(1-(VLOOKUP(E84,'Efficiency BMPs'!$B$52:$J$57,7,FALSE))))+VLOOKUP('1. Summary'!$D$7&'1. Summary'!$D$5,'TN LRs'!$A$2:$O$324,7,FALSE)*I84*(1-(1-(((0.0308*D84^5)-(0.2562*D84^4)+(0.8634*D84^3)-(1.5285*D84^2)+(1.501*D84)-0.013)))*(1-(VLOOKUP(E84,'Efficiency BMPs'!$B$52:$J$57,7,FALSE)))),\nIF(A84=\"ST\",VLOOKUP('1. Summary'!$D$7&'1. Summary'!$D$5,'TN LRs'!$A$2:$O$324,5,FALSE)*G84*(1-(1-(((0.0152*D84^5)-(0.131*D84^4)+(0.4581*D84^3)-(0.8418*D84^2)+(0.8536*D84)-0.0046)))*(1-(VLOOKUP(E84,'Efficiency BMPs'!$B$52:$J$57,7,FALSE))))+VLOOKUP('1. Summary'!$D$7&'1. Summary'!$D$5,'TN LRs'!$A$2:$O$324,6,FALSE)*H84*(1-(1-(((0.0152*D84^5)-(0.131*D84^4)+(0.4581*D84^3)-(0.8418*D84^2)+(0.8536*D84)-0.0046)))*(1-(VLOOKUP(E84,'Efficiency BMPs'!$B$52:$J$57,7,FALSE))))+VLOOKUP('1. Summary'!$D$7&'1. Summary'!$D$5,'TN LRs'!$A$2:$O$324,7,FALSE)*I84*(1-(1-(((0.0152*D84^5)-(0.131*D84^4)+(0.4581*D84^3)-(0.8418*D84^2)+(0.8536*D84)-0.0046)))*(1-(VLOOKUP(E84,'Efficiency BMPs'!$B$52:$J$57,7,FALSE)))),\nVLOOKUP('1. Summary'!$D$7&'1. Summary'!$D$5,'TN LRs'!$A$2:$O$324,5,FALSE)*G84*(1-(1-(VLOOKUP(A84,'Efficiency BMPs'!$B$13:$J$43,7,FALSE)))*(1-(VLOOKUP(E84,'Efficiency BMPs'!$B$52:$J$57,7,FALSE))))+VLOOKUP('1. Summary'!$D$7&'1. Summary'!$D$5,'TN LRs'!$A$2:$O$324,6,FALSE)*H84*(1-(1-(VLOOKUP(A84,'Efficiency BMPs'!$B$13:$J$43,7,FALSE)))*(1-(VLOOKUP(E84,'Efficiency BMPs'!$B$52:$J$57,7,FALSE))))+VLOOKUP('1. Summary'!$D$7&'1. Summary'!$D$5,'TN LRs'!$A$2:$O$324,7,FALSE)*I84*(1-(1-(VLOOKUP(A84,'Efficiency BMPs'!$B$13:$J$43,7,FALSE)))*(1-(VLOOKUP(E84,'Efficiency BMPs'!$B$52:$J$57,7,FALSE))))))),0)","v":0},{"$f":"IFERROR(IF('1. Summary'!$D$12=\"No\",\nIF(A84=\"RR\",VLOOKUP('1. Summary'!$D$7&'1. Summary'!$D$5,'TP LRs'!$A$2:$O$324,4,FALSE)*F84*(1-(1-((0.0304*D84^5)-(0.2619*D84^4)+(0.9161*D84^3)-(1.6837*D84^2)+(1.7072*D84)-0.0091))*(1-(VLOOKUP(E84,'Efficiency BMPs'!$B$52:$J$57,8,FALSE))))+VLOOKUP('1. Summary'!$D$7&'1. Summary'!$D$5,'TP LRs'!$A$2:$O$324,7,FALSE)*I84*(1-(1-((0.0304*D84^5)-(0.2619*D84^4)+(0.9161*D84^3)-(1.6837*D84^2)+(1.7072*D84)-0.0091))*(1-(VLOOKUP(E84,'Efficiency BMPs'!$B$52:$J$57,8,FALSE)))),\nIF(A84=\"ST\",VLOOKUP('1. Summary'!$D$7&'1. Summary'!$D$5,'TP LRs'!$A$2:$O$324,4,FALSE)*F84*(1-(1-((0.0239*D84^5)-(0.2058*D84^4)+(0.7198*D84^3)-(1.3229*D84^2)+(1.3414*D84)-0.0072))*(1-(VLOOKUP(E84,'Efficiency BMPs'!$B$52:$J$57,8,FALSE))))+VLOOKUP('1. Summary'!$D$7&'1. Summary'!$D$5,'TP LRs'!$A$2:$O$324,7,FALSE)*I84*(1-(1-((0.0239*D84^5)-(0.2058*D84^4)+(0.7198*D84^3)-(1.3229*D84^2)+(1.3414*D84)-0.0072))*(1-(VLOOKUP(E84,'Efficiency BMPs'!$B$52:$J$57,8,FALSE)))),\nVLOOKUP('1. Summary'!$D$7&'1. Summary'!$D$5,'TP LRs'!$A$2:$O$324,4,FALSE)*F84*(1-(1-(VLOOKUP(A84,'Efficiency BMPs'!$B$13:$J$43,8,FALSE)))*(1-(VLOOKUP(E84,'Efficiency BMPs'!$B$52:$J$57,8,FALSE))))+VLOOKUP('1. Summary'!$D$7&'1. Summary'!$D$5,'TP LRs'!$A$2:$O$324,7,FALSE)*I84*(1-(1-(VLOOKUP(A84,'Efficiency BMPs'!$B$13:$J$43,8,FALSE)))*(1-(VLOOKUP(E84,'Efficiency BMPs'!$B$52:$J$57,8,FALSE)))))),\nIF(A84=\"RR\",VLOOKUP('1. Summary'!$D$7&'1. Summary'!$D$5,'TP LRs'!$A$2:$O$324,5,FALSE)*G84*(1-(1-(((0.0304*D84^5)-(0.2619*D84^4)+(0.9161*D84^3)-(1.6837*D84^2)+(1.7072*D84)-0.0091)))*(1-(VLOOKUP(E84,'Efficiency BMPs'!$B$52:$J$57,8,FALSE))))+VLOOKUP('1. Summary'!$D$7&'1. Summary'!$D$5,'TP LRs'!$A$2:$O$324,6,FALSE)*H84*(1-(1-(((0.0304*D84^5)-(0.2619*D84^4)+(0.9161*D84^3)-(1.6837*D84^2)+(1.7072*D84)-0.0091)))*(1-(VLOOKUP(E84,'Efficiency BMPs'!$B$52:$J$57,8,FALSE))))+VLOOKUP('1. Summary'!$D$7&'1. Summary'!$D$5,'TP LRs'!$A$2:$O$324,7,FALSE)*I84*(1-(1-(((0.0304*D84^5)-(0.2619*D84^4)+(0.9161*D84^3)-(1.6837*D84^2)+(1.7072*D84)-0.0091)))*(1-(VLOOKUP(E84,'Efficiency BMPs'!$B$52:$J$57,8,FALSE)))),\nIF(A84=\"ST\",VLOOKUP('1. Summary'!$D$7&'1. Summary'!$D$5,'TP LRs'!$A$2:$O$324,5,FALSE)*G84*(1-(1-(((0.0239*D84^5)-(0.2058*D84^4)+(0.7198*D84^3)-(1.3229*D84^2)+(1.3414*D84)-0.0072)))*(1-(VLOOKUP(E84,'Efficiency BMPs'!$B$52:$J$57,8,FALSE))))+VLOOKUP('1. Summary'!$D$7&'1. Summary'!$D$5,'TP LRs'!$A$2:$O$324,6,FALSE)*H84*(1-(1-(((0.0239*D84^5)-(0.2058*D84^4)+(0.7198*D84^3)-(1.3229*D84^2)+(1.3414*D84)-0.0072)))*(1-(VLOOKUP(E84,'Efficiency BMPs'!$B$52:$J$57,8,FALSE))))+VLOOKUP('1. Summary'!$D$7&'1. Summary'!$D$5,'TP LRs'!$A$2:$O$324,7,FALSE)*I84*(1-(1-(((0.0239*D84^5)-(0.2058*D84^4)+(0.7198*D84^3)-(1.3229*D84^2)+(1.3414*D84)-0.0072)))*(1-(VLOOKUP(E84,'Efficiency BMPs'!$B$52:$J$57,8,FALSE)))),\nVLOOKUP('1. Summary'!$D$7&'1. Summary'!$D$5,'TP LRs'!$A$2:$O$324,5,FALSE)*G84*(1-(1-(VLOOKUP(A84,'Efficiency BMPs'!$B$13:$J$43,8,FALSE)))*(1-(VLOOKUP(E84,'Efficiency BMPs'!$B$52:$J$57,8,FALSE))))+VLOOKUP('1. Summary'!$D$7&'1. Summary'!$D$5,'TP LRs'!$A$2:$O$324,6,FALSE)*H84*(1-(1-(VLOOKUP(A84,'Efficiency BMPs'!$B$13:$J$43,8,FALSE)))*(1-(VLOOKUP(E84,'Efficiency BMPs'!$B$52:$J$57,8,FALSE))))+VLOOKUP('1. Summary'!$D$7&'1. Summary'!$D$5,'TP LRs'!$A$2:$O$324,7,FALSE)*I84*(1-(1-(VLOOKUP(A84,'Efficiency BMPs'!$B$13:$J$43,8,FALSE)))*(1-(VLOOKUP(E84,'Efficiency BMPs'!$B$52:$J$57,8,FALSE))))))),0)","v":0},{"$f":"IFERROR(IF('1. Summary'!$D$12=\"No\",\nIF(A84=\"RR\",VLOOKUP('1. Summary'!$D$7&'1. Summary'!$D$5,'TSS LRs'!$A$2:$O$324,4,FALSE)*F84*(1-(1-((0.0326*D84^5)-(0.2806*D84^4)+(0.9816*D84^3)-(1.8039*D84^2)+(1.8292*D84)-0.0098))*(1-(VLOOKUP(E84,'Efficiency BMPs'!$B$52:$J$57,9,FALSE))))+VLOOKUP('1. Summary'!$D$7&'1. Summary'!$D$5,'TSS LRs'!$A$2:$O$324,7,FALSE)*I84*(1-(1-((0.0326*D84^5)-(0.2806*D84^4)+(0.9816*D84^3)-(1.8039*D84^2)+(1.8292*D84)-0.0098))*(1-(VLOOKUP(E84,'Efficiency BMPs'!$B$52:$J$57,9,FALSE)))),\nIF(A84=\"ST\",VLOOKUP('1. Summary'!$D$7&'1. Summary'!$D$5,'TSS LRs'!$A$2:$O$324,4,FALSE)*F84*(1-(1-((0.0304*D84^5)-(0.2619*D84^4)+(0.9161*D84^3)-(1.6837*D84^2)+(1.7072*D84)-0.0091))*(1-(VLOOKUP(E84,'Efficiency BMPs'!$B$52:$J$57,9,FALSE))))+VLOOKUP('1. Summary'!$D$7&'1. Summary'!$D$5,'TSS LRs'!$A$2:$O$324,7,FALSE)*I84*(1-(1-((0.0304*D84^5)-(0.2619*D84^4)+(0.9161*D84^3)-(1.6837*D84^2)+(1.7072*D84)-0.0091))*(1-(VLOOKUP(E84,'Efficiency BMPs'!$B$52:$J$57,9,FALSE)))),\nVLOOKUP('1. Summary'!$D$7&'1. Summary'!$D$5,'TSS LRs'!$A$2:$O$324,4,FALSE)*F84*(1-(1-(VLOOKUP(A84,'Efficiency BMPs'!$B$13:$J$43,9,FALSE)))*(1-(VLOOKUP(E84,'Efficiency BMPs'!$B$52:$J$57,9,FALSE))))+VLOOKUP('1. Summary'!$D$7&'1. Summary'!$D$5,'TSS LRs'!$A$2:$O$324,7,FALSE)*I84*(1-(1-(VLOOKUP(A84,'Efficiency BMPs'!$B$13:$J$43,9,FALSE)))*(1-(VLOOKUP(E84,'Efficiency BMPs'!$B$52:$J$57,9,FALSE)))))),\nIF(A84=\"RR\",VLOOKUP('1. Summary'!$D$7&'1. Summary'!$D$5,'TSS LRs'!$A$2:$O$324,5,FALSE)*G84*(1-(1-(((0.0326*D84^5)-(0.2806*D84^4)+(0.9816*D84^3)-(1.8039*D84^2)+(1.8292*D84)-0.0098)))*(1-(VLOOKUP(E84,'Efficiency BMPs'!$B$52:$J$57,9,FALSE))))+VLOOKUP('1. Summary'!$D$7&'1. Summary'!$D$5,'TSS LRs'!$A$2:$O$324,6,FALSE)*H84*(1-(1-(((0.0326*D84^5)-(0.2806*D84^4)+(0.9816*D84^3)-(1.8039*D84^2)+(1.8292*D84)-0.0098)))*(1-(VLOOKUP(E84,'Efficiency BMPs'!$B$52:$J$57,9,FALSE))))+VLOOKUP('1. Summary'!$D$7&'1. Summary'!$D$5,'TSS LRs'!$A$2:$O$324,7,FALSE)*I84*(1-(1-(((0.0326*D84^5)-(0.2806*D84^4)+(0.9816*D84^3)-(1.8039*D84^2)+(1.8292*D84)-0.0098)))*(1-(VLOOKUP(E84,'Efficiency BMPs'!$B$52:$J$57,9,FALSE)))),\nIF(A84=\"ST\",VLOOKUP('1. Summary'!$D$7&'1. Summary'!$D$5,'TSS LRs'!$A$2:$O$324,5,FALSE)*G84*(1-(1-(((0.0304*D84^5)-(0.2619*D84^4)+(0.9161*D84^3)-(1.6837*D84^2)+(1.7072*D84)-0.0091)))*(1-(VLOOKUP(E84,'Efficiency BMPs'!$B$52:$J$57,9,FALSE))))+VLOOKUP('1. Summary'!$D$7&'1. Summary'!$D$5,'TSS LRs'!$A$2:$O$324,6,FALSE)*H84*(1-(1-(((0.0304*D84^5)-(0.2619*D84^4)+(0.9161*D84^3)-(1.6837*D84^2)+(1.7072*D84)-0.0091)))*(1-(VLOOKUP(E84,'Efficiency BMPs'!$B$52:$J$57,9,FALSE))))+VLOOKUP('1. Summary'!$D$7&'1. Summary'!$D$5,'TSS LRs'!$A$2:$O$324,7,FALSE)*I84*(1-(1-(((0.0304*D84^5)-(0.2619*D84^4)+(0.9161*D84^3)-(1.6837*D84^2)+(1.7072*D84)-0.0091)))*(1-(VLOOKUP(E84,'Efficiency BMPs'!$B$52:$J$57,9,FALSE)))),\nVLOOKUP('1. Summary'!$D$7&'1. Summary'!$D$5,'TSS LRs'!$A$2:$O$324,5,FALSE)*G84*(1-(1-(VLOOKUP(A84,'Efficiency BMPs'!$B$13:$J$43,9,FALSE)))*(1-(VLOOKUP(E84,'Efficiency BMPs'!$B$52:$J$57,9,FALSE))))+VLOOKUP('1. Summary'!$D$7&'1. Summary'!$D$5,'TSS LRs'!$A$2:$O$324,6,FALSE)*H84*(1-(1-(VLOOKUP(A84,'Efficiency BMPs'!$B$13:$J$43,9,FALSE)))*(1-(VLOOKUP(E84,'Efficiency BMPs'!$B$52:$J$57,9,FALSE))))+VLOOKUP('1. Summary'!$D$7&'1. Summary'!$D$5,'TSS LRs'!$A$2:$O$324,7,FALSE)*I84*(1-(1-(VLOOKUP(A84,'Efficiency BMPs'!$B$13:$J$43,9,FALSE)))*(1-(VLOOKUP(E84,'Efficiency BMPs'!$B$52:$J$57,9,FALSE))))))),0)","v":0},{"$f":"IFERROR(J84*VLOOKUP('1. Summary'!$D$5,DFs!$B$2:$F$183,3,0),0)","v":0},{"$f":"IFERROR(K84*VLOOKUP('1. Summary'!$D$5,DFs!$B$2:$F$183,4,0),0)","v":0},{"$f":"IFERROR(L84*VLOOKUP('1. Summary'!$D$5,DFs!$B$2:$F$183,5,0),0)","v":0}]
[null,{"$f":"IFERROR(VLOOKUP(A85,'Efficiency BMPs'!$B$13:$C$36,2,FALSE),\"\")","v":""},null,null,null,null,null,null,null,{"$f":"IFERROR(IF('1. Summary'!$D$12=\"No\",\nIF(A85=\"RR\",VLOOKUP('1. Summary'!$D$7&'1. Summary'!$D$5,'TN LRs'!$A$2:$O$324,4,FALSE)*F85*(1-(1-((0.0308*D85^5)-(0.2562*D85^4)+(0.8634*D85^3)-(1.5285*D85^2)+(1.501*D85)-0.013))*(1-(VLOOKUP(E85,'Efficiency BMPs'!$B$52:$J$57,7,FALSE))))+VLOOKUP('1. Summary'!$D$7&'1. Summary'!$D$5,'TN LRs'!$A$2:$O$324,7,FALSE)*I85*(1-(1-((0.0308*D85^5)-(0.2562*D85^4)+(0.8634*D85^3)-(1.5285*D85^2)+(1.501*D85)-0.013))*(1-(VLOOKUP(E85,'Efficiency BMPs'!$B$52:$J$57,7,FALSE)))),\nIF(A85=\"ST\",VLOOKUP('1. Summary'!$D$7&'1. Summary'!$D$5,'TN LRs'!$A$2:$O$324,4,FALSE)*F85*(1-(1-((0.0152*D85^5)-(0.131*D85^4)+(0.4581*D85^3)-(0.8418*D85^2)+(0.8536*D85)-0.0046))*(1-(VLOOKUP(E85,'Efficiency BMPs'!$B$52:$J$57,7,FALSE))))+VLOOKUP('1. Summary'!$D$7&'1. Summary'!$D$5,'TN LRs'!$A$2:$O$324,7,FALSE)*I85*(1-(1-((0.0152*D85^5)-(0.131*D85^4)+(0.4581*D85^3)-(0.8418*D85^2)+(0.8536*D85)-0.0046))*(1-(VLOOKUP(E85,'Efficiency BMPs'!$B$52:$J$57,7,FALSE)))),\nVLOOKUP('1. Summary'!$D$7&'1. Summary'!$D$5,'TN LRs'!$A$2:$O$324,4,FALSE)*F85*(1-(1-(VLOOKUP(A85,'Efficiency BMPs'!$B$13:$J$43,7,FALSE)))*(1-(VLOOKUP(E85,'Efficiency BMPs'!$B$52:$J$57,7,FALSE))))+VLOOKUP('1. Summary'!$D$7&'1. Summary'!$D$5,'TN LRs'!$A$2:$O$324,7,FALSE)*I85*(1-(1-(VLOOKUP(A85,'Efficiency BMPs'!$B$13:$J$43,7,FALSE)))*(1-(VLOOKUP(E85,'Efficiency BMPs'!$B$52:$J$57,7,FALSE)))))),\nIF(A85=\"RR\",VLOOKUP('1. Summary'!$D$7&'1. Summary'!$D$5,'TN LRs'!$A$2:$O$324,5,FALSE)*G85*(1-(1-(((0.0308*D85^5)-(0.2562*D85^4)+(0.8634*D85^3)-(1.5285*D85^2)+(1.501*D85)-0.013)))*(1-(VLOOKUP(E85,'Efficiency BMPs'!$B$52:$J$57,7,FALSE))))+VLOOKUP('1. Summary'!$D$7&'1. Summary'!$D$5,'TN LRs'!$A$2:$O$324,6,FALSE)*H85*(1-(1-(((0.0308*D85^5)-(0.2562*D85^4)+(0.8634*D85^3)-(1.5285*D85^2)+(1.501*D85)-0.013)))*(1-(VLOOKUP(E85,'Efficiency BMPs'!$B$52:$J$57,7,FALSE))))+VLOOKUP('1. Summary'!$D$7&'1. Summary'!$D$5,'TN LRs'!$A$2:$O$324,7,FALSE)*I85*(1-(1-(((0.0308*D85^5)-(0.2562*D85^4)+(0.8634*D85^3)-(1.5285*D85^2)+(1.501*D85)-0.013)))*(1-(VLOOKUP(E85,'Efficiency BMPs'!$B$52:$J$57,7,FALSE)))),\nIF(A85=\"ST\",VLOOKUP('1. Summary'!$D$7&'1. Summary'!$D$5,'TN LRs'!$A$2:$O$324,5,FALSE)*G85*(1-(1-(((0.0152*D85^5)-(0.131*D85^4)+(0.4581*D85^3)-(0.8418*D85^2)+(0.8536*D85)-0.0046)))*(1-(VLOOKUP(E85,'Efficiency BMPs'!$B$52:$J$57,7,FALSE))))+VLOOKUP('1. Summary'!$D$7&'1. Summary'!$D$5,'TN LRs'!$A$2:$O$324,6,FALSE)*H85*(1-(1-(((0.0152*D85^5)-(0.131*D85^4)+(0.4581*D85^3)-(0.8418*D85^2)+(0.8536*D85)-0.0046)))*(1-(VLOOKUP(E85,'Efficiency BMPs'!$B$52:$J$57,7,FALSE))))+VLOOKUP('1. Summary'!$D$7&'1. Summary'!$D$5,'TN LRs'!$A$2:$O$324,7,FALSE)*I85*(1-(1-(((0.0152*D85^5)-(0.131*D85^4)+(0.4581*D85^3)-(0.8418*D85^2)+(0.8536*D85)-0.0046)))*(1-(VLOOKUP(E85,'Efficiency BMPs'!$B$52:$J$57,7,FALSE)))),\nVLOOKUP('1. Summary'!$D$7&'1. Summary'!$D$5,'TN LRs'!$A$2:$O$324,5,FALSE)*G85*(1-(1-(VLOOKUP(A85,'Efficiency BMPs'!$B$13:$J$43,7,FALSE)))*(1-(VLOOKUP(E85,'Efficiency BMPs'!$B$52:$J$57,7,FALSE))))+VLOOKUP('1. Summary'!$D$7&'1. Summary'!$D$5,'TN LRs'!$A$2:$O$324,6,FALSE)*H85*(1-(1-(VLOOKUP(A85,'Efficiency BMPs'!$B$13:$J$43,7,FALSE)))*(1-(VLOOKUP(E85,'Efficiency BMPs'!$B$52:$J$57,7,FALSE))))+VLOOKUP('1. Summary'!$D$7&'1. Summary'!$D$5,'TN LRs'!$A$2:$O$324,7,FALSE)*I85*(1-(1-(VLOOKUP(A85,'Efficiency BMPs'!$B$13:$J$43,7,FALSE)))*(1-(VLOOKUP(E85,'Efficiency BMPs'!$B$52:$J$57,7,FALSE))))))),0)","v":0},{"$f":"IFERROR(IF('1. Summary'!$D$12=\"No\",\nIF(A85=\"RR\",VLOOKUP('1. Summary'!$D$7&'1. Summary'!$D$5,'TP LRs'!$A$2:$O$324,4,FALSE)*F85*(1-(1-((0.0304*D85^5)-(0.2619*D85^4)+(0.9161*D85^3)-(1.6837*D85^2)+(1.7072*D85)-0.0091))*(1-(VLOOKUP(E85,'Efficiency BMPs'!$B$52:$J$57,8,FALSE))))+VLOOKUP('1. Summary'!$D$7&'1. Summary'!$D$5,'TP LRs'!$A$2:$O$324,7,FALSE)*I85*(1-(1-((0.0304*D85^5)-(0.2619*D85^4)+(0.9161*D85^3)-(1.6837*D85^2)+(1.7072*D85)-0.0091))*(1-(VLOOKUP(E85,'Efficiency BMPs'!$B$52:$J$57,8,FALSE)))),\nIF(A85=\"ST\",VLOOKUP('1. Summary'!$D$7&'1. Summary'!$D$5,'TP LRs'!$A$2:$O$324,4,FALSE)*F85*(1-(1-((0.0239*D85^5)-(0.2058*D85^4)+(0.7198*D85^3)-(1.3229*D85^2)+(1.3414*D85)-0.0072))*(1-(VLOOKUP(E85,'Efficiency BMPs'!$B$52:$J$57,8,FALSE))))+VLOOKUP('1. Summary'!$D$7&'1. Summary'!$D$5,'TP LRs'!$A$2:$O$324,7,FALSE)*I85*(1-(1-((0.0239*D85^5)-(0.2058*D85^4)+(0.7198*D85^3)-(1.3229*D85^2)+(1.3414*D85)-0.0072))*(1-(VLOOKUP(E85,'Efficiency BMPs'!$B$52:$J$57,8,FALSE)))),\nVLOOKUP('1. Summary'!$D$7&'1. Summary'!$D$5,'TP LRs'!$A$2:$O$324,4,FALSE)*F85*(1-(1-(VLOOKUP(A85,'Efficiency BMPs'!$B$13:$J$43,8,FALSE)))*(1-(VLOOKUP(E85,'Efficiency BMPs'!$B$52:$J$57,8,FALSE))))+VLOOKUP('1. Summary'!$D$7&'1. Summary'!$D$5,'TP LRs'!$A$2:$O$324,7,FALSE)*I85*(1-(1-(VLOOKUP(A85,'Efficiency BMPs'!$B$13:$J$43,8,FALSE)))*(1-(VLOOKUP(E85,'Efficiency BMPs'!$B$52:$J$57,8,FALSE)))))),\nIF(A85=\"RR\",VLOOKUP('1. Summary'!$D$7&'1. Summary'!$D$5,'TP LRs'!$A$2:$O$324,5,FALSE)*G85*(1-(1-(((0.0304*D85^5)-(0.2619*D85^4)+(0.9161*D85^3)-(1.6837*D85^2)+(1.7072*D85)-0.0091)))*(1-(VLOOKUP(E85,'Efficiency BMPs'!$B$52:$J$57,8,FALSE))))+VLOOKUP('1. Summary'!$D$7&'1. Summary'!$D$5,'TP LRs'!$A$2:$O$324,6,FALSE)*H85*(1-(1-(((0.0304*D85^5)-(0.2619*D85^4)+(0.9161*D85^3)-(1.6837*D85^2)+(1.7072*D85)-0.0091)))*(1-(VLOOKUP(E85,'Efficiency BMPs'!$B$52:$J$57,8,FALSE))))+VLOOKUP('1. Summary'!$D$7&'1. Summary'!$D$5,'TP LRs'!$A$2:$O$324,7,FALSE)*I85*(1-(1-(((0.0304*D85^5)-(0.2619*D85^4)+(0.9161*D85^3)-(1.6837*D85^2)+(1.7072*D85)-0.0091)))*(1-(VLOOKUP(E85,'Efficiency BMPs'!$B$52:$J$57,8,FALSE)))),\nIF(A85=\"ST\",VLOOKUP('1. Summary'!$D$7&'1. Summary'!$D$5,'TP LRs'!$A$2:$O$324,5,FALSE)*G85*(1-(1-(((0.0239*D85^5)-(0.2058*D85^4)+(0.7198*D85^3)-(1.3229*D85^2)+(1.3414*D85)-0.0072)))*(1-(VLOOKUP(E85,'Efficiency BMPs'!$B$52:$J$57,8,FALSE))))+VLOOKUP('1. Summary'!$D$7&'1. Summary'!$D$5,'TP LRs'!$A$2:$O$324,6,FALSE)*H85*(1-(1-(((0.0239*D85^5)-(0.2058*D85^4)+(0.7198*D85^3)-(1.3229*D85^2)+(1.3414*D85)-0.0072)))*(1-(VLOOKUP(E85,'Efficiency BMPs'!$B$52:$J$57,8,FALSE))))+VLOOKUP('1. Summary'!$D$7&'1. Summary'!$D$5,'TP LRs'!$A$2:$O$324,7,FALSE)*I85*(1-(1-(((0.0239*D85^5)-(0.2058*D85^4)+(0.7198*D85^3)-(1.3229*D85^2)+(1.3414*D85)-0.0072)))*(1-(VLOOKUP(E85,'Efficiency BMPs'!$B$52:$J$57,8,FALSE)))),\nVLOOKUP('1. Summary'!$D$7&'1. Summary'!$D$5,'TP LRs'!$A$2:$O$324,5,FALSE)*G85*(1-(1-(VLOOKUP(A85,'Efficiency BMPs'!$B$13:$J$43,8,FALSE)))*(1-(VLOOKUP(E85,'Efficiency BMPs'!$B$52:$J$57,8,FALSE))))+VLOOKUP('1. Summary'!$D$7&'1. Summary'!$D$5,'TP LRs'!$A$2:$O$324,6,FALSE)*H85*(1-(1-(VLOOKUP(A85,'Efficiency BMPs'!$B$13:$J$43,8,FALSE)))*(1-(VLOOKUP(E85,'Efficiency BMPs'!$B$52:$J$57,8,FALSE))))+VLOOKUP('1. Summary'!$D$7&'1. Summary'!$D$5,'TP LRs'!$A$2:$O$324,7,FALSE)*I85*(1-(1-(VLOOKUP(A85,'Efficiency BMPs'!$B$13:$J$43,8,FALSE)))*(1-(VLOOKUP(E85,'Efficiency BMPs'!$B$52:$J$57,8,FALSE))))))),0)","v":0},{"$f":"IFERROR(IF('1. Summary'!$D$12=\"No\",\nIF(A85=\"RR\",VLOOKUP('1. Summary'!$D$7&'1. Summary'!$D$5,'TSS LRs'!$A$2:$O$324,4,FALSE)*F85*(1-(1-((0.0326*D85^5)-(0.2806*D85^4)+(0.9816*D85^3)-(1.8039*D85^2)+(1.8292*D85)-0.0098))*(1-(VLOOKUP(E85,'Efficiency BMPs'!$B$52:$J$57,9,FALSE))))+VLOOKUP('1. Summary'!$D$7&'1. Summary'!$D$5,'TSS LRs'!$A$2:$O$324,7,FALSE)*I85*(1-(1-((0.0326*D85^5)-(0.2806*D85^4)+(0.9816*D85^3)-(1.8039*D85^2)+(1.8292*D85)-0.0098))*(1-(VLOOKUP(E85,'Efficiency BMPs'!$B$52:$J$57,9,FALSE)))),\nIF(A85=\"ST\",VLOOKUP('1. Summary'!$D$7&'1. Summary'!$D$5,'TSS LRs'!$A$2:$O$324,4,FALSE)*F85*(1-(1-((0.0304*D85^5)-(0.2619*D85^4)+(0.9161*D85^3)-(1.6837*D85^2)+(1.7072*D85)-0.0091))*(1-(VLOOKUP(E85,'Efficiency BMPs'!$B$52:$J$57,9,FALSE))))+VLOOKUP('1. Summary'!$D$7&'1. Summary'!$D$5,'TSS LRs'!$A$2:$O$324,7,FALSE)*I85*(1-(1-((0.0304*D85^5)-(0.2619*D85^4)+(0.9161*D85^3)-(1.6837*D85^2)+(1.7072*D85)-0.0091))*(1-(VLOOKUP(E85,'Efficiency BMPs'!$B$52:$J$57,9,FALSE)))),\nVLOOKUP('1. Summary'!$D$7&'1. Summary'!$D$5,'TSS LRs'!$A$2:$O$324,4,FALSE)*F85*(1-(1-(VLOOKUP(A85,'Efficiency BMPs'!$B$13:$J$43,9,FALSE)))*(1-(VLOOKUP(E85,'Efficiency BMPs'!$B$52:$J$57,9,FALSE))))+VLOOKUP('1. Summary'!$D$7&'1. Summary'!$D$5,'TSS LRs'!$A$2:$O$324,7,FALSE)*I85*(1-(1-(VLOOKUP(A85,'Efficiency BMPs'!$B$13:$J$43,9,FALSE)))*(1-(VLOOKUP(E85,'Efficiency BMPs'!$B$52:$J$57,9,FALSE)))))),\nIF(A85=\"RR\",VLOOKUP('1. Summary'!$D$7&'1. Summary'!$D$5,'TSS LRs'!$A$2:$O$324,5,FALSE)*G85*(1-(1-(((0.0326*D85^5)-(0.2806*D85^4)+(0.9816*D85^3)-(1.8039*D85^2)+(1.8292*D85)-0.0098)))*(1-(VLOOKUP(E85,'Efficiency BMPs'!$B$52:$J$57,9,FALSE))))+VLOOKUP('1. Summary'!$D$7&'1. Summary'!$D$5,'TSS LRs'!$A$2:$O$324,6,FALSE)*H85*(1-(1-(((0.0326*D85^5)-(0.2806*D85^4)+(0.9816*D85^3)-(1.8039*D85^2)+(1.8292*D85)-0.0098)))*(1-(VLOOKUP(E85,'Efficiency BMPs'!$B$52:$J$57,9,FALSE))))+VLOOKUP('1. Summary'!$D$7&'1. Summary'!$D$5,'TSS LRs'!$A$2:$O$324,7,FALSE)*I85*(1-(1-(((0.0326*D85^5)-(0.2806*D85^4)+(0.9816*D85^3)-(1.8039*D85^2)+(1.8292*D85)-0.0098)))*(1-(VLOOKUP(E85,'Efficiency BMPs'!$B$52:$J$57,9,FALSE)))),\nIF(A85=\"ST\",VLOOKUP('1. Summary'!$D$7&'1. Summary'!$D$5,'TSS LRs'!$A$2:$O$324,5,FALSE)*G85*(1-(1-(((0.0304*D85^5)-(0.2619*D85^4)+(0.9161*D85^3)-(1.6837*D85^2)+(1.7072*D85)-0.0091)))*(1-(VLOOKUP(E85,'Efficiency BMPs'!$B$52:$J$57,9,FALSE))))+VLOOKUP('1. Summary'!$D$7&'1. Summary'!$D$5,'TSS LRs'!$A$2:$O$324,6,FALSE)*H85*(1-(1-(((0.0304*D85^5)-(0.2619*D85^4)+(0.9161*D85^3)-(1.6837*D85^2)+(1.7072*D85)-0.0091)))*(1-(VLOOKUP(E85,'Efficiency BMPs'!$B$52:$J$57,9,FALSE))))+VLOOKUP('1. Summary'!$D$7&'1. Summary'!$D$5,'TSS LRs'!$A$2:$O$324,7,FALSE)*I85*(1-(1-(((0.0304*D85^5)-(0.2619*D85^4)+(0.9161*D85^3)-(1.6837*D85^2)+(1.7072*D85)-0.0091)))*(1-(VLOOKUP(E85,'Efficiency BMPs'!$B$52:$J$57,9,FALSE)))),\nVLOOKUP('1. Summary'!$D$7&'1. Summary'!$D$5,'TSS LRs'!$A$2:$O$324,5,FALSE)*G85*(1-(1-(VLOOKUP(A85,'Efficiency BMPs'!$B$13:$J$43,9,FALSE)))*(1-(VLOOKUP(E85,'Efficiency BMPs'!$B$52:$J$57,9,FALSE))))+VLOOKUP('1. Summary'!$D$7&'1. Summary'!$D$5,'TSS LRs'!$A$2:$O$324,6,FALSE)*H85*(1-(1-(VLOOKUP(A85,'Efficiency BMPs'!$B$13:$J$43,9,FALSE)))*(1-(VLOOKUP(E85,'Efficiency BMPs'!$B$52:$J$57,9,FALSE))))+VLOOKUP('1. Summary'!$D$7&'1. Summary'!$D$5,'TSS LRs'!$A$2:$O$324,7,FALSE)*I85*(1-(1-(VLOOKUP(A85,'Efficiency BMPs'!$B$13:$J$43,9,FALSE)))*(1-(VLOOKUP(E85,'Efficiency BMPs'!$B$52:$J$57,9,FALSE))))))),0)","v":0},{"$f":"IFERROR(J85*VLOOKUP('1. Summary'!$D$5,DFs!$B$2:$F$183,3,0),0)","v":0},{"$f":"IFERROR(K85*VLOOKUP('1. Summary'!$D$5,DFs!$B$2:$F$183,4,0),0)","v":0},{"$f":"IFERROR(L85*VLOOKUP('1. Summary'!$D$5,DFs!$B$2:$F$183,5,0),0)","v":0}]
[null,{"$f":"IFERROR(VLOOKUP(A86,'Efficiency BMPs'!$B$13:$C$36,2,FALSE),\"\")","v":""},null,null,null,null,null,null,null,{"$f":"IFERROR(IF('1. Summary'!$D$12=\"No\",\nIF(A86=\"RR\",VLOOKUP('1. Summary'!$D$7&'1. Summary'!$D$5,'TN LRs'!$A$2:$O$324,4,FALSE)*F86*(1-(1-((0.0308*D86^5)-(0.2562*D86^4)+(0.8634*D86^3)-(1.5285*D86^2)+(1.501*D86)-0.013))*(1-(VLOOKUP(E86,'Efficiency BMPs'!$B$52:$J$57,7,FALSE))))+VLOOKUP('1. Summary'!$D$7&'1. Summary'!$D$5,'TN LRs'!$A$2:$O$324,7,FALSE)*I86*(1-(1-((0.0308*D86^5)-(0.2562*D86^4)+(0.8634*D86^3)-(1.5285*D86^2)+(1.501*D86)-0.013))*(1-(VLOOKUP(E86,'Efficiency BMPs'!$B$52:$J$57,7,FALSE)))),\nIF(A86=\"ST\",VLOOKUP('1. Summary'!$D$7&'1. Summary'!$D$5,'TN LRs'!$A$2:$O$324,4,FALSE)*F86*(1-(1-((0.0152*D86^5)-(0.131*D86^4)+(0.4581*D86^3)-(0.8418*D86^2)+(0.8536*D86)-0.0046))*(1-(VLOOKUP(E86,'Efficiency BMPs'!$B$52:$J$57,7,FALSE))))+VLOOKUP('1. Summary'!$D$7&'1. Summary'!$D$5,'TN LRs'!$A$2:$O$324,7,FALSE)*I86*(1-(1-((0.0152*D86^5)-(0.131*D86^4)+(0.4581*D86^3)-(0.8418*D86^2)+(0.8536*D86)-0.0046))*(1-(VLOOKUP(E86,'Efficiency BMPs'!$B$52:$J$57,7,FALSE)))),\nVLOOKUP('1. Summary'!$D$7&'1. Summary'!$D$5,'TN LRs'!$A$2:$O$324,4,FALSE)*F86*(1-(1-(VLOOKUP(A86,'Efficiency BMPs'!$B$13:$J$43,7,FALSE)))*(1-(VLOOKUP(E86,'Efficiency BMPs'!$B$52:$J$57,7,FALSE))))+VLOOKUP('1. Summary'!$D$7&'1. Summary'!$D$5,'TN LRs'!$A$2:$O$324,7,FALSE)*I86*(1-(1-(VLOOKUP(A86,'Efficiency BMPs'!$B$13:$J$43,7,FALSE)))*(1-(VLOOKUP(E86,'Efficiency BMPs'!$B$52:$J$57,7,FALSE)))))),\nIF(A86=\"RR\",VLOOKUP('1. Summary'!$D$7&'1. Summary'!$D$5,'TN LRs'!$A$2:$O$324,5,FALSE)*G86*(1-(1-(((0.0308*D86^5)-(0.2562*D86^4)+(0.8634*D86^3)-(1.5285*D86^2)+(1.501*D86)-0.013)))*(1-(VLOOKUP(E86,'Efficiency BMPs'!$B$52:$J$57,7,FALSE))))+VLOOKUP('1. Summary'!$D$7&'1. Summary'!$D$5,'TN LRs'!$A$2:$O$324,6,FALSE)*H86*(1-(1-(((0.0308*D86^5)-(0.2562*D86^4)+(0.8634*D86^3)-(1.5285*D86^2)+(1.501*D86)-0.013)))*(1-(VLOOKUP(E86,'Efficiency BMPs'!$B$52:$J$57,7,FALSE))))+VLOOKUP('1. Summary'!$D$7&'1. Summary'!$D$5,'TN LRs'!$A$2:$O$324,7,FALSE)*I86*(1-(1-(((0.0308*D86^5)-(0.2562*D86^4)+(0.8634*D86^3)-(1.5285*D86^2)+(1.501*D86)-0.013)))*(1-(VLOOKUP(E86,'Efficiency BMPs'!$B$52:$J$57,7,FALSE)))),\nIF(A86=\"ST\",VLOOKUP('1. Summary'!$D$7&'1. Summary'!$D$5,'TN LRs'!$A$2:$O$324,5,FALSE)*G86*(1-(1-(((0.0152*D86^5)-(0.131*D86^4)+(0.4581*D86^3)-(0.8418*D86^2)+(0.8536*D86)-0.0046)))*(1-(VLOOKUP(E86,'Efficiency BMPs'!$B$52:$J$57,7,FALSE))))+VLOOKUP('1. Summary'!$D$7&'1. Summary'!$D$5,'TN LRs'!$A$2:$O$324,6,FALSE)*H86*(1-(1-(((0.0152*D86^5)-(0.131*D86^4)+(0.4581*D86^3)-(0.8418*D86^2)+(0.8536*D86)-0.0046)))*(1-(VLOOKUP(E86,'Efficiency BMPs'!$B$52:$J$57,7,FALSE))))+VLOOKUP('1. Summary'!$D$7&'1. Summary'!$D$5,'TN LRs'!$A$2:$O$324,7,FALSE)*I86*(1-(1-(((0.0152*D86^5)-(0.131*D86^4)+(0.4581*D86^3)-(0.8418*D86^2)+(0.8536*D86)-0.0046)))*(1-(VLOOKUP(E86,'Efficiency BMPs'!$B$52:$J$57,7,FALSE)))),\nVLOOKUP('1. Summary'!$D$7&'1. Summary'!$D$5,'TN LRs'!$A$2:$O$324,5,FALSE)*G86*(1-(1-(VLOOKUP(A86,'Efficiency BMPs'!$B$13:$J$43,7,FALSE)))*(1-(VLOOKUP(E86,'Efficiency BMPs'!$B$52:$J$57,7,FALSE))))+VLOOKUP('1. Summary'!$D$7&'1. Summary'!$D$5,'TN LRs'!$A$2:$O$324,6,FALSE)*H86*(1-(1-(VLOOKUP(A86,'Efficiency BMPs'!$B$13:$J$43,7,FALSE)))*(1-(VLOOKUP(E86,'Efficiency BMPs'!$B$52:$J$57,7,FALSE))))+VLOOKUP('1. Summary'!$D$7&'1. Summary'!$D$5,'TN LRs'!$A$2:$O$324,7,FALSE)*I86*(1-(1-(VLOOKUP(A86,'Efficiency BMPs'!$B$13:$J$43,7,FALSE)))*(1-(VLOOKUP(E86,'Efficiency BMPs'!$B$52:$J$57,7,FALSE))))))),0)","v":0},{"$f":"IFERROR(IF('1. Summary'!$D$12=\"No\",\nIF(A86=\"RR\",VLOOKUP('1. Summary'!$D$7&'1. Summary'!$D$5,'TP LRs'!$A$2:$O$324,4,FALSE)*F86*(1-(1-((0.0304*D86^5)-(0.2619*D86^4)+(0.9161*D86^3)-(1.6837*D86^2)+(1.7072*D86)-0.0091))*(1-(VLOOKUP(E86,'Efficiency BMPs'!$B$52:$J$57,8,FALSE))))+VLOOKUP('1. Summary'!$D$7&'1. Summary'!$D$5,'TP LRs'!$A$2:$O$324,7,FALSE)*I86*(1-(1-((0.0304*D86^5)-(0.2619*D86^4)+(0.9161*D86^3)-(1.6837*D86^2)+(1.7072*D86)-0.0091))*(1-(VLOOKUP(E86,'Efficiency BMPs'!$B$52:$J$57,8,FALSE)))),\nIF(A86=\"ST\",VLOOKUP('1. Summary'!$D$7&'1. Summary'!$D$5,'TP LRs'!$A$2:$O$324,4,FALSE)*F86*(1-(1-((0.0239*D86^5)-(0.2058*D86^4)+(0.7198*D86^3)-(1.3229*D86^2)+(1.3414*D86)-0.0072))*(1-(VLOOKUP(E86,'Efficiency BMPs'!$B$52:$J$57,8,FALSE))))+VLOOKUP('1. Summary'!$D$7&'1. Summary'!$D$5,'TP LRs'!$A$2:$O$324,7,FALSE)*I86*(1-(1-((0.0239*D86^5)-(0.2058*D86^4)+(0.7198*D86^3)-(1.3229*D86^2)+(1.3414*D86)-0.0072))*(1-(VLOOKUP(E86,'Efficiency BMPs'!$B$52:$J$57,8,FALSE)))),\nVLOOKUP('1. Summary'!$D$7&'1. Summary'!$D$5,'TP LRs'!$A$2:$O$324,4,FALSE)*F86*(1-(1-(VLOOKUP(A86,'Efficiency BMPs'!$B$13:$J$43,8,FALSE)))*(1-(VLOOKUP(E86,'Efficiency BMPs'!$B$52:$J$57,8,FALSE))))+VLOOKUP('1. Summary'!$D$7&'1. Summary'!$D$5,'TP LRs'!$A$2:$O$324,7,FALSE)*I86*(1-(1-(VLOOKUP(A86,'Efficiency BMPs'!$B$13:$J$43,8,FALSE)))*(1-(VLOOKUP(E86,'Efficiency BMPs'!$B$52:$J$57,8,FALSE)))))),\nIF(A86=\"RR\",VLOOKUP('1. Summary'!$D$7&'1. Summary'!$D$5,'TP LRs'!$A$2:$O$324,5,FALSE)*G86*(1-(1-(((0.0304*D86^5)-(0.2619*D86^4)+(0.9161*D86^3)-(1.6837*D86^2)+(1.7072*D86)-0.0091)))*(1-(VLOOKUP(E86,'Efficiency BMPs'!$B$52:$J$57,8,FALSE))))+VLOOKUP('1. Summary'!$D$7&'1. Summary'!$D$5,'TP LRs'!$A$2:$O$324,6,FALSE)*H86*(1-(1-(((0.0304*D86^5)-(0.2619*D86^4)+(0.9161*D86^3)-(1.6837*D86^2)+(1.7072*D86)-0.0091)))*(1-(VLOOKUP(E86,'Efficiency BMPs'!$B$52:$J$57,8,FALSE))))+VLOOKUP('1. Summary'!$D$7&'1. Summary'!$D$5,'TP LRs'!$A$2:$O$324,7,FALSE)*I86*(1-(1-(((0.0304*D86^5)-(0.2619*D86^4)+(0.9161*D86^3)-(1.6837*D86^2)+(1.7072*D86)-0.0091)))*(1-(VLOOKUP(E86,'Efficiency BMPs'!$B$52:$J$57,8,FALSE)))),\nIF(A86=\"ST\",VLOOKUP('1. Summary'!$D$7&'1. Summary'!$D$5,'TP LRs'!$A$2:$O$324,5,FALSE)*G86*(1-(1-(((0.0239*D86^5)-(0.2058*D86^4)+(0.7198*D86^3)-(1.3229*D86^2)+(1.3414*D86)-0.0072)))*(1-(VLOOKUP(E86,'Efficiency BMPs'!$B$52:$J$57,8,FALSE))))+VLOOKUP('1. Summary'!$D$7&'1. Summary'!$D$5,'TP LRs'!$A$2:$O$324,6,FALSE)*H86*(1-(1-(((0.0239*D86^5)-(0.2058*D86^4)+(0.7198*D86^3)-(1.3229*D86^2)+(1.3414*D86)-0.0072)))*(1-(VLOOKUP(E86,'Efficiency BMPs'!$B$52:$J$57,8,FALSE))))+VLOOKUP('1. Summary'!$D$7&'1. Summary'!$D$5,'TP LRs'!$A$2:$O$324,7,FALSE)*I86*(1-(1-(((0.0239*D86^5)-(0.2058*D86^4)+(0.7198*D86^3)-(1.3229*D86^2)+(1.3414*D86)-0.0072)))*(1-(VLOOKUP(E86,'Efficiency BMPs'!$B$52:$J$57,8,FALSE)))),\nVLOOKUP('1. Summary'!$D$7&'1. Summary'!$D$5,'TP LRs'!$A$2:$O$324,5,FALSE)*G86*(1-(1-(VLOOKUP(A86,'Efficiency BMPs'!$B$13:$J$43,8,FALSE)))*(1-(VLOOKUP(E86,'Efficiency BMPs'!$B$52:$J$57,8,FALSE))))+VLOOKUP('1. Summary'!$D$7&'1. Summary'!$D$5,'TP LRs'!$A$2:$O$324,6,FALSE)*H86*(1-(1-(VLOOKUP(A86,'Efficiency BMPs'!$B$13:$J$43,8,FALSE)))*(1-(VLOOKUP(E86,'Efficiency BMPs'!$B$52:$J$57,8,FALSE))))+VLOOKUP('1. Summary'!$D$7&'1. Summary'!$D$5,'TP LRs'!$A$2:$O$324,7,FALSE)*I86*(1-(1-(VLOOKUP(A86,'Efficiency BMPs'!$B$13:$J$43,8,FALSE)))*(1-(VLOOKUP(E86,'Efficiency BMPs'!$B$52:$J$57,8,FALSE))))))),0)","v":0},{"$f":"IFERROR(IF('1. Summary'!$D$12=\"No\",\nIF(A86=\"RR\",VLOOKUP('1. Summary'!$D$7&'1. Summary'!$D$5,'TSS LRs'!$A$2:$O$324,4,FALSE)*F86*(1-(1-((0.0326*D86^5)-(0.2806*D86^4)+(0.9816*D86^3)-(1.8039*D86^2)+(1.8292*D86)-0.0098))*(1-(VLOOKUP(E86,'Efficiency BMPs'!$B$52:$J$57,9,FALSE))))+VLOOKUP('1. Summary'!$D$7&'1. Summary'!$D$5,'TSS LRs'!$A$2:$O$324,7,FALSE)*I86*(1-(1-((0.0326*D86^5)-(0.2806*D86^4)+(0.9816*D86^3)-(1.8039*D86^2)+(1.8292*D86)-0.0098))*(1-(VLOOKUP(E86,'Efficiency BMPs'!$B$52:$J$57,9,FALSE)))),\nIF(A86=\"ST\",VLOOKUP('1. Summary'!$D$7&'1. Summary'!$D$5,'TSS LRs'!$A$2:$O$324,4,FALSE)*F86*(1-(1-((0.0304*D86^5)-(0.2619*D86^4)+(0.9161*D86^3)-(1.6837*D86^2)+(1.7072*D86)-0.0091))*(1-(VLOOKUP(E86,'Efficiency BMPs'!$B$52:$J$57,9,FALSE))))+VLOOKUP('1. Summary'!$D$7&'1. Summary'!$D$5,'TSS LRs'!$A$2:$O$324,7,FALSE)*I86*(1-(1-((0.0304*D86^5)-(0.2619*D86^4)+(0.9161*D86^3)-(1.6837*D86^2)+(1.7072*D86)-0.0091))*(1-(VLOOKUP(E86,'Efficiency BMPs'!$B$52:$J$57,9,FALSE)))),\nVLOOKUP('1. Summary'!$D$7&'1. Summary'!$D$5,'TSS LRs'!$A$2:$O$324,4,FALSE)*F86*(1-(1-(VLOOKUP(A86,'Efficiency BMPs'!$B$13:$J$43,9,FALSE)))*(1-(VLOOKUP(E86,'Efficiency BMPs'!$B$52:$J$57,9,FALSE))))+VLOOKUP('1. Summary'!$D$7&'1. Summary'!$D$5,'TSS LRs'!$A$2:$O$324,7,FALSE)*I86*(1-(1-(VLOOKUP(A86,'Efficiency BMPs'!$B$13:$J$43,9,FALSE)))*(1-(VLOOKUP(E86,'Efficiency BMPs'!$B$52:$J$57,9,FALSE)))))),\nIF(A86=\"RR\",VLOOKUP('1. Summary'!$D$7&'1. Summary'!$D$5,'TSS LRs'!$A$2:$O$324,5,FALSE)*G86*(1-(1-(((0.0326*D86^5)-(0.2806*D86^4)+(0.9816*D86^3)-(1.8039*D86^2)+(1.8292*D86)-0.0098)))*(1-(VLOOKUP(E86,'Efficiency BMPs'!$B$52:$J$57,9,FALSE))))+VLOOKUP('1. Summary'!$D$7&'1. Summary'!$D$5,'TSS LRs'!$A$2:$O$324,6,FALSE)*H86*(1-(1-(((0.0326*D86^5)-(0.2806*D86^4)+(0.9816*D86^3)-(1.8039*D86^2)+(1.8292*D86)-0.0098)))*(1-(VLOOKUP(E86,'Efficiency BMPs'!$B$52:$J$57,9,FALSE))))+VLOOKUP('1. Summary'!$D$7&'1. Summary'!$D$5,'TSS LRs'!$A$2:$O$324,7,FALSE)*I86*(1-(1-(((0.0326*D86^5)-(0.2806*D86^4)+(0.9816*D86^3)-(1.8039*D86^2)+(1.8292*D86)-0.0098)))*(1-(VLOOKUP(E86,'Efficiency BMPs'!$B$52:$J$57,9,FALSE)))),\nIF(A86=\"ST\",VLOOKUP('1. Summary'!$D$7&'1. Summary'!$D$5,'TSS LRs'!$A$2:$O$324,5,FALSE)*G86*(1-(1-(((0.0304*D86^5)-(0.2619*D86^4)+(0.9161*D86^3)-(1.6837*D86^2)+(1.7072*D86)-0.0091)))*(1-(VLOOKUP(E86,'Efficiency BMPs'!$B$52:$J$57,9,FALSE))))+VLOOKUP('1. Summary'!$D$7&'1. Summary'!$D$5,'TSS LRs'!$A$2:$O$324,6,FALSE)*H86*(1-(1-(((0.0304*D86^5)-(0.2619*D86^4)+(0.9161*D86^3)-(1.6837*D86^2)+(1.7072*D86)-0.0091)))*(1-(VLOOKUP(E86,'Efficiency BMPs'!$B$52:$J$57,9,FALSE))))+VLOOKUP('1. Summary'!$D$7&'1. Summary'!$D$5,'TSS LRs'!$A$2:$O$324,7,FALSE)*I86*(1-(1-(((0.0304*D86^5)-(0.2619*D86^4)+(0.9161*D86^3)-(1.6837*D86^2)+(1.7072*D86)-0.0091)))*(1-(VLOOKUP(E86,'Efficiency BMPs'!$B$52:$J$57,9,FALSE)))),\nVLOOKUP('1. Summary'!$D$7&'1. Summary'!$D$5,'TSS LRs'!$A$2:$O$324,5,FALSE)*G86*(1-(1-(VLOOKUP(A86,'Efficiency BMPs'!$B$13:$J$43,9,FALSE)))*(1-(VLOOKUP(E86,'Efficiency BMPs'!$B$52:$J$57,9,FALSE))))+VLOOKUP('1. Summary'!$D$7&'1. Summary'!$D$5,'TSS LRs'!$A$2:$O$324,6,FALSE)*H86*(1-(1-(VLOOKUP(A86,'Efficiency BMPs'!$B$13:$J$43,9,FALSE)))*(1-(VLOOKUP(E86,'Efficiency BMPs'!$B$52:$J$57,9,FALSE))))+VLOOKUP('1. Summary'!$D$7&'1. Summary'!$D$5,'TSS LRs'!$A$2:$O$324,7,FALSE)*I86*(1-(1-(VLOOKUP(A86,'Efficiency BMPs'!$B$13:$J$43,9,FALSE)))*(1-(VLOOKUP(E86,'Efficiency BMPs'!$B$52:$J$57,9,FALSE))))))),0)","v":0},{"$f":"IFERROR(J86*VLOOKUP('1. Summary'!$D$5,DFs!$B$2:$F$183,3,0),0)","v":0},{"$f":"IFERROR(K86*VLOOKUP('1. Summary'!$D$5,DFs!$B$2:$F$183,4,0),0)","v":0},{"$f":"IFERROR(L86*VLOOKUP('1. Summary'!$D$5,DFs!$B$2:$F$183,5,0),0)","v":0}]
[null,{"$f":"IFERROR(VLOOKUP(A87,'Efficiency BMPs'!$B$13:$C$36,2,FALSE),\"\")","v":""},null,null,null,null,null,null,null,{"$f":"IFERROR(IF('1. Summary'!$D$12=\"No\",\nIF(A87=\"RR\",VLOOKUP('1. Summary'!$D$7&'1. Summary'!$D$5,'TN LRs'!$A$2:$O$324,4,FALSE)*F87*(1-(1-((0.0308*D87^5)-(0.2562*D87^4)+(0.8634*D87^3)-(1.5285*D87^2)+(1.501*D87)-0.013))*(1-(VLOOKUP(E87,'Efficiency BMPs'!$B$52:$J$57,7,FALSE))))+VLOOKUP('1. Summary'!$D$7&'1. Summary'!$D$5,'TN LRs'!$A$2:$O$324,7,FALSE)*I87*(1-(1-((0.0308*D87^5)-(0.2562*D87^4)+(0.8634*D87^3)-(1.5285*D87^2)+(1.501*D87)-0.013))*(1-(VLOOKUP(E87,'Efficiency BMPs'!$B$52:$J$57,7,FALSE)))),\nIF(A87=\"ST\",VLOOKUP('1. Summary'!$D$7&'1. Summary'!$D$5,'TN LRs'!$A$2:$O$324,4,FALSE)*F87*(1-(1-((0.0152*D87^5)-(0.131*D87^4)+(0.4581*D87^3)-(0.8418*D87^2)+(0.8536*D87)-0.0046))*(1-(VLOOKUP(E87,'Efficiency BMPs'!$B$52:$J$57,7,FALSE))))+VLOOKUP('1. Summary'!$D$7&'1. Summary'!$D$5,'TN LRs'!$A$2:$O$324,7,FALSE)*I87*(1-(1-((0.0152*D87^5)-(0.131*D87^4)+(0.4581*D87^3)-(0.8418*D87^2)+(0.8536*D87)-0.0046))*(1-(VLOOKUP(E87,'Efficiency BMPs'!$B$52:$J$57,7,FALSE)))),\nVLOOKUP('1. Summary'!$D$7&'1. Summary'!$D$5,'TN LRs'!$A$2:$O$324,4,FALSE)*F87*(1-(1-(VLOOKUP(A87,'Efficiency BMPs'!$B$13:$J$43,7,FALSE)))*(1-(VLOOKUP(E87,'Efficiency BMPs'!$B$52:$J$57,7,FALSE))))+VLOOKUP('1. Summary'!$D$7&'1. Summary'!$D$5,'TN LRs'!$A$2:$O$324,7,FALSE)*I87*(1-(1-(VLOOKUP(A87,'Efficiency BMPs'!$B$13:$J$43,7,FALSE)))*(1-(VLOOKUP(E87,'Efficiency BMPs'!$B$52:$J$57,7,FALSE)))))),\nIF(A87=\"RR\",VLOOKUP('1. Summary'!$D$7&'1. Summary'!$D$5,'TN LRs'!$A$2:$O$324,5,FALSE)*G87*(1-(1-(((0.0308*D87^5)-(0.2562*D87^4)+(0.8634*D87^3)-(1.5285*D87^2)+(1.501*D87)-0.013)))*(1-(VLOOKUP(E87,'Efficiency BMPs'!$B$52:$J$57,7,FALSE))))+VLOOKUP('1. Summary'!$D$7&'1. Summary'!$D$5,'TN LRs'!$A$2:$O$324,6,FALSE)*H87*(1-(1-(((0.0308*D87^5)-(0.2562*D87^4)+(0.8634*D87^3)-(1.5285*D87^2)+(1.501*D87)-0.013)))*(1-(VLOOKUP(E87,'Efficiency BMPs'!$B$52:$J$57,7,FALSE))))+VLOOKUP('1. Summary'!$D$7&'1. Summary'!$D$5,'TN LRs'!$A$2:$O$324,7,FALSE)*I87*(1-(1-(((0.0308*D87^5)-(0.2562*D87^4)+(0.8634*D87^3)-(1.5285*D87^2)+(1.501*D87)-0.013)))*(1-(VLOOKUP(E87,'Efficiency BMPs'!$B$52:$J$57,7,FALSE)))),\nIF(A87=\"ST\",VLOOKUP('1. Summary'!$D$7&'1. Summary'!$D$5,'TN LRs'!$A$2:$O$324,5,FALSE)*G87*(1-(1-(((0.0152*D87^5)-(0.131*D87^4)+(0.4581*D87^3)-(0.8418*D87^2)+(0.8536*D87)-0.0046)))*(1-(VLOOKUP(E87,'Efficiency BMPs'!$B$52:$J$57,7,FALSE))))+VLOOKUP('1. Summary'!$D$7&'1. Summary'!$D$5,'TN LRs'!$A$2:$O$324,6,FALSE)*H87*(1-(1-(((0.0152*D87^5)-(0.131*D87^4)+(0.4581*D87^3)-(0.8418*D87^2)+(0.8536*D87)-0.0046)))*(1-(VLOOKUP(E87,'Efficiency BMPs'!$B$52:$J$57,7,FALSE))))+VLOOKUP('1. Summary'!$D$7&'1. Summary'!$D$5,'TN LRs'!$A$2:$O$324,7,FALSE)*I87*(1-(1-(((0.0152*D87^5)-(0.131*D87^4)+(0.4581*D87^3)-(0.8418*D87^2)+(0.8536*D87)-0.0046)))*(1-(VLOOKUP(E87,'Efficiency BMPs'!$B$52:$J$57,7,FALSE)))),\nVLOOKUP('1. Summary'!$D$7&'1. Summary'!$D$5,'TN LRs'!$A$2:$O$324,5,FALSE)*G87*(1-(1-(VLOOKUP(A87,'Efficiency BMPs'!$B$13:$J$43,7,FALSE)))*(1-(VLOOKUP(E87,'Efficiency BMPs'!$B$52:$J$57,7,FALSE))))+VLOOKUP('1. Summary'!$D$7&'1. Summary'!$D$5,'TN LRs'!$A$2:$O$324,6,FALSE)*H87*(1-(1-(VLOOKUP(A87,'Efficiency BMPs'!$B$13:$J$43,7,FALSE)))*(1-(VLOOKUP(E87,'Efficiency BMPs'!$B$52:$J$57,7,FALSE))))+VLOOKUP('1. Summary'!$D$7&'1. Summary'!$D$5,'TN LRs'!$A$2:$O$324,7,FALSE)*I87*(1-(1-(VLOOKUP(A87,'Efficiency BMPs'!$B$13:$J$43,7,FALSE)))*(1-(VLOOKUP(E87,'Efficiency BMPs'!$B$52:$J$57,7,FALSE))))))),0)","v":0},{"$f":"IFERROR(IF('1. Summary'!$D$12=\"No\",\nIF(A87=\"RR\",VLOOKUP('1. Summary'!$D$7&'1. Summary'!$D$5,'TP LRs'!$A$2:$O$324,4,FALSE)*F87*(1-(1-((0.0304*D87^5)-(0.2619*D87^4)+(0.9161*D87^3)-(1.6837*D87^2)+(1.7072*D87)-0.0091))*(1-(VLOOKUP(E87,'Efficiency BMPs'!$B$52:$J$57,8,FALSE))))+VLOOKUP('1. Summary'!$D$7&'1. Summary'!$D$5,'TP LRs'!$A$2:$O$324,7,FALSE)*I87*(1-(1-((0.0304*D87^5)-(0.2619*D87^4)+(0.9161*D87^3)-(1.6837*D87^2)+(1.7072*D87)-0.0091))*(1-(VLOOKUP(E87,'Efficiency BMPs'!$B$52:$J$57,8,FALSE)))),\nIF(A87=\"ST\",VLOOKUP('1. Summary'!$D$7&'1. Summary'!$D$5,'TP LRs'!$A$2:$O$324,4,FALSE)*F87*(1-(1-((0.0239*D87^5)-(0.2058*D87^4)+(0.7198*D87^3)-(1.3229*D87^2)+(1.3414*D87)-0.0072))*(1-(VLOOKUP(E87,'Efficiency BMPs'!$B$52:$J$57,8,FALSE))))+VLOOKUP('1. Summary'!$D$7&'1. Summary'!$D$5,'TP LRs'!$A$2:$O$324,7,FALSE)*I87*(1-(1-((0.0239*D87^5)-(0.2058*D87^4)+(0.7198*D87^3)-(1.3229*D87^2)+(1.3414*D87)-0.0072))*(1-(VLOOKUP(E87,'Efficiency BMPs'!$B$52:$J$57,8,FALSE)))),\nVLOOKUP('1. Summary'!$D$7&'1. Summary'!$D$5,'TP LRs'!$A$2:$O$324,4,FALSE)*F87*(1-(1-(VLOOKUP(A87,'Efficiency BMPs'!$B$13:$J$43,8,FALSE)))*(1-(VLOOKUP(E87,'Efficiency BMPs'!$B$52:$J$57,8,FALSE))))+VLOOKUP('1. Summary'!$D$7&'1. Summary'!$D$5,'TP LRs'!$A$2:$O$324,7,FALSE)*I87*(1-(1-(VLOOKUP(A87,'Efficiency BMPs'!$B$13:$J$43,8,FALSE)))*(1-(VLOOKUP(E87,'Efficiency BMPs'!$B$52:$J$57,8,FALSE)))))),\nIF(A87=\"RR\",VLOOKUP('1. Summary'!$D$7&'1. Summary'!$D$5,'TP LRs'!$A$2:$O$324,5,FALSE)*G87*(1-(1-(((0.0304*D87^5)-(0.2619*D87^4)+(0.9161*D87^3)-(1.6837*D87^2)+(1.7072*D87)-0.0091)))*(1-(VLOOKUP(E87,'Efficiency BMPs'!$B$52:$J$57,8,FALSE))))+VLOOKUP('1. Summary'!$D$7&'1. Summary'!$D$5,'TP LRs'!$A$2:$O$324,6,FALSE)*H87*(1-(1-(((0.0304*D87^5)-(0.2619*D87^4)+(0.9161*D87^3)-(1.6837*D87^2)+(1.7072*D87)-0.0091)))*(1-(VLOOKUP(E87,'Efficiency BMPs'!$B$52:$J$57,8,FALSE))))+VLOOKUP('1. Summary'!$D$7&'1. Summary'!$D$5,'TP LRs'!$A$2:$O$324,7,FALSE)*I87*(1-(1-(((0.0304*D87^5)-(0.2619*D87^4)+(0.9161*D87^3)-(1.6837*D87^2)+(1.7072*D87)-0.0091)))*(1-(VLOOKUP(E87,'Efficiency BMPs'!$B$52:$J$57,8,FALSE)))),\nIF(A87=\"ST\",VLOOKUP('1. Summary'!$D$7&'1. Summary'!$D$5,'TP LRs'!$A$2:$O$324,5,FALSE)*G87*(1-(1-(((0.0239*D87^5)-(0.2058*D87^4)+(0.7198*D87^3)-(1.3229*D87^2)+(1.3414*D87)-0.0072)))*(1-(VLOOKUP(E87,'Efficiency BMPs'!$B$52:$J$57,8,FALSE))))+VLOOKUP('1. Summary'!$D$7&'1. Summary'!$D$5,'TP LRs'!$A$2:$O$324,6,FALSE)*H87*(1-(1-(((0.0239*D87^5)-(0.2058*D87^4)+(0.7198*D87^3)-(1.3229*D87^2)+(1.3414*D87)-0.0072)))*(1-(VLOOKUP(E87,'Efficiency BMPs'!$B$52:$J$57,8,FALSE))))+VLOOKUP('1. Summary'!$D$7&'1. Summary'!$D$5,'TP LRs'!$A$2:$O$324,7,FALSE)*I87*(1-(1-(((0.0239*D87^5)-(0.2058*D87^4)+(0.7198*D87^3)-(1.3229*D87^2)+(1.3414*D87)-0.0072)))*(1-(VLOOKUP(E87,'Efficiency BMPs'!$B$52:$J$57,8,FALSE)))),\nVLOOKUP('1. Summary'!$D$7&'1. Summary'!$D$5,'TP LRs'!$A$2:$O$324,5,FALSE)*G87*(1-(1-(VLOOKUP(A87,'Efficiency BMPs'!$B$13:$J$43,8,FALSE)))*(1-(VLOOKUP(E87,'Efficiency BMPs'!$B$52:$J$57,8,FALSE))))+VLOOKUP('1. Summary'!$D$7&'1. Summary'!$D$5,'TP LRs'!$A$2:$O$324,6,FALSE)*H87*(1-(1-(VLOOKUP(A87,'Efficiency BMPs'!$B$13:$J$43,8,FALSE)))*(1-(VLOOKUP(E87,'Efficiency BMPs'!$B$52:$J$57,8,FALSE))))+VLOOKUP('1. Summary'!$D$7&'1. Summary'!$D$5,'TP LRs'!$A$2:$O$324,7,FALSE)*I87*(1-(1-(VLOOKUP(A87,'Efficiency BMPs'!$B$13:$J$43,8,FALSE)))*(1-(VLOOKUP(E87,'Efficiency BMPs'!$B$52:$J$57,8,FALSE))))))),0)","v":0},{"$f":"IFERROR(IF('1. Summary'!$D$12=\"No\",\nIF(A87=\"RR\",VLOOKUP('1. Summary'!$D$7&'1. Summary'!$D$5,'TSS LRs'!$A$2:$O$324,4,FALSE)*F87*(1-(1-((0.0326*D87^5)-(0.2806*D87^4)+(0.9816*D87^3)-(1.8039*D87^2)+(1.8292*D87)-0.0098))*(1-(VLOOKUP(E87,'Efficiency BMPs'!$B$52:$J$57,9,FALSE))))+VLOOKUP('1. Summary'!$D$7&'1. Summary'!$D$5,'TSS LRs'!$A$2:$O$324,7,FALSE)*I87*(1-(1-((0.0326*D87^5)-(0.2806*D87^4)+(0.9816*D87^3)-(1.8039*D87^2)+(1.8292*D87)-0.0098))*(1-(VLOOKUP(E87,'Efficiency BMPs'!$B$52:$J$57,9,FALSE)))),\nIF(A87=\"ST\",VLOOKUP('1. Summary'!$D$7&'1. Summary'!$D$5,'TSS LRs'!$A$2:$O$324,4,FALSE)*F87*(1-(1-((0.0304*D87^5)-(0.2619*D87^4)+(0.9161*D87^3)-(1.6837*D87^2)+(1.7072*D87)-0.0091))*(1-(VLOOKUP(E87,'Efficiency BMPs'!$B$52:$J$57,9,FALSE))))+VLOOKUP('1. Summary'!$D$7&'1. Summary'!$D$5,'TSS LRs'!$A$2:$O$324,7,FALSE)*I87*(1-(1-((0.0304*D87^5)-(0.2619*D87^4)+(0.9161*D87^3)-(1.6837*D87^2)+(1.7072*D87)-0.0091))*(1-(VLOOKUP(E87,'Efficiency BMPs'!$B$52:$J$57,9,FALSE)))),\nVLOOKUP('1. Summary'!$D$7&'1. Summary'!$D$5,'TSS LRs'!$A$2:$O$324,4,FALSE)*F87*(1-(1-(VLOOKUP(A87,'Efficiency BMPs'!$B$13:$J$43,9,FALSE)))*(1-(VLOOKUP(E87,'Efficiency BMPs'!$B$52:$J$57,9,FALSE))))+VLOOKUP('1. Summary'!$D$7&'1. Summary'!$D$5,'TSS LRs'!$A$2:$O$324,7,FALSE)*I87*(1-(1-(VLOOKUP(A87,'Efficiency BMPs'!$B$13:$J$43,9,FALSE)))*(1-(VLOOKUP(E87,'Efficiency BMPs'!$B$52:$J$57,9,FALSE)))))),\nIF(A87=\"RR\",VLOOKUP('1. Summary'!$D$7&'1. Summary'!$D$5,'TSS LRs'!$A$2:$O$324,5,FALSE)*G87*(1-(1-(((0.0326*D87^5)-(0.2806*D87^4)+(0.9816*D87^3)-(1.8039*D87^2)+(1.8292*D87)-0.0098)))*(1-(VLOOKUP(E87,'Efficiency BMPs'!$B$52:$J$57,9,FALSE))))+VLOOKUP('1. Summary'!$D$7&'1. Summary'!$D$5,'TSS LRs'!$A$2:$O$324,6,FALSE)*H87*(1-(1-(((0.0326*D87^5)-(0.2806*D87^4)+(0.9816*D87^3)-(1.8039*D87^2)+(1.8292*D87)-0.0098)))*(1-(VLOOKUP(E87,'Efficiency BMPs'!$B$52:$J$57,9,FALSE))))+VLOOKUP('1. Summary'!$D$7&'1. Summary'!$D$5,'TSS LRs'!$A$2:$O$324,7,FALSE)*I87*(1-(1-(((0.0326*D87^5)-(0.2806*D87^4)+(0.9816*D87^3)-(1.8039*D87^2)+(1.8292*D87)-0.0098)))*(1-(VLOOKUP(E87,'Efficiency BMPs'!$B$52:$J$57,9,FALSE)))),\nIF(A87=\"ST\",VLOOKUP('1. Summary'!$D$7&'1. Summary'!$D$5,'TSS LRs'!$A$2:$O$324,5,FALSE)*G87*(1-(1-(((0.0304*D87^5)-(0.2619*D87^4)+(0.9161*D87^3)-(1.6837*D87^2)+(1.7072*D87)-0.0091)))*(1-(VLOOKUP(E87,'Efficiency BMPs'!$B$52:$J$57,9,FALSE))))+VLOOKUP('1. Summary'!$D$7&'1. Summary'!$D$5,'TSS LRs'!$A$2:$O$324,6,FALSE)*H87*(1-(1-(((0.0304*D87^5)-(0.2619*D87^4)+(0.9161*D87^3)-(1.6837*D87^2)+(1.7072*D87)-0.0091)))*(1-(VLOOKUP(E87,'Efficiency BMPs'!$B$52:$J$57,9,FALSE))))+VLOOKUP('1. Summary'!$D$7&'1. Summary'!$D$5,'TSS LRs'!$A$2:$O$324,7,FALSE)*I87*(1-(1-(((0.0304*D87^5)-(0.2619*D87^4)+(0.9161*D87^3)-(1.6837*D87^2)+(1.7072*D87)-0.0091)))*(1-(VLOOKUP(E87,'Efficiency BMPs'!$B$52:$J$57,9,FALSE)))),\nVLOOKUP('1. Summary'!$D$7&'1. Summary'!$D$5,'TSS LRs'!$A$2:$O$324,5,FALSE)*G87*(1-(1-(VLOOKUP(A87,'Efficiency BMPs'!$B$13:$J$43,9,FALSE)))*(1-(VLOOKUP(E87,'Efficiency BMPs'!$B$52:$J$57,9,FALSE))))+VLOOKUP('1. Summary'!$D$7&'1. Summary'!$D$5,'TSS LRs'!$A$2:$O$324,6,FALSE)*H87*(1-(1-(VLOOKUP(A87,'Efficiency BMPs'!$B$13:$J$43,9,FALSE)))*(1-(VLOOKUP(E87,'Efficiency BMPs'!$B$52:$J$57,9,FALSE))))+VLOOKUP('1. Summary'!$D$7&'1. Summary'!$D$5,'TSS LRs'!$A$2:$O$324,7,FALSE)*I87*(1-(1-(VLOOKUP(A87,'Efficiency BMPs'!$B$13:$J$43,9,FALSE)))*(1-(VLOOKUP(E87,'Efficiency BMPs'!$B$52:$J$57,9,FALSE))))))),0)","v":0},{"$f":"IFERROR(J87*VLOOKUP('1. Summary'!$D$5,DFs!$B$2:$F$183,3,0),0)","v":0},{"$f":"IFERROR(K87*VLOOKUP('1. Summary'!$D$5,DFs!$B$2:$F$183,4,0),0)","v":0},{"$f":"IFERROR(L87*VLOOKUP('1. Summary'!$D$5,DFs!$B$2:$F$183,5,0),0)","v":0}]
[null,{"$f":"IFERROR(VLOOKUP(A88,'Efficiency BMPs'!$B$13:$C$36,2,FALSE),\"\")","v":""},null,null,null,null,null,null,null,{"$f":"IFERROR(IF('1. Summary'!$D$12=\"No\",\nIF(A88=\"RR\",VLOOKUP('1. Summary'!$D$7&'1. Summary'!$D$5,'TN LRs'!$A$2:$O$324,4,FALSE)*F88*(1-(1-((0.0308*D88^5)-(0.2562*D88^4)+(0.8634*D88^3)-(1.5285*D88^2)+(1.501*D88)-0.013))*(1-(VLOOKUP(E88,'Efficiency BMPs'!$B$52:$J$57,7,FALSE))))+VLOOKUP('1. Summary'!$D$7&'1. Summary'!$D$5,'TN LRs'!$A$2:$O$324,7,FALSE)*I88*(1-(1-((0.0308*D88^5)-(0.2562*D88^4)+(0.8634*D88^3)-(1.5285*D88^2)+(1.501*D88)-0.013))*(1-(VLOOKUP(E88,'Efficiency BMPs'!$B$52:$J$57,7,FALSE)))),\nIF(A88=\"ST\",VLOOKUP('1. Summary'!$D$7&'1. Summary'!$D$5,'TN LRs'!$A$2:$O$324,4,FALSE)*F88*(1-(1-((0.0152*D88^5)-(0.131*D88^4)+(0.4581*D88^3)-(0.8418*D88^2)+(0.8536*D88)-0.0046))*(1-(VLOOKUP(E88,'Efficiency BMPs'!$B$52:$J$57,7,FALSE))))+VLOOKUP('1. Summary'!$D$7&'1. Summary'!$D$5,'TN LRs'!$A$2:$O$324,7,FALSE)*I88*(1-(1-((0.0152*D88^5)-(0.131*D88^4)+(0.4581*D88^3)-(0.8418*D88^2)+(0.8536*D88)-0.0046))*(1-(VLOOKUP(E88,'Efficiency BMPs'!$B$52:$J$57,7,FALSE)))),\nVLOOKUP('1. Summary'!$D$7&'1. Summary'!$D$5,'TN LRs'!$A$2:$O$324,4,FALSE)*F88*(1-(1-(VLOOKUP(A88,'Efficiency BMPs'!$B$13:$J$43,7,FALSE)))*(1-(VLOOKUP(E88,'Efficiency BMPs'!$B$52:$J$57,7,FALSE))))+VLOOKUP('1. Summary'!$D$7&'1. Summary'!$D$5,'TN LRs'!$A$2:$O$324,7,FALSE)*I88*(1-(1-(VLOOKUP(A88,'Efficiency BMPs'!$B$13:$J$43,7,FALSE)))*(1-(VLOOKUP(E88,'Efficiency BMPs'!$B$52:$J$57,7,FALSE)))))),\nIF(A88=\"RR\",VLOOKUP('1. Summary'!$D$7&'1. Summary'!$D$5,'TN LRs'!$A$2:$O$324,5,FALSE)*G88*(1-(1-(((0.0308*D88^5)-(0.2562*D88^4)+(0.8634*D88^3)-(1.5285*D88^2)+(1.501*D88)-0.013)))*(1-(VLOOKUP(E88,'Efficiency BMPs'!$B$52:$J$57,7,FALSE))))+VLOOKUP('1. Summary'!$D$7&'1. Summary'!$D$5,'TN LRs'!$A$2:$O$324,6,FALSE)*H88*(1-(1-(((0.0308*D88^5)-(0.2562*D88^4)+(0.8634*D88^3)-(1.5285*D88^2)+(1.501*D88)-0.013)))*(1-(VLOOKUP(E88,'Efficiency BMPs'!$B$52:$J$57,7,FALSE))))+VLOOKUP('1. Summary'!$D$7&'1. Summary'!$D$5,'TN LRs'!$A$2:$O$324,7,FALSE)*I88*(1-(1-(((0.0308*D88^5)-(0.2562*D88^4)+(0.8634*D88^3)-(1.5285*D88^2)+(1.501*D88)-0.013)))*(1-(VLOOKUP(E88,'Efficiency BMPs'!$B$52:$J$57,7,FALSE)))),\nIF(A88=\"ST\",VLOOKUP('1. Summary'!$D$7&'1. Summary'!$D$5,'TN LRs'!$A$2:$O$324,5,FALSE)*G88*(1-(1-(((0.0152*D88^5)-(0.131*D88^4)+(0.4581*D88^3)-(0.8418*D88^2)+(0.8536*D88)-0.0046)))*(1-(VLOOKUP(E88,'Efficiency BMPs'!$B$52:$J$57,7,FALSE))))+VLOOKUP('1. Summary'!$D$7&'1. Summary'!$D$5,'TN LRs'!$A$2:$O$324,6,FALSE)*H88*(1-(1-(((0.0152*D88^5)-(0.131*D88^4)+(0.4581*D88^3)-(0.8418*D88^2)+(0.8536*D88)-0.0046)))*(1-(VLOOKUP(E88,'Efficiency BMPs'!$B$52:$J$57,7,FALSE))))+VLOOKUP('1. Summary'!$D$7&'1. Summary'!$D$5,'TN LRs'!$A$2:$O$324,7,FALSE)*I88*(1-(1-(((0.0152*D88^5)-(0.131*D88^4)+(0.4581*D88^3)-(0.8418*D88^2)+(0.8536*D88)-0.0046)))*(1-(VLOOKUP(E88,'Efficiency BMPs'!$B$52:$J$57,7,FALSE)))),\nVLOOKUP('1. Summary'!$D$7&'1. Summary'!$D$5,'TN LRs'!$A$2:$O$324,5,FALSE)*G88*(1-(1-(VLOOKUP(A88,'Efficiency BMPs'!$B$13:$J$43,7,FALSE)))*(1-(VLOOKUP(E88,'Efficiency BMPs'!$B$52:$J$57,7,FALSE))))+VLOOKUP('1. Summary'!$D$7&'1. Summary'!$D$5,'TN LRs'!$A$2:$O$324,6,FALSE)*H88*(1-(1-(VLOOKUP(A88,'Efficiency BMPs'!$B$13:$J$43,7,FALSE)))*(1-(VLOOKUP(E88,'Efficiency BMPs'!$B$52:$J$57,7,FALSE))))+VLOOKUP('1. Summary'!$D$7&'1. Summary'!$D$5,'TN LRs'!$A$2:$O$324,7,FALSE)*I88*(1-(1-(VLOOKUP(A88,'Efficiency BMPs'!$B$13:$J$43,7,FALSE)))*(1-(VLOOKUP(E88,'Efficiency BMPs'!$B$52:$J$57,7,FALSE))))))),0)","v":0},{"$f":"IFERROR(IF('1. Summary'!$D$12=\"No\",\nIF(A88=\"RR\",VLOOKUP('1. Summary'!$D$7&'1. Summary'!$D$5,'TP LRs'!$A$2:$O$324,4,FALSE)*F88*(1-(1-((0.0304*D88^5)-(0.2619*D88^4)+(0.9161*D88^3)-(1.6837*D88^2)+(1.7072*D88)-0.0091))*(1-(VLOOKUP(E88,'Efficiency BMPs'!$B$52:$J$57,8,FALSE))))+VLOOKUP('1. Summary'!$D$7&'1. Summary'!$D$5,'TP LRs'!$A$2:$O$324,7,FALSE)*I88*(1-(1-((0.0304*D88^5)-(0.2619*D88^4)+(0.9161*D88^3)-(1.6837*D88^2)+(1.7072*D88)-0.0091))*(1-(VLOOKUP(E88,'Efficiency BMPs'!$B$52:$J$57,8,FALSE)))),\nIF(A88=\"ST\",VLOOKUP('1. Summary'!$D$7&'1. Summary'!$D$5,'TP LRs'!$A$2:$O$324,4,FALSE)*F88*(1-(1-((0.0239*D88^5)-(0.2058*D88^4)+(0.7198*D88^3)-(1.3229*D88^2)+(1.3414*D88)-0.0072))*(1-(VLOOKUP(E88,'Efficiency BMPs'!$B$52:$J$57,8,FALSE))))+VLOOKUP('1. Summary'!$D$7&'1. Summary'!$D$5,'TP LRs'!$A$2:$O$324,7,FALSE)*I88*(1-(1-((0.0239*D88^5)-(0.2058*D88^4)+(0.7198*D88^3)-(1.3229*D88^2)+(1.3414*D88)-0.0072))*(1-(VLOOKUP(E88,'Efficiency BMPs'!$B$52:$J$57,8,FALSE)))),\nVLOOKUP('1. Summary'!$D$7&'1. Summary'!$D$5,'TP LRs'!$A$2:$O$324,4,FALSE)*F88*(1-(1-(VLOOKUP(A88,'Efficiency BMPs'!$B$13:$J$43,8,FALSE)))*(1-(VLOOKUP(E88,'Efficiency BMPs'!$B$52:$J$57,8,FALSE))))+VLOOKUP('1. Summary'!$D$7&'1. Summary'!$D$5,'TP LRs'!$A$2:$O$324,7,FALSE)*I88*(1-(1-(VLOOKUP(A88,'Efficiency BMPs'!$B$13:$J$43,8,FALSE)))*(1-(VLOOKUP(E88,'Efficiency BMPs'!$B$52:$J$57,8,FALSE)))))),\nIF(A88=\"RR\",VLOOKUP('1. Summary'!$D$7&'1. Summary'!$D$5,'TP LRs'!$A$2:$O$324,5,FALSE)*G88*(1-(1-(((0.0304*D88^5)-(0.2619*D88^4)+(0.9161*D88^3)-(1.6837*D88^2)+(1.7072*D88)-0.0091)))*(1-(VLOOKUP(E88,'Efficiency BMPs'!$B$52:$J$57,8,FALSE))))+VLOOKUP('1. Summary'!$D$7&'1. Summary'!$D$5,'TP LRs'!$A$2:$O$324,6,FALSE)*H88*(1-(1-(((0.0304*D88^5)-(0.2619*D88^4)+(0.9161*D88^3)-(1.6837*D88^2)+(1.7072*D88)-0.0091)))*(1-(VLOOKUP(E88,'Efficiency BMPs'!$B$52:$J$57,8,FALSE))))+VLOOKUP('1. Summary'!$D$7&'1. Summary'!$D$5,'TP LRs'!$A$2:$O$324,7,FALSE)*I88*(1-(1-(((0.0304*D88^5)-(0.2619*D88^4)+(0.9161*D88^3)-(1.6837*D88^2)+(1.7072*D88)-0.0091)))*(1-(VLOOKUP(E88,'Efficiency BMPs'!$B$52:$J$57,8,FALSE)))),\nIF(A88=\"ST\",VLOOKUP('1. Summary'!$D$7&'1. Summary'!$D$5,'TP LRs'!$A$2:$O$324,5,FALSE)*G88*(1-(1-(((0.0239*D88^5)-(0.2058*D88^4)+(0.7198*D88^3)-(1.3229*D88^2)+(1.3414*D88)-0.0072)))*(1-(VLOOKUP(E88,'Efficiency BMPs'!$B$52:$J$57,8,FALSE))))+VLOOKUP('1. Summary'!$D$7&'1. Summary'!$D$5,'TP LRs'!$A$2:$O$324,6,FALSE)*H88*(1-(1-(((0.0239*D88^5)-(0.2058*D88^4)+(0.7198*D88^3)-(1.3229*D88^2)+(1.3414*D88)-0.0072)))*(1-(VLOOKUP(E88,'Efficiency BMPs'!$B$52:$J$57,8,FALSE))))+VLOOKUP('1. Summary'!$D$7&'1. Summary'!$D$5,'TP LRs'!$A$2:$O$324,7,FALSE)*I88*(1-(1-(((0.0239*D88^5)-(0.2058*D88^4)+(0.7198*D88^3)-(1.3229*D88^2)+(1.3414*D88)-0.0072)))*(1-(VLOOKUP(E88,'Efficiency BMPs'!$B$52:$J$57,8,FALSE)))),\nVLOOKUP('1. Summary'!$D$7&'1. Summary'!$D$5,'TP LRs'!$A$2:$O$324,5,FALSE)*G88*(1-(1-(VLOOKUP(A88,'Efficiency BMPs'!$B$13:$J$43,8,FALSE)))*(1-(VLOOKUP(E88,'Efficiency BMPs'!$B$52:$J$57,8,FALSE))))+VLOOKUP('1. Summary'!$D$7&'1. Summary'!$D$5,'TP LRs'!$A$2:$O$324,6,FALSE)*H88*(1-(1-(VLOOKUP(A88,'Efficiency BMPs'!$B$13:$J$43,8,FALSE)))*(1-(VLOOKUP(E88,'Efficiency BMPs'!$B$52:$J$57,8,FALSE))))+VLOOKUP('1. Summary'!$D$7&'1. Summary'!$D$5,'TP LRs'!$A$2:$O$324,7,FALSE)*I88*(1-(1-(VLOOKUP(A88,'Efficiency BMPs'!$B$13:$J$43,8,FALSE)))*(1-(VLOOKUP(E88,'Efficiency BMPs'!$B$52:$J$57,8,FALSE))))))),0)","v":0},{"$f":"IFERROR(IF('1. Summary'!$D$12=\"No\",\nIF(A88=\"RR\",VLOOKUP('1. Summary'!$D$7&'1. Summary'!$D$5,'TSS LRs'!$A$2:$O$324,4,FALSE)*F88*(1-(1-((0.0326*D88^5)-(0.2806*D88^4)+(0.9816*D88^3)-(1.8039*D88^2)+(1.8292*D88)-0.0098))*(1-(VLOOKUP(E88,'Efficiency BMPs'!$B$52:$J$57,9,FALSE))))+VLOOKUP('1. Summary'!$D$7&'1. Summary'!$D$5,'TSS LRs'!$A$2:$O$324,7,FALSE)*I88*(1-(1-((0.0326*D88^5)-(0.2806*D88^4)+(0.9816*D88^3)-(1.8039*D88^2)+(1.8292*D88)-0.0098))*(1-(VLOOKUP(E88,'Efficiency BMPs'!$B$52:$J$57,9,FALSE)))),\nIF(A88=\"ST\",VLOOKUP('1. Summary'!$D$7&'1. Summary'!$D$5,'TSS LRs'!$A$2:$O$324,4,FALSE)*F88*(1-(1-((0.0304*D88^5)-(0.2619*D88^4)+(0.9161*D88^3)-(1.6837*D88^2)+(1.7072*D88)-0.0091))*(1-(VLOOKUP(E88,'Efficiency BMPs'!$B$52:$J$57,9,FALSE))))+VLOOKUP('1. Summary'!$D$7&'1. Summary'!$D$5,'TSS LRs'!$A$2:$O$324,7,FALSE)*I88*(1-(1-((0.0304*D88^5)-(0.2619*D88^4)+(0.9161*D88^3)-(1.6837*D88^2)+(1.7072*D88)-0.0091))*(1-(VLOOKUP(E88,'Efficiency BMPs'!$B$52:$J$57,9,FALSE)))),\nVLOOKUP('1. Summary'!$D$7&'1. Summary'!$D$5,'TSS LRs'!$A$2:$O$324,4,FALSE)*F88*(1-(1-(VLOOKUP(A88,'Efficiency BMPs'!$B$13:$J$43,9,FALSE)))*(1-(VLOOKUP(E88,'Efficiency BMPs'!$B$52:$J$57,9,FALSE))))+VLOOKUP('1. Summary'!$D$7&'1. Summary'!$D$5,'TSS LRs'!$A$2:$O$324,7,FALSE)*I88*(1-(1-(VLOOKUP(A88,'Efficiency BMPs'!$B$13:$J$43,9,FALSE)))*(1-(VLOOKUP(E88,'Efficiency BMPs'!$B$52:$J$57,9,FALSE)))))),\nIF(A88=\"RR\",VLOOKUP('1. Summary'!$D$7&'1. Summary'!$D$5,'TSS LRs'!$A$2:$O$324,5,FALSE)*G88*(1-(1-(((0.0326*D88^5)-(0.2806*D88^4)+(0.9816*D88^3)-(1.8039*D88^2)+(1.8292*D88)-0.0098)))*(1-(VLOOKUP(E88,'Efficiency BMPs'!$B$52:$J$57,9,FALSE))))+VLOOKUP('1. Summary'!$D$7&'1. Summary'!$D$5,'TSS LRs'!$A$2:$O$324,6,FALSE)*H88*(1-(1-(((0.0326*D88^5)-(0.2806*D88^4)+(0.9816*D88^3)-(1.8039*D88^2)+(1.8292*D88)-0.0098)))*(1-(VLOOKUP(E88,'Efficiency BMPs'!$B$52:$J$57,9,FALSE))))+VLOOKUP('1. Summary'!$D$7&'1. Summary'!$D$5,'TSS LRs'!$A$2:$O$324,7,FALSE)*I88*(1-(1-(((0.0326*D88^5)-(0.2806*D88^4)+(0.9816*D88^3)-(1.8039*D88^2)+(1.8292*D88)-0.0098)))*(1-(VLOOKUP(E88,'Efficiency BMPs'!$B$52:$J$57,9,FALSE)))),\nIF(A88=\"ST\",VLOOKUP('1. Summary'!$D$7&'1. Summary'!$D$5,'TSS LRs'!$A$2:$O$324,5,FALSE)*G88*(1-(1-(((0.0304*D88^5)-(0.2619*D88^4)+(0.9161*D88^3)-(1.6837*D88^2)+(1.7072*D88)-0.0091)))*(1-(VLOOKUP(E88,'Efficiency BMPs'!$B$52:$J$57,9,FALSE))))+VLOOKUP('1. Summary'!$D$7&'1. Summary'!$D$5,'TSS LRs'!$A$2:$O$324,6,FALSE)*H88*(1-(1-(((0.0304*D88^5)-(0.2619*D88^4)+(0.9161*D88^3)-(1.6837*D88^2)+(1.7072*D88)-0.0091)))*(1-(VLOOKUP(E88,'Efficiency BMPs'!$B$52:$J$57,9,FALSE))))+VLOOKUP('1. Summary'!$D$7&'1. Summary'!$D$5,'TSS LRs'!$A$2:$O$324,7,FALSE)*I88*(1-(1-(((0.0304*D88^5)-(0.2619*D88^4)+(0.9161*D88^3)-(1.6837*D88^2)+(1.7072*D88)-0.0091)))*(1-(VLOOKUP(E88,'Efficiency BMPs'!$B$52:$J$57,9,FALSE)))),\nVLOOKUP('1. Summary'!$D$7&'1. Summary'!$D$5,'TSS LRs'!$A$2:$O$324,5,FALSE)*G88*(1-(1-(VLOOKUP(A88,'Efficiency BMPs'!$B$13:$J$43,9,FALSE)))*(1-(VLOOKUP(E88,'Efficiency BMPs'!$B$52:$J$57,9,FALSE))))+VLOOKUP('1. Summary'!$D$7&'1. Summary'!$D$5,'TSS LRs'!$A$2:$O$324,6,FALSE)*H88*(1-(1-(VLOOKUP(A88,'Efficiency BMPs'!$B$13:$J$43,9,FALSE)))*(1-(VLOOKUP(E88,'Efficiency BMPs'!$B$52:$J$57,9,FALSE))))+VLOOKUP('1. Summary'!$D$7&'1. Summary'!$D$5,'TSS LRs'!$A$2:$O$324,7,FALSE)*I88*(1-(1-(VLOOKUP(A88,'Efficiency BMPs'!$B$13:$J$43,9,FALSE)))*(1-(VLOOKUP(E88,'Efficiency BMPs'!$B$52:$J$57,9,FALSE))))))),0)","v":0},{"$f":"IFERROR(J88*VLOOKUP('1. Summary'!$D$5,DFs!$B$2:$F$183,3,0),0)","v":0},{"$f":"IFERROR(K88*VLOOKUP('1. Summary'!$D$5,DFs!$B$2:$F$183,4,0),0)","v":0},{"$f":"IFERROR(L88*VLOOKUP('1. Summary'!$D$5,DFs!$B$2:$F$183,5,0),0)","v":0}]
[null,{"$f":"IFERROR(VLOOKUP(A89,'Efficiency BMPs'!$B$13:$C$36,2,FALSE),\"\")","v":""},null,null,null,null,null,null,null,{"$f":"IFERROR(IF('1. Summary'!$D$12=\"No\",\nIF(A89=\"RR\",VLOOKUP('1. Summary'!$D$7&'1. Summary'!$D$5,'TN LRs'!$A$2:$O$324,4,FALSE)*F89*(1-(1-((0.0308*D89^5)-(0.2562*D89^4)+(0.8634*D89^3)-(1.5285*D89^2)+(1.501*D89)-0.013))*(1-(VLOOKUP(E89,'Efficiency BMPs'!$B$52:$J$57,7,FALSE))))+VLOOKUP('1. Summary'!$D$7&'1. Summary'!$D$5,'TN LRs'!$A$2:$O$324,7,FALSE)*I89*(1-(1-((0.0308*D89^5)-(0.2562*D89^4)+(0.8634*D89^3)-(1.5285*D89^2)+(1.501*D89)-0.013))*(1-(VLOOKUP(E89,'Efficiency BMPs'!$B$52:$J$57,7,FALSE)))),\nIF(A89=\"ST\",VLOOKUP('1. Summary'!$D$7&'1. Summary'!$D$5,'TN LRs'!$A$2:$O$324,4,FALSE)*F89*(1-(1-((0.0152*D89^5)-(0.131*D89^4)+(0.4581*D89^3)-(0.8418*D89^2)+(0.8536*D89)-0.0046))*(1-(VLOOKUP(E89,'Efficiency BMPs'!$B$52:$J$57,7,FALSE))))+VLOOKUP('1. Summary'!$D$7&'1. Summary'!$D$5,'TN LRs'!$A$2:$O$324,7,FALSE)*I89*(1-(1-((0.0152*D89^5)-(0.131*D89^4)+(0.4581*D89^3)-(0.8418*D89^2)+(0.8536*D89)-0.0046))*(1-(VLOOKUP(E89,'Efficiency BMPs'!$B$52:$J$57,7,FALSE)))),\nVLOOKUP('1. Summary'!$D$7&'1. Summary'!$D$5,'TN LRs'!$A$2:$O$324,4,FALSE)*F89*(1-(1-(VLOOKUP(A89,'Efficiency BMPs'!$B$13:$J$43,7,FALSE)))*(1-(VLOOKUP(E89,'Efficiency BMPs'!$B$52:$J$57,7,FALSE))))+VLOOKUP('1. Summary'!$D$7&'1. Summary'!$D$5,'TN LRs'!$A$2:$O$324,7,FALSE)*I89*(1-(1-(VLOOKUP(A89,'Efficiency BMPs'!$B$13:$J$43,7,FALSE)))*(1-(VLOOKUP(E89,'Efficiency BMPs'!$B$52:$J$57,7,FALSE)))))),\nIF(A89=\"RR\",VLOOKUP('1. Summary'!$D$7&'1. Summary'!$D$5,'TN LRs'!$A$2:$O$324,5,FALSE)*G89*(1-(1-(((0.0308*D89^5)-(0.2562*D89^4)+(0.8634*D89^3)-(1.5285*D89^2)+(1.501*D89)-0.013)))*(1-(VLOOKUP(E89,'Efficiency BMPs'!$B$52:$J$57,7,FALSE))))+VLOOKUP('1. Summary'!$D$7&'1. Summary'!$D$5,'TN LRs'!$A$2:$O$324,6,FALSE)*H89*(1-(1-(((0.0308*D89^5)-(0.2562*D89^4)+(0.8634*D89^3)-(1.5285*D89^2)+(1.501*D89)-0.013)))*(1-(VLOOKUP(E89,'Efficiency BMPs'!$B$52:$J$57,7,FALSE))))+VLOOKUP('1. Summary'!$D$7&'1. Summary'!$D$5,'TN LRs'!$A$2:$O$324,7,FALSE)*I89*(1-(1-(((0.0308*D89^5)-(0.2562*D89^4)+(0.8634*D89^3)-(1.5285*D89^2)+(1.501*D89)-0.013)))*(1-(VLOOKUP(E89,'Efficiency BMPs'!$B$52:$J$57,7,FALSE)))),\nIF(A89=\"ST\",VLOOKUP('1. Summary'!$D$7&'1. Summary'!$D$5,'TN LRs'!$A$2:$O$324,5,FALSE)*G89*(1-(1-(((0.0152*D89^5)-(0.131*D89^4)+(0.4581*D89^3)-(0.8418*D89^2)+(0.8536*D89)-0.0046)))*(1-(VLOOKUP(E89,'Efficiency BMPs'!$B$52:$J$57,7,FALSE))))+VLOOKUP('1. Summary'!$D$7&'1. Summary'!$D$5,'TN LRs'!$A$2:$O$324,6,FALSE)*H89*(1-(1-(((0.0152*D89^5)-(0.131*D89^4)+(0.4581*D89^3)-(0.8418*D89^2)+(0.8536*D89)-0.0046)))*(1-(VLOOKUP(E89,'Efficiency BMPs'!$B$52:$J$57,7,FALSE))))+VLOOKUP('1. Summary'!$D$7&'1. Summary'!$D$5,'TN LRs'!$A$2:$O$324,7,FALSE)*I89*(1-(1-(((0.0152*D89^5)-(0.131*D89^4)+(0.4581*D89^3)-(0.8418*D89^2)+(0.8536*D89)-0.0046)))*(1-(VLOOKUP(E89,'Efficiency BMPs'!$B$52:$J$57,7,FALSE)))),\nVLOOKUP('1. Summary'!$D$7&'1. Summary'!$D$5,'TN LRs'!$A$2:$O$324,5,FALSE)*G89*(1-(1-(VLOOKUP(A89,'Efficiency BMPs'!$B$13:$J$43,7,FALSE)))*(1-(VLOOKUP(E89,'Efficiency BMPs'!$B$52:$J$57,7,FALSE))))+VLOOKUP('1. Summary'!$D$7&'1. Summary'!$D$5,'TN LRs'!$A$2:$O$324,6,FALSE)*H89*(1-(1-(VLOOKUP(A89,'Efficiency BMPs'!$B$13:$J$43,7,FALSE)))*(1-(VLOOKUP(E89,'Efficiency BMPs'!$B$52:$J$57,7,FALSE))))+VLOOKUP('1. Summary'!$D$7&'1. Summary'!$D$5,'TN LRs'!$A$2:$O$324,7,FALSE)*I89*(1-(1-(VLOOKUP(A89,'Efficiency BMPs'!$B$13:$J$43,7,FALSE)))*(1-(VLOOKUP(E89,'Efficiency BMPs'!$B$52:$J$57,7,FALSE))))))),0)","v":0},{"$f":"IFERROR(IF('1. Summary'!$D$12=\"No\",\nIF(A89=\"RR\",VLOOKUP('1. Summary'!$D$7&'1. Summary'!$D$5,'TP LRs'!$A$2:$O$324,4,FALSE)*F89*(1-(1-((0.0304*D89^5)-(0.2619*D89^4)+(0.9161*D89^3)-(1.6837*D89^2)+(1.7072*D89)-0.0091))*(1-(VLOOKUP(E89,'Efficiency BMPs'!$B$52:$J$57,8,FALSE))))+VLOOKUP('1. Summary'!$D$7&'1. Summary'!$D$5,'TP LRs'!$A$2:$O$324,7,FALSE)*I89*(1-(1-((0.0304*D89^5)-(0.2619*D89^4)+(0.9161*D89^3)-(1.6837*D89^2)+(1.7072*D89)-0.0091))*(1-(VLOOKUP(E89,'Efficiency BMPs'!$B$52:$J$57,8,FALSE)))),\nIF(A89=\"ST\",VLOOKUP('1. Summary'!$D$7&'1. Summary'!$D$5,'TP LRs'!$A$2:$O$324,4,FALSE)*F89*(1-(1-((0.0239*D89^5)-(0.2058*D89^4)+(0.7198*D89^3)-(1.3229*D89^2)+(1.3414*D89)-0.0072))*(1-(VLOOKUP(E89,'Efficiency BMPs'!$B$52:$J$57,8,FALSE))))+VLOOKUP('1. Summary'!$D$7&'1. Summary'!$D$5,'TP LRs'!$A$2:$O$324,7,FALSE)*I89*(1-(1-((0.0239*D89^5)-(0.2058*D89^4)+(0.7198*D89^3)-(1.3229*D89^2)+(1.3414*D89)-0.0072))*(1-(VLOOKUP(E89,'Efficiency BMPs'!$B$52:$J$57,8,FALSE)))),\nVLOOKUP('1. Summary'!$D$7&'1. Summary'!$D$5,'TP LRs'!$A$2:$O$324,4,FALSE)*F89*(1-(1-(VLOOKUP(A89,'Efficiency BMPs'!$B$13:$J$43,8,FALSE)))*(1-(VLOOKUP(E89,'Efficiency BMPs'!$B$52:$J$57,8,FALSE))))+VLOOKUP('1. Summary'!$D$7&'1. Summary'!$D$5,'TP LRs'!$A$2:$O$324,7,FALSE)*I89*(1-(1-(VLOOKUP(A89,'Efficiency BMPs'!$B$13:$J$43,8,FALSE)))*(1-(VLOOKUP(E89,'Efficiency BMPs'!$B$52:$J$57,8,FALSE)))))),\nIF(A89=\"RR\",VLOOKUP('1. Summary'!$D$7&'1. Summary'!$D$5,'TP LRs'!$A$2:$O$324,5,FALSE)*G89*(1-(1-(((0.0304*D89^5)-(0.2619*D89^4)+(0.9161*D89^3)-(1.6837*D89^2)+(1.7072*D89)-0.0091)))*(1-(VLOOKUP(E89,'Efficiency BMPs'!$B$52:$J$57,8,FALSE))))+VLOOKUP('1. Summary'!$D$7&'1. Summary'!$D$5,'TP LRs'!$A$2:$O$324,6,FALSE)*H89*(1-(1-(((0.0304*D89^5)-(0.2619*D89^4)+(0.9161*D89^3)-(1.6837*D89^2)+(1.7072*D89)-0.0091)))*(1-(VLOOKUP(E89,'Efficiency BMPs'!$B$52:$J$57,8,FALSE))))+VLOOKUP('1. Summary'!$D$7&'1. Summary'!$D$5,'TP LRs'!$A$2:$O$324,7,FALSE)*I89*(1-(1-(((0.0304*D89^5)-(0.2619*D89^4)+(0.9161*D89^3)-(1.6837*D89^2)+(1.7072*D89)-0.0091)))*(1-(VLOOKUP(E89,'Efficiency BMPs'!$B$52:$J$57,8,FALSE)))),\nIF(A89=\"ST\",VLOOKUP('1. Summary'!$D$7&'1. Summary'!$D$5,'TP LRs'!$A$2:$O$324,5,FALSE)*G89*(1-(1-(((0.0239*D89^5)-(0.2058*D89^4)+(0.7198*D89^3)-(1.3229*D89^2)+(1.3414*D89)-0.0072)))*(1-(VLOOKUP(E89,'Efficiency BMPs'!$B$52:$J$57,8,FALSE))))+VLOOKUP('1. Summary'!$D$7&'1. Summary'!$D$5,'TP LRs'!$A$2:$O$324,6,FALSE)*H89*(1-(1-(((0.0239*D89^5)-(0.2058*D89^4)+(0.7198*D89^3)-(1.3229*D89^2)+(1.3414*D89)-0.0072)))*(1-(VLOOKUP(E89,'Efficiency BMPs'!$B$52:$J$57,8,FALSE))))+VLOOKUP('1. Summary'!$D$7&'1. Summary'!$D$5,'TP LRs'!$A$2:$O$324,7,FALSE)*I89*(1-(1-(((0.0239*D89^5)-(0.2058*D89^4)+(0.7198*D89^3)-(1.3229*D89^2)+(1.3414*D89)-0.0072)))*(1-(VLOOKUP(E89,'Efficiency BMPs'!$B$52:$J$57,8,FALSE)))),\nVLOOKUP('1. Summary'!$D$7&'1. Summary'!$D$5,'TP LRs'!$A$2:$O$324,5,FALSE)*G89*(1-(1-(VLOOKUP(A89,'Efficiency BMPs'!$B$13:$J$43,8,FALSE)))*(1-(VLOOKUP(E89,'Efficiency BMPs'!$B$52:$J$57,8,FALSE))))+VLOOKUP('1. Summary'!$D$7&'1. Summary'!$D$5,'TP LRs'!$A$2:$O$324,6,FALSE)*H89*(1-(1-(VLOOKUP(A89,'Efficiency BMPs'!$B$13:$J$43,8,FALSE)))*(1-(VLOOKUP(E89,'Efficiency BMPs'!$B$52:$J$57,8,FALSE))))+VLOOKUP('1. Summary'!$D$7&'1. Summary'!$D$5,'TP LRs'!$A$2:$O$324,7,FALSE)*I89*(1-(1-(VLOOKUP(A89,'Efficiency BMPs'!$B$13:$J$43,8,FALSE)))*(1-(VLOOKUP(E89,'Efficiency BMPs'!$B$52:$J$57,8,FALSE))))))),0)","v":0},{"$f":"IFERROR(IF('1. Summary'!$D$12=\"No\",\nIF(A89=\"RR\",VLOOKUP('1. Summary'!$D$7&'1. Summary'!$D$5,'TSS LRs'!$A$2:$O$324,4,FALSE)*F89*(1-(1-((0.0326*D89^5)-(0.2806*D89^4)+(0.9816*D89^3)-(1.8039*D89^2)+(1.8292*D89)-0.0098))*(1-(VLOOKUP(E89,'Efficiency BMPs'!$B$52:$J$57,9,FALSE))))+VLOOKUP('1. Summary'!$D$7&'1. Summary'!$D$5,'TSS LRs'!$A$2:$O$324,7,FALSE)*I89*(1-(1-((0.0326*D89^5)-(0.2806*D89^4)+(0.9816*D89^3)-(1.8039*D89^2)+(1.8292*D89)-0.0098))*(1-(VLOOKUP(E89,'Efficiency BMPs'!$B$52:$J$57,9,FALSE)))),\nIF(A89=\"ST\",VLOOKUP('1. Summary'!$D$7&'1. Summary'!$D$5,'TSS LRs'!$A$2:$O$324,4,FALSE)*F89*(1-(1-((0.0304*D89^5)-(0.2619*D89^4)+(0.9161*D89^3)-(1.6837*D89^2)+(1.7072*D89)-0.0091))*(1-(VLOOKUP(E89,'Efficiency BMPs'!$B$52:$J$57,9,FALSE))))+VLOOKUP('1. Summary'!$D$7&'1. Summary'!$D$5,'TSS LRs'!$A$2:$O$324,7,FALSE)*I89*(1-(1-((0.0304*D89^5)-(0.2619*D89^4)+(0.9161*D89^3)-(1.6837*D89^2)+(1.7072*D89)-0.0091))*(1-(VLOOKUP(E89,'Efficiency BMPs'!$B$52:$J$57,9,FALSE)))),\nVLOOKUP('1. Summary'!$D$7&'1. Summary'!$D$5,'TSS LRs'!$A$2:$O$324,4,FALSE)*F89*(1-(1-(VLOOKUP(A89,'Efficiency BMPs'!$B$13:$J$43,9,FALSE)))*(1-(VLOOKUP(E89,'Efficiency BMPs'!$B$52:$J$57,9,FALSE))))+VLOOKUP('1. Summary'!$D$7&'1. Summary'!$D$5,'TSS LRs'!$A$2:$O$324,7,FALSE)*I89*(1-(1-(VLOOKUP(A89,'Efficiency BMPs'!$B$13:$J$43,9,FALSE)))*(1-(VLOOKUP(E89,'Efficiency BMPs'!$B$52:$J$57,9,FALSE)))))),\nIF(A89=\"RR\",VLOOKUP('1. Summary'!$D$7&'1. Summary'!$D$5,'TSS LRs'!$A$2:$O$324,5,FALSE)*G89*(1-(1-(((0.0326*D89^5)-(0.2806*D89^4)+(0.9816*D89^3)-(1.8039*D89^2)+(1.8292*D89)-0.0098)))*(1-(VLOOKUP(E89,'Efficiency BMPs'!$B$52:$J$57,9,FALSE))))+VLOOKUP('1. Summary'!$D$7&'1. Summary'!$D$5,'TSS LRs'!$A$2:$O$324,6,FALSE)*H89*(1-(1-(((0.0326*D89^5)-(0.2806*D89^4)+(0.9816*D89^3)-(1.8039*D89^2)+(1.8292*D89)-0.0098)))*(1-(VLOOKUP(E89,'Efficiency BMPs'!$B$52:$J$57,9,FALSE))))+VLOOKUP('1. Summary'!$D$7&'1. Summary'!$D$5,'TSS LRs'!$A$2:$O$324,7,FALSE)*I89*(1-(1-(((0.0326*D89^5)-(0.2806*D89^4)+(0.9816*D89^3)-(1.8039*D89^2)+(1.8292*D89)-0.0098)))*(1-(VLOOKUP(E89,'Efficiency BMPs'!$B$52:$J$57,9,FALSE)))),\nIF(A89=\"ST\",VLOOKUP('1. Summary'!$D$7&'1. Summary'!$D$5,'TSS LRs'!$A$2:$O$324,5,FALSE)*G89*(1-(1-(((0.0304*D89^5)-(0.2619*D89^4)+(0.9161*D89^3)-(1.6837*D89^2)+(1.7072*D89)-0.0091)))*(1-(VLOOKUP(E89,'Efficiency BMPs'!$B$52:$J$57,9,FALSE))))+VLOOKUP('1. Summary'!$D$7&'1. Summary'!$D$5,'TSS LRs'!$A$2:$O$324,6,FALSE)*H89*(1-(1-(((0.0304*D89^5)-(0.2619*D89^4)+(0.9161*D89^3)-(1.6837*D89^2)+(1.7072*D89)-0.0091)))*(1-(VLOOKUP(E89,'Efficiency BMPs'!$B$52:$J$57,9,FALSE))))+VLOOKUP('1. Summary'!$D$7&'1. Summary'!$D$5,'TSS LRs'!$A$2:$O$324,7,FALSE)*I89*(1-(1-(((0.0304*D89^5)-(0.2619*D89^4)+(0.9161*D89^3)-(1.6837*D89^2)+(1.7072*D89)-0.0091)))*(1-(VLOOKUP(E89,'Efficiency BMPs'!$B$52:$J$57,9,FALSE)))),\nVLOOKUP('1. Summary'!$D$7&'1. Summary'!$D$5,'TSS LRs'!$A$2:$O$324,5,FALSE)*G89*(1-(1-(VLOOKUP(A89,'Efficiency BMPs'!$B$13:$J$43,9,FALSE)))*(1-(VLOOKUP(E89,'Efficiency BMPs'!$B$52:$J$57,9,FALSE))))+VLOOKUP('1. Summary'!$D$7&'1. Summary'!$D$5,'TSS LRs'!$A$2:$O$324,6,FALSE)*H89*(1-(1-(VLOOKUP(A89,'Efficiency BMPs'!$B$13:$J$43,9,FALSE)))*(1-(VLOOKUP(E89,'Efficiency BMPs'!$B$52:$J$57,9,FALSE))))+VLOOKUP('1. Summary'!$D$7&'1. Summary'!$D$5,'TSS LRs'!$A$2:$O$324,7,FALSE)*I89*(1-(1-(VLOOKUP(A89,'Efficiency BMPs'!$B$13:$J$43,9,FALSE)))*(1-(VLOOKUP(E89,'Efficiency BMPs'!$B$52:$J$57,9,FALSE))))))),0)","v":0},{"$f":"IFERROR(J89*VLOOKUP('1. Summary'!$D$5,DFs!$B$2:$F$183,3,0),0)","v":0},{"$f":"IFERROR(K89*VLOOKUP('1. Summary'!$D$5,DFs!$B$2:$F$183,4,0),0)","v":0},{"$f":"IFERROR(L89*VLOOKUP('1. Summary'!$D$5,DFs!$B$2:$F$183,5,0),0)","v":0}]
[null,{"$f":"IFERROR(VLOOKUP(A90,'Efficiency BMPs'!$B$13:$C$36,2,FALSE),\"\")","v":""},null,null,null,null,null,null,null,{"$f":"IFERROR(IF('1. Summary'!$D$12=\"No\",\nIF(A90=\"RR\",VLOOKUP('1. Summary'!$D$7&'1. Summary'!$D$5,'TN LRs'!$A$2:$O$324,4,FALSE)*F90*(1-(1-((0.0308*D90^5)-(0.2562*D90^4)+(0.8634*D90^3)-(1.5285*D90^2)+(1.501*D90)-0.013))*(1-(VLOOKUP(E90,'Efficiency BMPs'!$B$52:$J$57,7,FALSE))))+VLOOKUP('1. Summary'!$D$7&'1. Summary'!$D$5,'TN LRs'!$A$2:$O$324,7,FALSE)*I90*(1-(1-((0.0308*D90^5)-(0.2562*D90^4)+(0.8634*D90^3)-(1.5285*D90^2)+(1.501*D90)-0.013))*(1-(VLOOKUP(E90,'Efficiency BMPs'!$B$52:$J$57,7,FALSE)))),\nIF(A90=\"ST\",VLOOKUP('1. Summary'!$D$7&'1. Summary'!$D$5,'TN LRs'!$A$2:$O$324,4,FALSE)*F90*(1-(1-((0.0152*D90^5)-(0.131*D90^4)+(0.4581*D90^3)-(0.8418*D90^2)+(0.8536*D90)-0.0046))*(1-(VLOOKUP(E90,'Efficiency BMPs'!$B$52:$J$57,7,FALSE))))+VLOOKUP('1. Summary'!$D$7&'1. Summary'!$D$5,'TN LRs'!$A$2:$O$324,7,FALSE)*I90*(1-(1-((0.0152*D90^5)-(0.131*D90^4)+(0.4581*D90^3)-(0.8418*D90^2)+(0.8536*D90)-0.0046))*(1-(VLOOKUP(E90,'Efficiency BMPs'!$B$52:$J$57,7,FALSE)))),\nVLOOKUP('1. Summary'!$D$7&'1. Summary'!$D$5,'TN LRs'!$A$2:$O$324,4,FALSE)*F90*(1-(1-(VLOOKUP(A90,'Efficiency BMPs'!$B$13:$J$43,7,FALSE)))*(1-(VLOOKUP(E90,'Efficiency BMPs'!$B$52:$J$57,7,FALSE))))+VLOOKUP('1. Summary'!$D$7&'1. Summary'!$D$5,'TN LRs'!$A$2:$O$324,7,FALSE)*I90*(1-(1-(VLOOKUP(A90,'Efficiency BMPs'!$B$13:$J$43,7,FALSE)))*(1-(VLOOKUP(E90,'Efficiency BMPs'!$B$52:$J$57,7,FALSE)))))),\nIF(A90=\"RR\",VLOOKUP('1. Summary'!$D$7&'1. Summary'!$D$5,'TN LRs'!$A$2:$O$324,5,FALSE)*G90*(1-(1-(((0.0308*D90^5)-(0.2562*D90^4)+(0.8634*D90^3)-(1.5285*D90^2)+(1.501*D90)-0.013)))*(1-(VLOOKUP(E90,'Efficiency BMPs'!$B$52:$J$57,7,FALSE))))+VLOOKUP('1. Summary'!$D$7&'1. Summary'!$D$5,'TN LRs'!$A$2:$O$324,6,FALSE)*H90*(1-(1-(((0.0308*D90^5)-(0.2562*D90^4)+(0.8634*D90^3)-(1.5285*D90^2)+(1.501*D90)-0.013)))*(1-(VLOOKUP(E90,'Efficiency BMPs'!$B$52:$J$57,7,FALSE))))+VLOOKUP('1. Summary'!$D$7&'1. Summary'!$D$5,'TN LRs'!$A$2:$O$324,7,FALSE)*I90*(1-(1-(((0.0308*D90^5)-(0.2562*D90^4)+(0.8634*D90^3)-(1.5285*D90^2)+(1.501*D90)-0.013)))*(1-(VLOOKUP(E90,'Efficiency BMPs'!$B$52:$J$57,7,FALSE)))),\nIF(A90=\"ST\",VLOOKUP('1. Summary'!$D$7&'1. Summary'!$D$5,'TN LRs'!$A$2:$O$324,5,FALSE)*G90*(1-(1-(((0.0152*D90^5)-(0.131*D90^4)+(0.4581*D90^3)-(0.8418*D90^2)+(0.8536*D90)-0.0046)))*(1-(VLOOKUP(E90,'Efficiency BMPs'!$B$52:$J$57,7,FALSE))))+VLOOKUP('1. Summary'!$D$7&'1. Summary'!$D$5,'TN LRs'!$A$2:$O$324,6,FALSE)*H90*(1-(1-(((0.0152*D90^5)-(0.131*D90^4)+(0.4581*D90^3)-(0.8418*D90^2)+(0.8536*D90)-0.0046)))*(1-(VLOOKUP(E90,'Efficiency BMPs'!$B$52:$J$57,7,FALSE))))+VLOOKUP('1. Summary'!$D$7&'1. Summary'!$D$5,'TN LRs'!$A$2:$O$324,7,FALSE)*I90*(1-(1-(((0.0152*D90^5)-(0.131*D90^4)+(0.4581*D90^3)-(0.8418*D90^2)+(0.8536*D90)-0.0046)))*(1-(VLOOKUP(E90,'Efficiency BMPs'!$B$52:$J$57,7,FALSE)))),\nVLOOKUP('1. Summary'!$D$7&'1. Summary'!$D$5,'TN LRs'!$A$2:$O$324,5,FALSE)*G90*(1-(1-(VLOOKUP(A90,'Efficiency BMPs'!$B$13:$J$43,7,FALSE)))*(1-(VLOOKUP(E90,'Efficiency BMPs'!$B$52:$J$57,7,FALSE))))+VLOOKUP('1. Summary'!$D$7&'1. Summary'!$D$5,'TN LRs'!$A$2:$O$324,6,FALSE)*H90*(1-(1-(VLOOKUP(A90,'Efficiency BMPs'!$B$13:$J$43,7,FALSE)))*(1-(VLOOKUP(E90,'Efficiency BMPs'!$B$52:$J$57,7,FALSE))))+VLOOKUP('1. Summary'!$D$7&'1. Summary'!$D$5,'TN LRs'!$A$2:$O$324,7,FALSE)*I90*(1-(1-(VLOOKUP(A90,'Efficiency BMPs'!$B$13:$J$43,7,FALSE)))*(1-(VLOOKUP(E90,'Efficiency BMPs'!$B$52:$J$57,7,FALSE))))))),0)","v":0},{"$f":"IFERROR(IF('1. Summary'!$D$12=\"No\",\nIF(A90=\"RR\",VLOOKUP('1. Summary'!$D$7&'1. Summary'!$D$5,'TP LRs'!$A$2:$O$324,4,FALSE)*F90*(1-(1-((0.0304*D90^5)-(0.2619*D90^4)+(0.9161*D90^3)-(1.6837*D90^2)+(1.7072*D90)-0.0091))*(1-(VLOOKUP(E90,'Efficiency BMPs'!$B$52:$J$57,8,FALSE))))+VLOOKUP('1. Summary'!$D$7&'1. Summary'!$D$5,'TP LRs'!$A$2:$O$324,7,FALSE)*I90*(1-(1-((0.0304*D90^5)-(0.2619*D90^4)+(0.9161*D90^3)-(1.6837*D90^2)+(1.7072*D90)-0.0091))*(1-(VLOOKUP(E90,'Efficiency BMPs'!$B$52:$J$57,8,FALSE)))),\nIF(A90=\"ST\",VLOOKUP('1. Summary'!$D$7&'1. Summary'!$D$5,'TP LRs'!$A$2:$O$324,4,FALSE)*F90*(1-(1-((0.0239*D90^5)-(0.2058*D90^4)+(0.7198*D90^3)-(1.3229*D90^2)+(1.3414*D90)-0.0072))*(1-(VLOOKUP(E90,'Efficiency BMPs'!$B$52:$J$57,8,FALSE))))+VLOOKUP('1. Summary'!$D$7&'1. Summary'!$D$5,'TP LRs'!$A$2:$O$324,7,FALSE)*I90*(1-(1-((0.0239*D90^5)-(0.2058*D90^4)+(0.7198*D90^3)-(1.3229*D90^2)+(1.3414*D90)-0.0072))*(1-(VLOOKUP(E90,'Efficiency BMPs'!$B$52:$J$57,8,FALSE)))),\nVLOOKUP('1. Summary'!$D$7&'1. Summary'!$D$5,'TP LRs'!$A$2:$O$324,4,FALSE)*F90*(1-(1-(VLOOKUP(A90,'Efficiency BMPs'!$B$13:$J$43,8,FALSE)))*(1-(VLOOKUP(E90,'Efficiency BMPs'!$B$52:$J$57,8,FALSE))))+VLOOKUP('1. Summary'!$D$7&'1. Summary'!$D$5,'TP LRs'!$A$2:$O$324,7,FALSE)*I90*(1-(1-(VLOOKUP(A90,'Efficiency BMPs'!$B$13:$J$43,8,FALSE)))*(1-(VLOOKUP(E90,'Efficiency BMPs'!$B$52:$J$57,8,FALSE)))))),\nIF(A90=\"RR\",VLOOKUP('1. Summary'!$D$7&'1. Summary'!$D$5,'TP LRs'!$A$2:$O$324,5,FALSE)*G90*(1-(1-(((0.0304*D90^5)-(0.2619*D90^4)+(0.9161*D90^3)-(1.6837*D90^2)+(1.7072*D90)-0.0091)))*(1-(VLOOKUP(E90,'Efficiency BMPs'!$B$52:$J$57,8,FALSE))))+VLOOKUP('1. Summary'!$D$7&'1. Summary'!$D$5,'TP LRs'!$A$2:$O$324,6,FALSE)*H90*(1-(1-(((0.0304*D90^5)-(0.2619*D90^4)+(0.9161*D90^3)-(1.6837*D90^2)+(1.7072*D90)-0.0091)))*(1-(VLOOKUP(E90,'Efficiency BMPs'!$B$52:$J$57,8,FALSE))))+VLOOKUP('1. Summary'!$D$7&'1. Summary'!$D$5,'TP LRs'!$A$2:$O$324,7,FALSE)*I90*(1-(1-(((0.0304*D90^5)-(0.2619*D90^4)+(0.9161*D90^3)-(1.6837*D90^2)+(1.7072*D90)-0.0091)))*(1-(VLOOKUP(E90,'Efficiency BMPs'!$B$52:$J$57,8,FALSE)))),\nIF(A90=\"ST\",VLOOKUP('1. Summary'!$D$7&'1. Summary'!$D$5,'TP LRs'!$A$2:$O$324,5,FALSE)*G90*(1-(1-(((0.0239*D90^5)-(0.2058*D90^4)+(0.7198*D90^3)-(1.3229*D90^2)+(1.3414*D90)-0.0072)))*(1-(VLOOKUP(E90,'Efficiency BMPs'!$B$52:$J$57,8,FALSE))))+VLOOKUP('1. Summary'!$D$7&'1. Summary'!$D$5,'TP LRs'!$A$2:$O$324,6,FALSE)*H90*(1-(1-(((0.0239*D90^5)-(0.2058*D90^4)+(0.7198*D90^3)-(1.3229*D90^2)+(1.3414*D90)-0.0072)))*(1-(VLOOKUP(E90,'Efficiency BMPs'!$B$52:$J$57,8,FALSE))))+VLOOKUP('1. Summary'!$D$7&'1. Summary'!$D$5,'TP LRs'!$A$2:$O$324,7,FALSE)*I90*(1-(1-(((0.0239*D90^5)-(0.2058*D90^4)+(0.7198*D90^3)-(1.3229*D90^2)+(1.3414*D90)-0.0072)))*(1-(VLOOKUP(E90,'Efficiency BMPs'!$B$52:$J$57,8,FALSE)))),\nVLOOKUP('1. Summary'!$D$7&'1. Summary'!$D$5,'TP LRs'!$A$2:$O$324,5,FALSE)*G90*(1-(1-(VLOOKUP(A90,'Efficiency BMPs'!$B$13:$J$43,8,FALSE)))*(1-(VLOOKUP(E90,'Efficiency BMPs'!$B$52:$J$57,8,FALSE))))+VLOOKUP('1. Summary'!$D$7&'1. Summary'!$D$5,'TP LRs'!$A$2:$O$324,6,FALSE)*H90*(1-(1-(VLOOKUP(A90,'Efficiency BMPs'!$B$13:$J$43,8,FALSE)))*(1-(VLOOKUP(E90,'Efficiency BMPs'!$B$52:$J$57,8,FALSE))))+VLOOKUP('1. Summary'!$D$7&'1. Summary'!$D$5,'TP LRs'!$A$2:$O$324,7,FALSE)*I90*(1-(1-(VLOOKUP(A90,'Efficiency BMPs'!$B$13:$J$43,8,FALSE)))*(1-(VLOOKUP(E90,'Efficiency BMPs'!$B$52:$J$57,8,FALSE))))))),0)","v":0},{"$f":"IFERROR(IF('1. Summary'!$D$12=\"No\",\nIF(A90=\"RR\",VLOOKUP('1. Summary'!$D$7&'1. Summary'!$D$5,'TSS LRs'!$A$2:$O$324,4,FALSE)*F90*(1-(1-((0.0326*D90^5)-(0.2806*D90^4)+(0.9816*D90^3)-(1.8039*D90^2)+(1.8292*D90)-0.0098))*(1-(VLOOKUP(E90,'Efficiency BMPs'!$B$52:$J$57,9,FALSE))))+VLOOKUP('1. Summary'!$D$7&'1. Summary'!$D$5,'TSS LRs'!$A$2:$O$324,7,FALSE)*I90*(1-(1-((0.0326*D90^5)-(0.2806*D90^4)+(0.9816*D90^3)-(1.8039*D90^2)+(1.8292*D90)-0.0098))*(1-(VLOOKUP(E90,'Efficiency BMPs'!$B$52:$J$57,9,FALSE)))),\nIF(A90=\"ST\",VLOOKUP('1. Summary'!$D$7&'1. Summary'!$D$5,'TSS LRs'!$A$2:$O$324,4,FALSE)*F90*(1-(1-((0.0304*D90^5)-(0.2619*D90^4)+(0.9161*D90^3)-(1.6837*D90^2)+(1.7072*D90)-0.0091))*(1-(VLOOKUP(E90,'Efficiency BMPs'!$B$52:$J$57,9,FALSE))))+VLOOKUP('1. Summary'!$D$7&'1. Summary'!$D$5,'TSS LRs'!$A$2:$O$324,7,FALSE)*I90*(1-(1-((0.0304*D90^5)-(0.2619*D90^4)+(0.9161*D90^3)-(1.6837*D90^2)+(1.7072*D90)-0.0091))*(1-(VLOOKUP(E90,'Efficiency BMPs'!$B$52:$J$57,9,FALSE)))),\nVLOOKUP('1. Summary'!$D$7&'1. Summary'!$D$5,'TSS LRs'!$A$2:$O$324,4,FALSE)*F90*(1-(1-(VLOOKUP(A90,'Efficiency BMPs'!$B$13:$J$43,9,FALSE)))*(1-(VLOOKUP(E90,'Efficiency BMPs'!$B$52:$J$57,9,FALSE))))+VLOOKUP('1. Summary'!$D$7&'1. Summary'!$D$5,'TSS LRs'!$A$2:$O$324,7,FALSE)*I90*(1-(1-(VLOOKUP(A90,'Efficiency BMPs'!$B$13:$J$43,9,FALSE)))*(1-(VLOOKUP(E90,'Efficiency BMPs'!$B$52:$J$57,9,FALSE)))))),\nIF(A90=\"RR\",VLOOKUP('1. Summary'!$D$7&'1. Summary'!$D$5,'TSS LRs'!$A$2:$O$324,5,FALSE)*G90*(1-(1-(((0.0326*D90^5)-(0.2806*D90^4)+(0.9816*D90^3)-(1.8039*D90^2)+(1.8292*D90)-0.0098)))*(1-(VLOOKUP(E90,'Efficiency BMPs'!$B$52:$J$57,9,FALSE))))+VLOOKUP('1. Summary'!$D$7&'1. Summary'!$D$5,'TSS LRs'!$A$2:$O$324,6,FALSE)*H90*(1-(1-(((0.0326*D90^5)-(0.2806*D90^4)+(0.9816*D90^3)-(1.8039*D90^2)+(1.8292*D90)-0.0098)))*(1-(VLOOKUP(E90,'Efficiency BMPs'!$B$52:$J$57,9,FALSE))))+VLOOKUP('1. Summary'!$D$7&'1. Summary'!$D$5,'TSS LRs'!$A$2:$O$324,7,FALSE)*I90*(1-(1-(((0.0326*D90^5)-(0.2806*D90^4)+(0.9816*D90^3)-(1.8039*D90^2)+(1.8292*D90)-0.0098)))*(1-(VLOOKUP(E90,'Efficiency BMPs'!$B$52:$J$57,9,FALSE)))),\nIF(A90=\"ST\",VLOOKUP('1. Summary'!$D$7&'1. Summary'!$D$5,'TSS LRs'!$A$2:$O$324,5,FALSE)*G90*(1-(1-(((0.0304*D90^5)-(0.2619*D90^4)+(0.9161*D90^3)-(1.6837*D90^2)+(1.7072*D90)-0.0091)))*(1-(VLOOKUP(E90,'Efficiency BMPs'!$B$52:$J$57,9,FALSE))))+VLOOKUP('1. Summary'!$D$7&'1. Summary'!$D$5,'TSS LRs'!$A$2:$O$324,6,FALSE)*H90*(1-(1-(((0.0304*D90^5)-(0.2619*D90^4)+(0.9161*D90^3)-(1.6837*D90^2)+(1.7072*D90)-0.0091)))*(1-(VLOOKUP(E90,'Efficiency BMPs'!$B$52:$J$57,9,FALSE))))+VLOOKUP('1. Summary'!$D$7&'1. Summary'!$D$5,'TSS LRs'!$A$2:$O$324,7,FALSE)*I90*(1-(1-(((0.0304*D90^5)-(0.2619*D90^4)+(0.9161*D90^3)-(1.6837*D90^2)+(1.7072*D90)-0.0091)))*(1-(VLOOKUP(E90,'Efficiency BMPs'!$B$52:$J$57,9,FALSE)))),\nVLOOKUP('1. Summary'!$D$7&'1. Summary'!$D$5,'TSS LRs'!$A$2:$O$324,5,FALSE)*G90*(1-(1-(VLOOKUP(A90,'Efficiency BMPs'!$B$13:$J$43,9,FALSE)))*(1-(VLOOKUP(E90,'Efficiency BMPs'!$B$52:$J$57,9,FALSE))))+VLOOKUP('1. Summary'!$D$7&'1. Summary'!$D$5,'TSS LRs'!$A$2:$O$324,6,FALSE)*H90*(1-(1-(VLOOKUP(A90,'Efficiency BMPs'!$B$13:$J$43,9,FALSE)))*(1-(VLOOKUP(E90,'Efficiency BMPs'!$B$52:$J$57,9,FALSE))))+VLOOKUP('1. Summary'!$D$7&'1. Summary'!$D$5,'TSS LRs'!$A$2:$O$324,7,FALSE)*I90*(1-(1-(VLOOKUP(A90,'Efficiency BMPs'!$B$13:$J$43,9,FALSE)))*(1-(VLOOKUP(E90,'Efficiency BMPs'!$B$52:$J$57,9,FALSE))))))),0)","v":0},{"$f":"IFERROR(J90*VLOOKUP('1. Summary'!$D$5,DFs!$B$2:$F$183,3,0),0)","v":0},{"$f":"IFERROR(K90*VLOOKUP('1. Summary'!$D$5,DFs!$B$2:$F$183,4,0),0)","v":0},{"$f":"IFERROR(L90*VLOOKUP('1. Summary'!$D$5,DFs!$B$2:$F$183,5,0),0)","v":0}]
["Total",null,null,null,null,{"$f":"SUMIF(F81:F90,\"<>#N/A\")","v":0},0,0,0,0,0,0,0,0,0]

{"sheet":"4. Current Progress","index":4,"n_rows":91,"n_cols":15,"rows_kept":91,"cut":false,"hidden":false,"merged":[[70,0,70,1],[70,2,70,3],[21,0,21,14],[22,2,22,4],[29,0,30,0],[22,1,23,1],[29,1,30,1],[29,2,29,4],[28,0,28,14],[35,0,35,10],[29,5,29,7],[22,0,23,0],[36,0,37,0],[36,8,36,10],[36,4,37,4],[36,5,36,7],[69,0,69,1],[68,0,68,1],[64,4,65,4],[64,0,64,3],[67,0,67,1],[66,0,66,1],[65,2,65,3],[65,0,65,1],[64,5,64,7],[55,0,56,0],[60,0,60,3],[59,1,59,2],[58,1,58,2],[57,1,57,2],[55,3,56,3],[85,1,85,2],[84,1,84,2],[83,1,83,2],[81,1,81,2],[80,1,80,2],[82,1,82,2],[90,0,90,4],[88,1,88,2],[87,1,87,2],[86,1,86,2],[89,1,89,2],[75,0,75,14],[78,12,78,14],[62,0,62,14],[63,0,63,10],[78,0,79,0],[78,1,79,2],[69,2,69,3],[68,2,68,3],[67,2,67,3],[66,2,66,3],[71,0,71,3],[78,4,79,4],[78,9,78,11],[78,5,78,8],[78,3,79,3],[64,8,64,10],[3,0,3,14],[8,0,8,14],[9,0,9,10],[17,0,17,14],[18,0,19,10],[10,7,10,9],[4,0,4,2],[4,3,4,5],[10,1,11,2],[10,0,11,0],[15,0,15,2],[14,1,14,2],[13,1,13,2],[12,1,12,2],[10,4,10,6],[10,3,11,3],[51,0,51,3],[47,1,47,3],[47,4,48,4],[47,5,47,7],[47,8,47,10],[76,0,77,12],[46,0,46,10],[36,1,37,3],[43,0,43,3],[42,1,42,3],[41,1,41,3],[40,1,40,3],[39,1,39,3],[38,1,38,3],[45,0,45,10],[54,0,54,10],[47,0,48,0],[55,5,55,7],[55,8,55,10],[55,1,56,2],[53,0,53,10]]}
["4. CURRENT PROGRESS"]
["Current Year:"]
[]
["SUMMARY"]
["Total EOS Load Reduction (lbs/yr)",null,null,"Total EOT Load Reduction (lbs/yr)"]
["TN","TP","TSS","TN","TP","TSS"]
[{"$f":"IFERROR(E16+F44+F52+F61+F72+C34+J91,0)","v":0},{"$f":"IFERROR(F16+G44+G52+G61+G72+D34+K91,0)","v":0},{"$f":"IFERROR(G16+H44+H52+H61+H72+E34+L91,0)","v":0},{"$f":"IFERROR(H16+M91+I44+I52+I72+F34+C27+I61,0)","v":0},{"$f":"IFERROR(I16+N91+J44+J52+J72+G34+D27+J61,0)","v":0},{"$f":"IFERROR(J16+O91+K44+K52+K72+H34+E27+K61,0)","v":0}]
[]
["SEPTIC BMPs "]
["Populate blue cells below with proposed septic BMP information. Please note that addition of septic loads is OPTIONAL."]
["BMP Short Name","BMP Description",null,"# of Systems","EOS Load Reduction (lbs/yr)",null,null,"EOT Load Reduction (lbs/yr)"]
[null,null,null,null,"TN","TP","TSS","TN","TP","TSS"]
[null,{"$f":"IFERROR(VLOOKUP(A13,'Efficiency BMPs'!$B$38:$C$44,2,FALSE),\"\")","v":""},null,null,{"$f":"IFERROR((VLOOKUP(A13,'Efficiency BMPs'!$B$38:$J$44,7,FALSE)*D13*VLOOKUP('1. Summary'!$D$7&'1. Summary'!$D$5,'TN LRs'!$A$2:$O$324,14,FALSE)),0)","v":0},{"$f":"IFERROR((VLOOKUP(A13,'Efficiency BMPs'!$B$38:$J$44,8,FALSE)*D13*VLOOKUP('1. Summary'!$D$7&'1. Summary'!$D$5,'TP LRs'!$A$2:$O$324,14,FALSE)),0)","v":0},{"$f":"IFERROR((VLOOKUP(A13,'Efficiency BMPs'!$B$38:$J$44,9,FALSE)*D13*VLOOKUP('1. Summary'!$D$7&'1. Summary'!$D$5,'TSS LRs'!$A$2:$O$324,14,FALSE)),0)","v":0},{"$f":"IFERROR(E13*VLOOKUP('1. Summary'!$D$5,DFs!$B$2:$F$183,3,0),0)","v":0},{"$f":"IFERROR(F13*VLOOKUP('1. Summary'!$D$5,DFs!$B$2:$F$183,4,0),0)","v":0},{"$f":"IFERROR(G13*VLOOKUP('1. Summary'!$D$5,DFs!$B$2:$F$183,5,0),0)","v":0}]
[null,{"$f":"IFERROR(VLOOKUP(A14,'Efficiency BMPs'!$B$38:$C$44,2,FALSE),\"\")","v":""},null,null,{"$f":"IFERROR((VLOOKUP(A14,'Efficiency BMPs'!$B$38:$J$44,7,FALSE)*D14*VLOOKUP('1. Summary'!$D$7&'1. Summary'!$D$5,'TN LRs'!$A$2:$O$324,14,FALSE)),0)","v":0},{"$f":"IFERROR((VLOOKUP(A14,'Efficiency BMPs'!$B$38:$J$44,8,FALSE)*D14*VLOOKUP('1. Summary'!$D$7&'1. Summary'!$D$5,'TP LRs'!$A$2:$O$324,14,FALSE)),0)","v":0},{"$f":"IFERROR((VLOOKUP(A14,'Efficiency BMPs'!$B$38:$J$44,9,FALSE)*D14*VLOOKUP('1. Summary'!$D$7&'1. Summary'!$D$5,'TSS LRs'!$A$2:$O$324,14,FALSE)),0)","v":0},{"$f":"IFERROR(E14*VLOOKUP('1. Summary'!$D$5,DFs!$B$2:$F$183,3,0),0)","v":0},{"$f":"IFERROR(F14*VLOOKUP('1. Summary'!$D$5,DFs!$B$2:$F$183,4,0),0)","v":0},{"$f":"IFERROR(G14*VLOOKUP('1. Summary'!$D$5,DFs!$B$2:$F$183,5,0),0)","v":0}]
[null,{"$f":"IFERROR(VLOOKUP(A15,'Efficiency BMPs'!$B$38:$C$44,2,FALSE),\"\")","v":""},null,null,{"$f":"IFERROR((VLOOKUP(A15,'Efficiency BMPs'!$B$38:$J$44,7,FALSE)*D15*VLOOKUP('1. Summary'!$D$7&'1. Summary'!$D$5,'TN LRs'!$A$2:$O$324,14,FALSE)),0)","v":0},{"$f":"IFERROR((VLOOKUP(A15,'Efficiency BMPs'!$B$38:$J$44,8,FALSE)*D15*VLOOKUP('1. Summary'!$D$7&'1. Summary'!$D$5,'TP LRs'!$A$2:$O$324,14,FALSE)),0)","v":0},{"$f":"IFERROR((VLOOKUP(A15,'Efficiency BMPs'!$B$38:$J$44,9,FALSE)*D15*VLOOKUP('1. Summary'!$D$7&'1. Summary'!$D$5,'TSS LRs'!$A$2:$O$324,14,FALSE)),0)","v":0},{"$f":"IFERROR(E15*VLOOKUP('1. Summary'!$D$5,DFs!$B$2:$F$183,3,0),0)","v":0},{"$f":"IFERROR(F15*VLOOKUP('1. Summary'!$D$5,DFs!$B$2:$F$183,4,0),0)","v":0},{"$f":"IFERROR(G15*VLOOKUP('1. Summary'!$D$5,DFs!$B$2:$F$183,5,0),0)","v":0}]
["Total",null,null,{"$f":"SUMIF(D13:D15,\"<>#N/A\")","v":0},{"$f":"SUMIF(E13:E15,\"<>#N/A\")","v":0},0,0,0,0,0]
[]
["ALTERNATIVE BMPs"]
["Populate blue cells below with proposed alternative BMP information. It is recommended that Shoreline Managment and Stream Restoration load reductions be entered manually, however, default planning rates are available for planning purposes. Please use the protocol methods outlined in the expert panels approved by CBP to determine load reductions outside of this tool."]
[]
[]
["SHORELINE MANAGEMENT"]
["Type","Total Feet","EOT Load Reduction (lbs/yr)"]
[null,null,"TN","TP","TSS"]
[null,null,{"$f":"IF(A25=\"Default Planning\",B25*'Efficiency BMPs'!H46,\"\")","v":""},{"$f":"IF(A25=\"Default Planning\",B25*'Efficiency BMPs'!I46,\"\")","v":""},{"$f":"IF(A25=\"Default Planning\",B25*'Efficiency BMPs'!J46,\"\")","v":""}]
[null,null,{"$f":"IF(A26=\"Default Planning\",B26*'Efficiency BMPs'!H46,\"\")","v":""},{"$f":"IF(A26=\"Default Planning\",B26*'Efficiency BMPs'!I46,\"\")","v":""},{"$f":"IF(A26=\"Default Planning\",B26*'Efficiency BMPs'!J46,\"\")","v":""}]
["Total",{"$f":"SUMIF(B25:B26,\"<>#N/A\")","v":0},{"$f":"SUMIF(C25:C26,\"<>#N/A\")","v":0},0,0]
[]
["STREAM RESTORATION"]
["Default?","Total Feet","EOS Load Reduction (lbs/yr)",null,null,"EOT Load Reduction (lbs/yr)"]
[null,null,"TN","TP","TSS","TN","TP","TSS"]
[null,null,{"$f":"IF(A32=\"Default Planning\",B32*'Efficiency BMPs'!H45,\"\")","v":""},{"$f":"IF(A32=\"Default Planning\",B32*'Efficiency BMPs'!I45,\"\")","v":""},{"$f":"IF(A32=\"Default Planning\",B32*'Efficiency BMPs'!J45,\"\")","v":""},{"$f":"IFERROR(C32*VLOOKUP('1. Summary'!$D$5,DFs!$B$2:$F$183,3,0),0)","v":0},{"$f":"IFERROR(D32*VLOOKUP('1. Summary'!$D$5,DFs!$B$2:$F$183,4,0),0)","v":0},{"$f":"IFERROR(E32*VLOOKUP('1. Summary'!$D$5,DFs!$B$2:$F$183,5,0),0)","v":0}]
[null,null,{"$f":"IF(A33=\"Default Planning\",B33*'Efficiency BMPs'!H45,\"\")","v":""},{"$f":"IF(A33=\"Default Planning\",B33*'Efficiency BMPs'!I45,\"\")","v":""},{"$f":"IF(A33=\"Default Planning\",B33*'Efficiency BMPs'!J45,\"\")","v":""},{"$f":"IFERROR(C33*VLOOKUP('1. Summary'!$D$5,DFs!$B$2:$F$183,3,0),0)","v":0},{"$f":"IFERROR(D33*VLOOKUP('1. Summary'!$D$5,DFs!$B$2:$F$183,4,0),0)","v":0},{"$f":"IFERROR(E33*VLOOKUP('1. Summary'!$D$5,DFs!$B$2:$F$183,5,0),0)","v":0}]
["Total",{"$f":"SUMIF(B32:B33,\"<>#N/A\")","v":0},{"$f":"SUMIF(C32:C33,\"<>#N/A\")","v":0},{"$f":"SUMIF(D32:D33,\"<>#N/A\")","v":0},0,0,0,0]
[]
["STREET SWEEPING"]
["BMP Short Name","BMP Description",null,null,"Lane Miles","EOS Load Reduction (lbs/yr)",null,null,"EOT Load Reduction (lbs/yr)"]
[null,null,null,null,null,"TN","TP","TSS","TN","TP","TSS"]
[null,{"$f":"IFERROR(VLOOKUP(A39,'Efficiency BMPs'!$B$2:$C$12,2,FALSE),\"\")","v":""},null,null,null,{"$f":"IFERROR((VLOOKUP(A39,'Efficiency BMPs'!$B$2:$J$12,7,FALSE))*E39*VLOOKUP('1. Summary'!$D$7&'1. Summary'!$D$5,'TN LRs'!$A$2:$O$324,5,FALSE),0)","v":0},{"$f":"IFERROR((VLOOKUP(A39,'Efficiency BMPs'!$B$2:$J$12,8,FALSE))*E39*VLOOKUP('1. Summary'!$D$7&'1. Summary'!$D$5,'TP LRs'!$A$2:$O$324,5,FALSE),0)","v":0},{"$f":"IFERROR((VLOOKUP(A39,'Efficiency BMPs'!$B$2:$J$12,9,FALSE))*E39*VLOOKUP('1. Summary'!$D$7&'1. Summary'!$D$5,'TSS LRs'!$A$2:$O$324,5,FALSE),0)","v":0},{"$f":"IFERROR(F39*VLOOKUP('1. Summary'!$D$5,DFs!$B$2:$F$183,3,0),0)","v":0},{"$f":"IFERROR(G39*VLOOKUP('1. Summary'!$D$5,DFs!$B$2:$F$183,4,0),0)","v":0},{"$f":"IFERROR(H39*VLOOKUP('1. Summary'!$D$5,DFs!$B$2:$F$183,5,0),0)","v":0}]
[null,{"$f":"IFERROR(VLOOKUP(A40,'Efficiency BMPs'!$B$2:$C$12,2,FALSE),\"\")","v":""},null,null,null,{"$f":"IFERROR((VLOOKUP(A40,'Efficiency BMPs'!$B$2:$J$12,7,FALSE))*E40*VLOOKUP('1. Summary'!$D$7&'1. Summary'!$D$5,'TN LRs'!$A$2:$O$324,5,FALSE),0)","v":0},{"$f":"IFERROR((VLOOKUP(A40,'Efficiency BMPs'!$B$2:$J$12,8,FALSE))*E40*VLOOKUP('1. Summary'!$D$7&'1. Summary'!$D$5,'TP LRs'!$A$2:$O$324,5,FALSE),0)","v":0},{"$f":"IFERROR((VLOOKUP(A40,'Efficiency BMPs'!$B$2:$J$12,9,FALSE))*E40*VLOOKUP('1. Summary'!$D$7&'1. Summary'!$D$5,'TSS LRs'!$A$2:$O$324,5,FALSE),0)","v":0},{"$f":"IFERROR(F40*VLOOKUP('1. Summary'!$D$5,DFs!$B$2:$F$183,3,0),0)","v":0},{"$f":"IFERROR(G40*VLOOKUP('1. Summary'!$D$5,DFs!$B$2:$F$183,4,0),0)","v":0},{"$f":"IFERROR(H40*VLOOKUP('1. Summary'!$D$5,DFs!$B$2:$F$183,5,0),0)","v":0}]
[null,{"$f":"IFERROR(VLOOKUP(A41,'Efficiency BMPs'!$B$2:$C$12,2,FALSE),\"\")","v":""},null,null,null,{"$f":"IFERROR((VLOOKUP(A41,'Efficiency BMPs'!$B$2:$J$12,7,FALSE))*E41*VLOOKUP('1. Summary'!$D$7&'1. Summary'!$D$5,'TN LRs'!$A$2:$O$324,5,FALSE),0)","v":0},{"$f":"IFERROR((VLOOKUP(A41,'Efficiency BMPs'!$B$2:$J$12,8,FALSE))*E41*VLOOKUP('1. Summary'!$D$7&'1. Summary'!$D$5,'TP LRs'!$A$2:$O$324,5,FALSE),0)","v":0},{"$f":"IFERROR((VLOOKUP(A41,'Efficiency BMPs'!$B$2:$J$12,9,FALSE))*E41*VLOOKUP('1. Summary'!$D$7&'1. Summary'!$D$5,'TSS LRs'!$A$2:$O$324,5,FALSE),0)","v":0},{"$f":"IFERROR(F41*VLOOKUP('1. Summary'!$D$5,DFs!$B$2:$F$183,3,0),0)","v":0},{"$f":"IFERROR(G41*VLOOKUP('1. Summary'!$D$5,DFs!$B$2:$F$183,4,0),0)","v":0},{"$f":"IFERROR(H41*VLOOKUP('1. Summary'!$D$5,DFs!$B$2:$F$183,5,0),0)","v":0}]
[null,{"$f":"IFERROR(VLOOKUP(A42,'Efficiency BMPs'!$B$2:$C$12,2,FALSE),\"\")","v":""},null,null,null,{"$f":"IFERROR((VLOOKUP(A42,'Efficiency BMPs'!$B$2:$J$12,7,FALSE))*E42*VLOOKUP('1. Summary'!$D$7&'1. Summary'!$D$5,'TN LRs'!$A$2:$O$324,5,FALSE),0)","v":0},{"$f":"IFERROR((VLOOKUP(A42,'Efficiency BMPs'!$B$2:$J$12,8,FALSE))*E42*VLOOKUP('1. Summary'!$D$7&'1. Summary'!$D$5,'TP LRs'!$A$2:$O$324,5,FALSE),0)","v":0},{"$f":"IFERROR((VLOOKUP(A42,'Efficiency BMPs'!$B$2:$J$12,9,FALSE))*E42*VLOOKUP('1. Summary'!$D$7&'1. Summary'!$D$5,'TSS LRs'!$A$2:$O$324,5,FALSE),0)","v":0},{"$f":"IFERROR(F42*VLOOKUP('1. Summary'!$D$5,DFs!$B$2:$F$183,3,0),0)","v":0},{"$f":"IFERROR(G42*VLOOKUP('1. Summary'!$D$5,DFs!$B$2:$F$183,4,0),0)","v":0},{"$f":"IFERROR(H42*VLOOKUP('1. Summary'!$D$5,DFs!$B$2:$F$183,5,0),0)","v":0}]
[null,{"$f":"IFERROR(VLOOKUP(A43,'Efficiency BMPs'!$B$2:$C$12,2,FALSE),\"\")","v":""},null,null,null,{"$f":"IFERROR((VLOOKUP(A43,'Efficiency BMPs'!$B$2:$J$12,7,FALSE))*E43*VLOOKUP('1. Summary'!$D$7&'1. Summary'!$D$5,'TN LRs'!$A$2:$O$324,5,FALSE),0)","v":0},{"$f":"IFERROR((VLOOKUP(A43,'Efficiency BMPs'!$B$2:$J$12,8,FALSE))*E43*VLOOKUP('1. Summary'!$D$7&'1. Summary'!$D$5,'TP LRs'!$A$2:$O$324,5,FALSE),0)","v":0},{"$f":"IFERROR((VLOOKUP(A43,'Efficiency BMPs'!$B$2:$J$12,9,FALSE))*E43*VLOOKUP('1. Summary'!$D$7&'1. Summary'!$D$5,'TSS LRs'!$A$2:$O$324,5,FALSE),0)","v":0},{"$f":"IFERROR(F43*VLOOKUP('1. Summary'!$D$5,DFs!$B$2:$F$183,3,0),0)","v":0},{"$f":"IFERROR(G43*VLOOKUP('1. Summary'!$D$5,DFs!$B$2:$F$183,4,0),0)","v":0},{"$f":"IFERROR(H43*VLOOKUP('1. Summary'!$D$5,DFs!$B$2:$F$183,5,0),0)","v":0}]
["Total",null,null,null,{"$f":"SUMIF(E39:E43,\"<>#N/A\")","v":0},0,0,0,0,0,0]
[]
["STORM DRAIN CLEANING"]
["User must indicate whether using default enrichment factors. If yes, leave TN and TP input cells blank."]
["Material","Nutrient Enrichment Factor",null,null,"lbs","EOS Load Reduction (lbs/yr)",null,null,"EOT Load Reduction (lbs/yr)"]
[null,"Defaults?","TN","TP",null,"TN","TP","TSS","TN","TP","TSS"]
[null,null,null,null,null,{"$f":"IFERROR(IF($B$50=\"No\",IF($A$50=\"Inorganic\",($E$50*0.7*C50),($E$50*0.2*C50)),IF($A$50=\"Inorganic\",($E$50*0.7*0.0027),($E$50*0.2*0.0111))),0)","v":0},{"$f":"IFERROR(IF($B$50=\"No\",IF($A$50=\"Inorganic\",($E$50*0.7*D50),($E$50*0.2*D50)),IF($A$50=\"Inorganic\",($E$50*0.7*0.0006),($E$50*0.2*0.0012))),0)","v":0},{"$f":"IFERROR(IF(A50=\"Inorganic\",(E50*0.7),(E50*0.2)),0)","v":0},{"$f":"IFERROR(F50*VLOOKUP('1. Summary'!$D$5,DFs!$B$2:$F$183,3,0),0)","v":0},{"$f":"IFERROR(G50*VLOOKUP('1. Summary'!$D$5,DFs!$B$2:$F$183,4,0),0)","v":0},{"$f":"IFERROR(H50*VLOOKUP('1. Summary'!$D$5,DFs!$B$2:$F$183,5,0),0)","v":0}]
[null,null,null,null,null,{"$f":"IFERROR(IF($B$51=\"No\",IF($A$51=\"Inorganic\",($E$51*0.7*C51),($E$51*0.2*C51)),IF($A$51=\"Inorganic\",($E$51*0.7*0.0027),($E$51*0.2*0.0111))),0)","v":0},{"$f":"IFERROR(IF($B$51=\"No\",IF($A$51=\"Inorganic\",($E$51*0.7*D51),($E$51*0.2*D51)),IF($A$51=\"Inorganic\",($E$51*0.7*0.0006),($E$51*0.2*0.0012))),0)","v":0},{"$f":"IFERROR(IF(A51=\"Inorganic\",(E51*0.7),(E51*0.2)),0)","v":0},{"$f":"IFERROR(F51*VLOOKUP('1. Summary'!$D$5,DFs!$B$2:$F$183,3,0),0)","v":0},{"$f":"IFERROR(G51*VLOOKUP('1. Summary'!$D$5,DFs!$B$2:$F$183,4,0),0)","v":0},{"$f":"IFERROR(H51*VLOOKUP('1. Summary'!$D$5,DFs!$B$2:$F$183,5,0),0)","v":0}]
["Total",null,null,null,{"$f":"SUMIF(E50:E51,\"<>#N/A\")","v":0},{"$f":"SUMIF(F50:F51,\"<>#N/A\")","v":0},0,0,0,0,0]
[]
["URBAN NUTRIENT MANAGEMENT"]
["User must indicate whether or not the Fertilizer Act applies to the practice. In general, the Fertilizer Act applies to all practices implemented after 2014."]
["BMP Short Name","BMP Description",null,"Fertilizer Act?","Treated Turf","EOS Load Reduction (lbs/yr)",null,null,"EOT Load Reduction (lbs/yr)"]
[null,null,null,null,"(acres)","TN","TP","TSS","TN","TP","TSS"]
[null,{"$f":"IFERROR(VLOOKUP(A58,'Efficiency BMPs'!$B$47:$C$51,2,FALSE),\"\")","v":""},null,null,null,{"$f":"IFERROR(VLOOKUP('1. Summary'!$D$7&'1. Summary'!$D$5,'TN LRs'!$A$2:$O$324,7,FALSE)*E58*(VLOOKUP(A58,'Efficiency BMPs'!$B$47:$J$51,7,FALSE)),0)","v":0},{"$f":"IFERROR(IF(D58=\"No\",VLOOKUP('1. Summary'!$D$7&'1. Summary'!$D$5,'TP LRs'!$A$2:$O$324,7,FALSE)*E58*(VLOOKUP(A58,'Efficiency BMPs'!$B$47:$J$51,8,FALSE)),VLOOKUP('1. Summary'!$D$7&'1. Summary'!$D$5,'TP LRs'!$A$2:$O$324,7,FALSE)*E58*(VLOOKUP(A58,'Efficiency BMPs'!$B$47:$J$51,8,FALSE))+(0.0413*VLOOKUP('1. Summary'!$D$7&'1. Summary'!$D$5,'TP LRs'!$A$2:$O$324,7,FALSE)*E58)),0)","v":0},{"$f":"IFERROR(VLOOKUP('1. Summary'!$D$7&'1. Summary'!$D$5,'TSS LRs'!$A$2:$O$324,7,FALSE)*E58*(VLOOKUP(A58,'Efficiency BMPs'!$B$47:$J$51,9,FALSE)),0)","v":0},{"$f":"IFERROR(F58*VLOOKUP('1. Summary'!$D$5,DFs!$B$2:$F$183,3,0),0)","v":0},{"$f":"IFERROR(G58*VLOOKUP('1. Summary'!$D$5,DFs!$B$2:$F$183,4,0),0)","v":0},{"$f":"IFERROR(H58*VLOOKUP('1. Summary'!$D$5,DFs!$B$2:$F$183,5,0),0)","v":0}]
[null,{"$f":"IFERROR(VLOOKUP(A59,'Efficiency BMPs'!$B$47:$C$51,2,FALSE),\"\")","v":""},null,null,null,{"$f":"IFERROR(VLOOKUP('1. Summary'!$D$7&'1. Summary'!$D$5,'TN LRs'!$A$2:$O$324,7,FALSE)*E59*(VLOOKUP(A59,'Efficiency BMPs'!$B$47:$J$51,7,FALSE)),0)","v":0},{"$f":"IFERROR(IF(D59=\"No\",VLOOKUP('1. Summary'!$D$7&'1. Summary'!$D$5,'TP LRs'!$A$2:$O$324,7,FALSE)*E59*(VLOOKUP(A59,'Efficiency BMPs'!$B$47:$J$51,8,FALSE)),VLOOKUP('1. Summary'!$D$7&'1. Summary'!$D$5,'TP LRs'!$A$2:$O$324,7,FALSE)*E59*(VLOOKUP(A59,'Efficiency BMPs'!$B$47:$J$51,8,FALSE))+(0.0413*VLOOKUP('1. Summary'!$D$7&'1. Summary'!$D$5,'TP LRs'!$A$2:$O$324,7,FALSE)*E59)),0)","v":0},{"$f":"IFERROR(VLOOKUP('1. Summary'!$D$7&'1. Summary'!$D$5,'TSS LRs'!$A$2:$O$324,7,FALSE)*E59*(VLOOKUP(A59,'Efficiency BMPs'!$B$47:$J$51,9,FALSE)),0)","v":0},{"$f":"IFERROR(F59*VLOOKUP('1. Summary'!$D$5,DFs!$B$2:$F$183,3,0),0)","v":0},{"$f":"IFERROR(G59*VLOOKUP('1. Summary'!$D$5,DFs!$B$2:$F$183,4,0),0)","v":0},{"$f":"IFERROR(H59*VLOOKUP('1. Summary'!$D$5,DFs!$B$2:$F$183,5,0),0)","v":0}]
[null,{"$f":"IFERROR(VLOOKUP(A60,'Efficiency BMPs'!$B$47:$C$51,2,FALSE),\"\")","v":""},null,null,null,{"$f":"IFERROR(VLOOKUP('1. Summary'!$D$7&'1. Summary'!$D$5,'TN LRs'!$A$2:$O$324,7,FALSE)*E60*(VLOOKUP(A60,'Efficiency BMPs'!$B$47:$J$51,7,FALSE)),0)","v":0},{"$f":"IFERROR(IF(D60=\"No\",VLOOKUP('1. Summary'!$D$7&'1. Summary'!$D$5,'TP LRs'!$A$2:$O$324,7,FALSE)*E60*(VLOOKUP(A60,'Efficiency BMPs'!$B$47:$J$51,8,FALSE)),VLOOKUP('1. Summary'!$D$7&'1. Summary'!$D$5,'TP LRs'!$A$2:$O$324,7,FALSE)*E60*(VLOOKUP(A60,'Efficiency BMPs'!$B$47:$J$51,8,FALSE))+(0.0413*VLOOKUP('1. Summary'!$D$7&'1. Summary'!$D$5,'TP LRs'!$A$2:$O$324,7,FALSE)*E60)),0)","v":0},{"$f":"IFERROR(VLOOKUP('1. Summary'!$D$7&'1. Summary'!$D$5,'TSS LRs'!$A$2:$O$324,7,FALSE)*E60*(VLOOKUP(A60,'Efficiency BMPs'!$B$47:$J$51,9,FALSE)),0)","v":0},{"$f":"IFERROR(F60*VLOOKUP('1. Summary'!$D$5,DFs!$B$2:$F$183,3,0),0)","v":0},{"$f":"IFERROR(G60*VLOOKUP('1. Summary'!$D$5,DFs!$B$2:$F$183,4,0),0)","v":0},{"$f":"IFERROR(H60*VLOOKUP('1. Summary'!$D$5,DFs!$B$2:$F$183,5,0),0)","v":0}]
["Total",null,null,null,{"$f":"SUMIF(E58:E60,\"<>#N/A\")","v":0},0,0,0,0,0,0]
[]
["LAND USE CONVERSION BMPS"]
["Populate blue cells below with land use conversion information. Only approved MDE BMPs will be accepted. "]
["Land Use Conversion",null,null,null,"Acres","EOS Load Reduction (lbs/yr)",null,null,"EOT Load Reduction (lbs/yr)"]
["Converting from",null,"Converting to",null,null,"TN","TP","TSS","TN","TP","TSS"]
[null,null,null,null,null,{"$f":"IFERROR(IF(C67=\"Forest with Buffer\",((VLOOKUP('1. Summary'!$D$7&'1. Summary'!$D$5,'TN LRs'!$A$2:$O$324,7,FALSE)-VLOOKUP('1. Summary'!$D$7&'1. Summary'!$D$5,'TN LRs'!$A$2:$O$324,13,FALSE))+(0.25*VLOOKUP('1. Summary'!$D$7&'1. Summary'!$D$5,'TN LRs'!$A$2:$O$324,15,FALSE)))*E67,\nIF(C67=\"Mixed Open with Buffer\", ((VLOOKUP('1. Summary'!$D$7&'1. Summary'!$D$5,'TN LRs'!$A$2:$O$324,7,FALSE)-VLOOKUP('1. Summary'!$D$7&'1. Summary'!$D$5,'TN LRs'!$A$2:$O$324,8,FALSE))+(0.12*VLOOKUP('1. Summary'!$D$7&'1. Summary'!$D$5,'TN LRs'!$A$2:$O$324,15,FALSE)))*E67,\nE67*INDEX('TN LRs'!$A$2:$O$324,MATCH('1. Summary'!$D$7&'1. Summary'!$D$5,'TN LRs'!$A$2:$A$324,0),MATCH(A67,'TN LRs'!$A$1:$O$1,0))-E67*INDEX('TN LRs'!$A$2:$O$324,MATCH('1. Summary'!$D$7&'1. Summary'!$D$5,'TN LRs'!$A$2:$A$324,0),MATCH(C67,'TN LRs'!$A$1:$O$1,0)))),0)","v":0},{"$f":"IFERROR(IF(C67=\"Forest with Buffer\",((VLOOKUP('1. Summary'!$D$7&'1. Summary'!$D$5,'TP LRs'!$A$2:$O$324,7,FALSE)-VLOOKUP('1. Summary'!$D$7&'1. Summary'!$D$5,'TP LRs'!$A$2:$O$324,13,FALSE))+(0.5*VLOOKUP('1. Summary'!$D$7&'1. Summary'!$D$5,'TP LRs'!$A$2:$O$324,15,FALSE)))*E67,\nIF(C67=\"Mixed Open with Buffer\", ((VLOOKUP('1. Summary'!$D$7&'1. Summary'!$D$5,'TP LRs'!$A$2:$O$324,7,FALSE)-VLOOKUP('1. Summary'!$D$7&'1. Summary'!$D$5,'TP LRs'!$A$2:$O$324,8,FALSE))+(0.15*VLOOKUP('1. Summary'!$D$7&'1. Summary'!$D$5,'TP LRs'!$A$2:$O$324,15,FALSE)))*E67,\nE67*INDEX('TP LRs'!$A$2:$O$324,MATCH('1. Summary'!$D$7&'1. Summary'!$D$5,'TP LRs'!$A$2:$A$324,0),MATCH(A67,'TP LRs'!$A$1:$O$1,0))-E67*INDEX('TP LRs'!$A$2:$O$324,MATCH('1. Summary'!$D$7&'1. Summary'!$D$5,'TP LRs'!$A$2:$A$324,0),MATCH(C67,'TP LRs'!$A$1:$O$1,0)))),0)","v":0},{"$f":"IFERROR(IF(C67=\"Forest with Buffer\",((VLOOKUP('1. Summary'!$D$7&'1. Summary'!$D$5,'TSS LRs'!$A$2:$O$324,7,FALSE)-VLOOKUP('1. Summary'!$D$7&'1. Summary'!$D$5,'TSS LRs'!$A$2:$O$324,13,FALSE))+(0.5*VLOOKUP('1. Summary'!$D$7&'1. Summary'!$D$5,'TSS LRs'!$A$2:$O$324,15,FALSE)))*E67,\nIF(C67=\"Mixed Open with Buffer\", ((VLOOKUP('1. Summary'!$D$7&'1. Summary'!$D$5,'TSS LRs'!$A$2:$O$324,7,FALSE)-VLOOKUP('1. Summary'!$D$7&'1. Summary'!$D$5,'TSS LRs'!$A$2:$O$324,8,FALSE))+(0*VLOOKUP('1. Summary'!$D$7&'1. Summary'!$D$5,'TSS LRs'!$A$2:$O$324,15,FALSE)))*E67,\nE67*INDEX('TSS LRs'!$A$2:$O$324,MATCH('1. Summary'!$D$7&'1. Summary'!$D$5,'TSS LRs'!$A$2:$A$324,0),MATCH(A67,'TSS LRs'!$A$1:$O$1,0))-E67*INDEX('TSS LRs'!$A$2:$O$324,MATCH('1. Summary'!$D$7&'1. Summary'!$D$5,'TSS LRs'!$A$2:$A$324,0),MATCH(C67,'TSS LRs'!$A$1:$O$1,0)))),0)","v":0},{"$f":"IFERROR(F67*VLOOKUP('1. Summary'!$D$5,DFs!$B$2:$F$183,3,0),0)","v":0},{"$f":"IFERROR(G67*VLOOKUP('1. Summary'!$D$5,DFs!$B$2:$F$183,4,0),0)","v":0},{"$f":"IFERROR(H67*VLOOKUP('1. Summary'!$D$5,DFs!$B$2:$F$183,5,0),0)","v":0}]
[null,null,null,null,null,{"$f":"IFERROR(IF(C68=\"Forest with Buffer\",((VLOOKUP('1. Summary'!$D$7&'1. Summary'!$D$5,'TN LRs'!$A$2:$O$324,7,FALSE)-VLOOKUP('1. Summary'!$D$7&'1. Summary'!$D$5,'TN LRs'!$A$2:$O$324,13,FALSE))+(0.25*VLOOKUP('1. Summary'!$D$7&'1. Summary'!$D$5,'TN LRs'!$A$2:$O$324,15,FALSE)))*E68,\nIF(C68=\"Mixed Open with Buffer\", ((VLOOKUP('1. Summary'!$D$7&'1. Summary'!$D$5,'TN LRs'!$A$2:$O$324,7,FALSE)-VLOOKUP('1. Summary'!$D$7&'1. Summary'!$D$5,'TN LRs'!$A$2:$O$324,8,FALSE))+(0.12*VLOOKUP('1. Summary'!$D$7&'1. Summary'!$D$5,'TN LRs'!$A$2:$O$324,15,FALSE)))*E68,\nE68*INDEX('TN LRs'!$A$2:$O$324,MATCH('1. Summary'!$D$7&'1. Summary'!$D$5,'TN LRs'!$A$2:$A$324,0),MATCH(A68,'TN LRs'!$A$1:$O$1,0))-E68*INDEX('TN LRs'!$A$2:$O$324,MATCH('1. Summary'!$D$7&'1. Summary'!$D$5,'TN LRs'!$A$2:$A$324,0),MATCH(C68,'TN LRs'!$A$1:$O$1,0)))),0)","v":0},{"$f":"IFERROR(IF(C68=\"Forest with Buffer\",((VLOOKUP('1. Summary'!$D$7&'1. Summary'!$D$5,'TP LRs'!$A$2:$O$324,7,FALSE)-VLOOKUP('1. Summary'!$D$7&'1. Summary'!$D$5,'TP LRs'!$A$2:$O$324,13,FALSE))+(0.5*VLOOKUP('1. Summary'!$D$7&'1. Summary'!$D$5,'TP LRs'!$A$2:$O$324,15,FALSE)))*E68,\nIF(C68=\"Mixed Open with Buffer\", ((VLOOKUP('1. Summary'!$D$7&'1. Summary'!$D$5,'TP LRs'!$A$2:$O$324,7,FALSE)-VLOOKUP('1. Summary'!$D$7&'1. Summary'!$D$5,'TP LRs'!$A$2:$O$324,8,FALSE))+(0.15*VLOOKUP('1. Summary'!$D$7&'1. Summary'!$D$5,'TP LRs'!$A$2:$O$324,15,FALSE)))*E68,\nE68*INDEX('TP LRs'!$A$2:$O$324,MATCH('1. Summary'!$D$7&'1. Summary'!$D$5,'TP LRs'!$A$2:$A$324,0),MATCH(A68,'TP LRs'!$A$1:$O$1,0))-E68*INDEX('TP LRs'!$A$2:$O$324,MATCH('1. Summary'!$D$7&'1. Summary'!$D$5,'TP LRs'!$A$2:$A$324,0),MATCH(C68,'TP LRs'!$A$1:$O$1,0)))),0)","v":0},{"$f":"IFERROR(IF(C68=\"Forest with Buffer\",((VLOOKUP('1. Summary'!$D$7&'1. Summary'!$D$5,'TSS LRs'!$A$2:$O$324,7,FALSE)-VLOOKUP('1. Summary'!$D$7&'1. Summary'!$D$5,'TSS LRs'!$A$2:$O$324,13,FALSE))+(0.5*VLOOKUP('1. Summary'!$D$7&'1. Summary'!$D$5,'TSS LRs'!$A$2:$O$324,15,FALSE)))*E68,\nIF(C68=\"Mixed Open with Buffer\", ((VLOOKUP('1. Summary'!$D$7&'1. Summary'!$D$5,'TSS LRs'!$A$2:$O$324,7,FALSE)-VLOOKUP('1. Summary'!$D$7&'1. Summary'!$D$5,'TSS LRs'!$A$2:$O$324,8,FALSE))+(0*VLOOKUP('1. Summary'!$D$7&'1. Summary'!$D$5,'TSS LRs'!$A$2:$O$324,15,FALSE)))*E68,\nE68*INDEX('TSS LRs'!$A$2:$O$324,MATCH('1. Summary'!$D$7&'1. Summary'!$D$5,'TSS LRs'!$A$2:$A$324,0),MATCH(A68,'TSS LRs'!$A$1:$O$1,0))-E68*INDEX('TSS LRs'!$A$2:$O$324,MATCH('1. Summary'!$D$7&'1. Summary'!$D$5,'TSS LRs'!$A$2:$A$324,0),MATCH(C68,'TSS LRs'!$A$1:$O$1,0)))),0)","v":0},{"$f":"IFERROR(F68*VLOOKUP('1. Summary'!$D$5,DFs!$B$2:$F$183,3,0),0)","v":0},{"$f":"IFERROR(G68*VLOOKUP('1. Summary'!$D$5,DFs!$B$2:$F$183,4,0),0)","v":0},{"$f":"IFERROR(H68*VLOOKUP('1. Summary'!$D$5,DFs!$B$2:$F$183,5,0),0)","v":0}]
[null,null,null,null,null,{"$f":"IFERROR(IF(C69=\"Forest with Buffer\",((VLOOKUP('1. Summary'!$D$7&'1. Summary'!$D$5,'TN LRs'!$A$2:$O$324,7,FALSE)-VLOOKUP('1. Summary'!$D$7&'1. Summary'!$D$5,'TN LRs'!$A$2:$O$324,13,FALSE))+(0.25*VLOOKUP('1. Summary'!$D$7&'1. Summary'!$D$5,'TN LRs'!$A$2:$O$324,15,FALSE)))*E69,\nIF(C69=\"Mixed Open with Buffer\", ((VLOOKUP('1. Summary'!$D$7&'1. Summary'!$D$5,'TN LRs'!$A$2:$O$324,7,FALSE)-VLOOKUP('1. Summary'!$D$7&'1. Summary'!$D$5,'TN LRs'!$A$2:$O$324,8,FALSE))+(0.12*VLOOKUP('1. Summary'!$D$7&'1. Summary'!$D$5,'TN LRs'!$A$2:$O$324,15,FALSE)))*E69,\nE69*INDEX('TN LRs'!$A$2:$O$324,MATCH('1. Summary'!$D$7&'1. Summary'!$D$5,'TN LRs'!$A$2:$A$324,0),MATCH(A69,'TN LRs'!$A$1:$O$1,0))-E69*INDEX('TN LRs'!$A$2:$O$324,MATCH('1. Summary'!$D$7&'1. Summary'!$D$5,'TN LRs'!$A$2:$A$324,0),MATCH(C69,'TN LRs'!$A$1:$O$1,0)))),0)","v":0},{"$f":"IFERROR(IF(C69=\"Forest with Buffer\",((VLOOKUP('1. Summary'!$D$7&'1. Summary'!$D$5,'TP LRs'!$A$2:$O$324,7,FALSE)-VLOOKUP('1. Summary'!$D$7&'1. Summary'!$D$5,'TP LRs'!$A$2:$O$324,13,FALSE))+(0.5*VLOOKUP('1. Summary'!$D$7&'1. Summary'!$D$5,'TP LRs'!$A$2:$O$324,15,FALSE)))*E69,\nIF(C69=\"Mixed Open with Buffer\", ((VLOOKUP('1. Summary'!$D$7&'1. Summary'!$D$5,'TP LRs'!$A$2:$O$324,7,FALSE)-VLOOKUP('1. Summary'!$D$7&'1. Summary'!$D$5,'TP LRs'!$A$2:$O$324,8,FALSE))+(0.15*VLOOKUP('1. Summary'!$D$7&'1. Summary'!$D$5,'TP LRs'!$A$2:$O$324,15,FALSE)))*E69,\nE69*INDEX('TP LRs'!$A$2:$O$324,MATCH('1. Summary'!$D$7&'1. Summary'!$D$5,'TP LRs'!$A$2:$A$324,0),MATCH(A69,'TP LRs'!$A$1:$O$1,0))-E69*INDEX('TP LRs'!$A$2:$O$324,MATCH('1. Summary'!$D$7&'1. Summary'!$D$5,'TP LRs'!$A$2:$A$324,0),MATCH(C69,'TP LRs'!$A$1:$O$1,0)))),0)","v":0},{"$f":"IFERROR(IF(C69=\"Forest with Buffer\",((VLOOKUP('1. Summary'!$D$7&'1. Summary'!$D$5,'TSS LRs'!$A$2:$O$324,7,FALSE)-VLOOKUP('1. Summary'!$D$7&'1. Summary'!$D$5,'TSS LRs'!$A$2:$O$324,13,FALSE))+(0.5*VLOOKUP('1. Summary'!$D$7&'1. Summary'!$D$5,'TSS LRs'!$A$2:$O$324,15,FALSE)))*E69,\nIF(C69=\"Mixed Open with Buffer\", ((VLOOKUP('1. Summary'!$D$7&'1. Summary'!$D$5,'TSS LRs'!$A$2:$O$324,7,FALSE)-VLOOKUP('1. Summary'!$D$7&'1. Summary'!$D$5,'TSS LRs'!$A$2:$O$324,8,FALSE))+(0*VLOOKUP('1. Summary'!$D$7&'1. Summary'!$D$5,'TSS LRs'!$A$2:$O$324,15,FALSE)))*E69,\nE69*INDEX('TSS LRs'!$A$2:$O$324,MATCH('1. Summary'!$D$7&'1. Summary'!$D$5,'TSS LRs'!$A$2:$A$324,0),MATCH(A69,'TSS LRs'!$A$1:$O$1,0))-E69*INDEX('TSS LRs'!$A$2:$O$324,MATCH('1. Summary'!$D$7&'1. Summary'!$D$5,'TSS LRs'!$A$2:$A$324,0),MATCH(C69,'TSS LRs'!$A$1:$O$1,0)))),0)","v":0},{"$f":"IFERROR(F69*VLOOKUP('1. Summary'!$D$5,DFs!$B$2:$F$183,3,0),0)","v":0},{"$f":"IFERROR(G69*VLOOKUP('1. Summary'!$D$5,DFs!$B$2:$F$183,4,0),0)","v":0},{"$f":"IFERROR(H69*VLOOKUP('1. Summary'!$D$5,DFs!$B$2:$F$183,5,0),0)","v":0}]
[null,null,null,null,null,{"$f":"IFERROR(IF(C70=\"Forest with Buffer\",((VLOOKUP('1. Summary'!$D$7&'1. Summary'!$D$5,'TN LRs'!$A$2:$O$324,7,FALSE)-VLOOKUP('1. Summary'!$D$7&'1. Summary'!$D$5,'TN LRs'!$A$2:$O$324,13,FALSE))+(0.25*VLOOKUP('1. Summary'!$D$7&'1. Summary'!$D$5,'TN LRs'!$A$2:$O$324,15,FALSE)))*E70,\nIF(C70=\"Mixed Open with Buffer\", ((VLOOKUP('1. Summary'!$D$7&'1. Summary'!$D$5,'TN LRs'!$A$2:$O$324,7,FALSE)-VLOOKUP('1. Summary'!$D$7&'1. Summary'!$D$5,'TN LRs'!$A$2:$O$324,8,FALSE))+(0.12*VLOOKUP('1. Summary'!$D$7&'1. Summary'!$D$5,'TN LRs'!$A$2:$O$324,15,FALSE)))*E70,\nE70*INDEX('TN LRs'!$A$2:$O$324,MATCH('1. Summary'!$D$7&'1. Summary'!$D$5,'TN LRs'!$A$2:$A$324,0),MATCH(A70,'TN LRs'!$A$1:$O$1,0))-E70*INDEX('TN LRs'!$A$2:$O$324,MATCH('1. Summary'!$D$7&'1. Summary'!$D$5,'TN LRs'!$A$2:$A$324,0),MATCH(C70,'TN LRs'!$A$1:$O$1,0)))),0)","v":0},{"$f":"IFERROR(IF(C70=\"Forest with Buffer\",((VLOOKUP('1. Summary'!$D$7&'1. Summary'!$D$5,'TP LRs'!$A$2:$O$324,7,FALSE)-VLOOKUP('1. Summary'!$D$7&'1. Summary'!$D$5,'TP LRs'!$A$2:$O$324,13,FALSE))+(0.5*VLOOKUP('1. Summary'!$D$7&'1. Summary'!$D$5,'TP LRs'!$A$2:$O$324,15,FALSE)))*E70,\nIF(C70=\"Mixed Open with Buffer\", ((VLOOKUP('1. Summary'!$D$7&'1. Summary'!$D$5,'TP LRs'!$A$2:$O$324,7,FALSE)-VLOOKUP('1. Summary'!$D$7&'1. Summary'!$D$5,'TP LRs'!$A$2:$O$324,8,FALSE))+(0.15*VLOOKUP('1. Summary'!$D$7&'1. Summary'!$D$5,'TP LRs'!$A$2:$O$324,15,FALSE)))*E70,\nE70*INDEX('TP LRs'!$A$2:$O$324,MATCH('1. Summary'!$D$7&'1. Summary'!$D$5,'TP LRs'!$A$2:$A$324,0),MATCH(A70,'TP LRs'!$A$1:$O$1,0))-E70*INDEX('TP LRs'!$A$2:$O$324,MATCH('1. Summary'!$D$7&'1. Summary'!$D$5,'TP LRs'!$A$2:$A$324,0),MATCH(C70,'TP LRs'!$A$1:$O$1,0)))),0)","v":0},{"$f":"IFERROR(IF(C70=\"Forest with Buffer\",((VLOOKUP('1. Summary'!$D$7&'1. Summary'!$D$5,'TSS LRs'!$A$2:$O$324,7,FALSE)-VLOOKUP('1. Summary'!$D$7&'1. Summary'!$D$5,'TSS LRs'!$A$2:$O$324,13,FALSE))+(0.5*VLOOKUP('1. Summary'!$D$7&'1. Summary'!$D$5,'TSS LRs'!$A$2:$O$324,15,FALSE)))*E70,\nIF(C70=\"Mixed Open with Buffer\", ((VLOOKUP('1. Summary'!$D$7&'1. Summary'!$D$5,'TSS LRs'!$A$2:$O$324,7,FALSE)-VLOOKUP('1. Summary'!$D$7&'1. Summary'!$D$5,'TSS LRs'!$A$2:$O$324,8,FALSE))+(0*VLOOKUP('1. Summary'!$D$7&'1. Summary'!$D$5,'TSS LRs'!$A$2:$O$324,15,FALSE)))*E70,\nE70*INDEX('TSS LRs'!$A$2:$O$324,MATCH('1. Summary'!$D$7&'1. Summary'!$D$5,'TSS LRs'!$A$2:$A$324,0),MATCH(A70,'TSS LRs'!$A$1:$O$1,0))-E70*INDEX('TSS LRs'!$A$2:$O$324,MATCH('1. Summary'!$D$7&'1. Summary'!$D$5,'TSS LRs'!$A$2:$A$324,0),MATCH(C70,'TSS LRs'!$A$1:$O$1,0)))),0)","v":0},{"$f":"IFERROR(F70*VLOOKUP('1. Summary'!$D$5,DFs!$B$2:$F$183,3,0),0)","v":0},{"$f":"IFERROR(G70*VLOOKUP('1. Summary'!$D$5,DFs!$B$2:$F$183,4,0),0)","v":0},{"$f":"IFERROR(H70*VLOOKUP('1. Summary'!$D$5,DFs!$B$2:$F$183,5,0),0)","v":0}]
[null,null,null,null,null,{"$f":"IFERROR(IF(C71=\"Forest with Buffer\",((VLOOKUP('1. Summary'!$D$7&'1. Summary'!$D$5,'TN LRs'!$A$2:$O$324,7,FALSE)-VLOOKUP('1. Summary'!$D$7&'1. Summary'!$D$5,'TN LRs'!$A$2:$O$324,13,FALSE))+(0.25*VLOOKUP('1. Summary'!$D$7&'1. Summary'!$D$5,'TN LRs'!$A$2:$O$324,15,FALSE)))*E71,\nIF(C71=\"Mixed Open with Buffer\", ((VLOOKUP('1. Summary'!$D$7&'1. Summary'!$D$5,'TN LRs'!$A$2:$O$324,7,FALSE)-VLOOKUP('1. Summary'!$D$7&'1. Summary'!$D$5,'TN LRs'!$A$2:$O$324,8,FALSE))+(0.12*VLOOKUP('1. Summary'!$D$7&'1. Summary'!$D$5,'TN LRs'!$A$2:$O$324,15,FALSE)))*E71,\nE71*INDEX('TN LRs'!$A$2:$O$324,MATCH('1. Summary'!$D$7&'1. Summary'!$D$5,'TN LRs'!$A$2:$A$324,0),MATCH(A71,'TN LRs'!$A$1:$O$1,0))-E71*INDEX('TN LRs'!$A$2:$O$324,MATCH('1. Summary'!$D$7&'1. Summary'!$D$5,'TN LRs'!$A$2:$A$324,0),MATCH(C71,'TN LRs'!$A$1:$O$1,0)))),0)","v":0},{"$f":"IFERROR(IF(C71=\"Forest with Buffer\",((VLOOKUP('1. Summary'!$D$7&'1. Summary'!$D$5,'TP LRs'!$A$2:$O$324,7,FALSE)-VLOOKUP('1. Summary'!$D$7&'1. Summary'!$D$5,'TP LRs'!$A$2:$O$324,13,FALSE))+(0.5*VLOOKUP('1. Summary'!$D$7&'1. Summary'!$D$5,'TP LRs'!$A$2:$O$324,15,FALSE)))*E71,\nIF(C71=\"Mixed Open with Buffer\", ((VLOOKUP('1. Summary'!$D$7&'1. Summary'!$D$5,'TP LRs'!$A$2:$O$324,7,FALSE)-VLOOKUP('1. Summary'!$D$7&'1. Summary'!$D$5,'TP LRs'!$A$2:$O$324,8,FALSE))+(0.15*VLOOKUP('1. Summary'!$D$7&'1. Summary'!$D$5,'TP LRs'!$A$2:$O$324,15,FALSE)))*E71,\nE71*INDEX('TP LRs'!$A$2:$O$324,MATCH('1. Summary'!$D$7&'1. Summary'!$D$5,'TP LRs'!$A$2:$A$324,0),MATCH(A71,'TP LRs'!$A$1:$O$1,0))-E71*INDEX('TP LRs'!$A$2:$O$324,MATCH('1. Summary'!$D$7&'1. Summary'!$D$5,'TP LRs'!$A$2:$A$324,0),MATCH(C71,'TP LRs'!$A$1:$O$1,0)))),0)","v":0},{"$f":"IFERROR(IF(C71=\"Forest with Buffer\",((VLOOKUP('1. Summary'!$D$7&'1. Summary'!$D$5,'TSS LRs'!$A$2:$O$324,7,FALSE)-VLOOKUP('1. Summary'!$D$7&'1. Summary'!$D$5,'TSS LRs'!$A$2:$O$324,13,FALSE))+(0.5*VLOOKUP('1. Summary'!$D$7&'1. Summary'!$D$5,'TSS LRs'!$A$2:$O$324,15,FALSE)))*E71,\nIF(C71=\"Mixed Open with Buffer\", ((VLOOKUP('1. Summary'!$D$7&'1. Summary'!$D$5,'TSS LRs'!$A$2:$O$324,7,FALSE)-VLOOKUP('1. Summary'!$D$7&'1. Summary'!$D$5,'TSS LRs'!$A$2:$O$324,8,FALSE))+(0*VLOOKUP('1. Summary'!$D$7&'1. Summary'!$D$5,'TSS LRs'!$A$2:$O$324,15,FALSE)))*E71,\nE71*INDEX('TSS LRs'!$A$2:$O$324,MATCH('1. Summary'!$D$7&'1. Summary'!$D$5,'TSS LRs'!$A$2:$A$324,0),MATCH(A71,'TSS LRs'!$A$1:$O$1,0))-E71*INDEX('TSS LRs'!$A$2:$O$324,MATCH('1. Summary'!$D$7&'1. Summary'!$D$5,'TSS LRs'!$A$2:$A$324,0),MATCH(C71,'TSS LRs'!$A$1:$O$1,0)))),0)","v":0},{"$f":"IFERROR(F71*VLOOKUP('1. Summary'!$D$5,DFs!$B$2:$F$183,3,0),0)","v":0},{"$f":"IFERROR(G71*VLOOKUP('1. Summary'!$D$5,DFs!$B$2:$F$183,4,0),0)","v":0},{"$f":"IFERROR(H71*VLOOKUP('1. Summary'!$D$5,DFs!$B$2:$F$183,5,0),0)","v":0}]
["Total",null,null,null,{"$f":"SUMIF(E67:E71,\"<>#N/A\")","v":0},0,0,0,0,0,0]
[]
[]
[]
["STORMWATER MANAGEMENT BMPs "]
["Populate blue cells below with stormwater management BMP information. Enter Aggregate Impervious information OR Impervious Road and Impervious NonRoad information, but not both. Cells will be grayed out based on specific or non-specific land use selection. For RR/ST BMPs, users have two options: 1) Input applicable BMPs by type and use the BMP efficiency to determine the load reduction or 2) designate the BMP as an RR or ST practice and use the Pe treated to determine the load reduction. User must desginate if a Floating Treatment Wetland is present."]
[]
["BMP Short Name","BMP Description",null,"Pe, if applicable","Floating Treatment Wetland?","Treated (acres)",null,null,null,"EOS Load Reduction (lbs/yr)",null,null,"EOT Load Reduction (lbs/yr)"]
[null,null,null,null,null,"Aggregate Impervious","Impervious Road","Impervious NonRoad","Turf","TN","TP","TSS","TN","TP","TSS"]
[null,{"$f":"IFERROR(VLOOKUP(A81,'Efficiency BMPs'!$B$13:$C$36,2,FALSE),\"\")","v":""},null,null,null,null,null,null,null,{"$f":"IFERROR(IF('1. Summary'!$D$12=\"No\",\nIF(A81=\"RR\",VLOOKUP('1. Summary'!$D$7&'1. Summary'!$D$5,'TN LRs'!$A$2:$O$324,4,FALSE)*F81*(1-(1-((0.0308*D81^5)-(0.2562*D81^4)+(0.8634*D81^3)-(1.5285*D81^2)+(1.501*D81)-0.013))*(1-(VLOOKUP(E81,'Efficiency BMPs'!$B$52:$J$57,7,FALSE))))+VLOOKUP('1. Summary'!$D$7&'1. Summary'!$D$5,'TN LRs'!$A$2:$O$324,7,FALSE)*I81*(1-(1-((0.0308*D81^5)-(0.2562*D81^4)+(0.8634*D81^3)-(1.5285*D81^2)+(1.501*D81)-0.013))*(1-(VLOOKUP(E81,'Efficiency BMPs'!$B$52:$J$57,7,FALSE)))),\nIF(A81=\"ST\",VLOOKUP('1. Summary'!$D$7&'1. Summary'!$D$5,'TN LRs'!$A$2:$O$324,4,FALSE)*F81*(1-(1-((0.0152*D81^5)-(0.131*D81^4)+(0.4581*D81^3)-(0.8418*D81^2)+(0.8536*D81)-0.0046))*(1-(VLOOKUP(E81,'Efficiency BMPs'!$B$52:$J$57,7,FALSE))))+VLOOKUP('1. Summary'!$D$7&'1. Summary'!$D$5,'TN LRs'!$A$2:$O$324,7,FALSE)*I81*(1-(1-((0.0152*D81^5)-(0.131*D81^4)+(0.4581*D81^3)-(0.8418*D81^2)+(0.8536*D81)-0.0046))*(1-(VLOOKUP(E81,'Efficiency BMPs'!$B$52:$J$57,7,FALSE)))),\nVLOOKUP('1. Summary'!$D$7&'1. Summary'!$D$5,'TN LRs'!$A$2:$O$324,4,FALSE)*F81*(1-(1-(VLOOKUP(A81,'Efficiency BMPs'!$B$13:$J$43,7,FALSE)))*(1-(VLOOKUP(E81,'Efficiency BMPs'!$B$52:$J$57,7,FALSE))))+VLOOKUP('1. Summary'!$D$7&'1. Summary'!$D$5,'TN LRs'!$A$2:$O$324,7,FALSE)*I81*(1-(1-(VLOOKUP(A81,'Efficiency BMPs'!$B$13:$J$43,7,FALSE)))*(1-(VLOOKUP(E81,'Efficiency BMPs'!$B$52:$J$57,7,FALSE)))))),\nIF(A81=\"RR\",VLOOKUP('1. Summary'!$D$7&'1. Summary'!$D$5,'TN LRs'!$A$2:$O$324,5,FALSE)*G81*(1-(1-(((0.0308*D81^5)-(0.2562*D81^4)+(0.8634*D81^3)-(1.5285*D81^2)+(1.501*D81)-0.013)))*(1-(VLOOKUP(E81,'Efficiency BMPs'!$B$52:$J$57,7,FALSE))))+VLOOKUP('1. Summary'!$D$7&'1. Summary'!$D$5,'TN LRs'!$A$2:$O$324,6,FALSE)*H81*(1-(1-(((0.0308*D81^5)-(0.2562*D81^4)+(0.8634*D81^3)-(1.5285*D81^2)+(1.501*D81)-0.013)))*(1-(VLOOKUP(E81,'Efficiency BMPs'!$B$52:$J$57,7,FALSE))))+VLOOKUP('1. Summary'!$D$7&'1. Summary'!$D$5,'TN LRs'!$A$2:$O$324,7,FALSE)*I81*(1-(1-(((0.0308*D81^5)-(0.2562*D81^4)+(0.8634*D81^3)-(1.5285*D81^2)+(1.501*D81)-0.013)))*(1-(VLOOKUP(E81,'Efficiency BMPs'!$B$52:$J$57,7,FALSE)))),\nIF(A81=\"ST\",VLOOKUP('1. Summary'!$D$7&'1. Summary'!$D$5,'TN LRs'!$A$2:$O$324,5,FALSE)*G81*(1-(1-(((0.0152*D81^5)-(0.131*D81^4)+(0.4581*D81^3)-(0.8418*D81^2)+(0.8536*D81)-0.0046)))*(1-(VLOOKUP(E81,'Efficiency BMPs'!$B$52:$J$57,7,FALSE))))+VLOOKUP('1. Summary'!$D$7&'1. Summary'!$D$5,'TN LRs'!$A$2:$O$324,6,FALSE)*H81*(1-(1-(((0.0152*D81^5)-(0.131*D81^4)+(0.4581*D81^3)-(0.8418*D81^2)+(0.8536*D81)-0.0046)))*(1-(VLOOKUP(E81,'Efficiency BMPs'!$B$52:$J$57,7,FALSE))))+VLOOKUP('1. Summary'!$D$7&'1. Summary'!$D$5,'TN LRs'!$A$2:$O$324,7,FALSE)*I81*(1-(1-(((0.0152*D81^5)-(0.131*D81^4)+(0.4581*D81^3)-(0.8418*D81^2)+(0.8536*D81)-0.0046)))*(1-(VLOOKUP(E81,'Efficiency BMPs'!$B$52:$J$57,7,FALSE)))),\nVLOOKUP('1. Summary'!$D$7&'1. Summary'!$D$5,'TN LRs'!$A$2:$O$324,5,FALSE)*G81*(1-(1-(VLOOKUP(A81,'Efficiency BMPs'!$B$13:$J$43,7,FALSE)))*(1-(VLOOKUP(E81,'Efficiency BMPs'!$B$52:$J$57,7,FALSE))))+VLOOKUP('1. Summary'!$D$7&'1. Summary'!$D$5,'TN LRs'!$A$2:$O$324,6,FALSE)*H81*(1-(1-(VLOOKUP(A81,'Efficiency BMPs'!$B$13:$J$43,7,FALSE)))*(1-(VLOOKUP(E81,'Efficiency BMPs'!$B$52:$J$57,7,FALSE))))+VLOOKUP('1. Summary'!$D$7&'1. Summary'!$D$5,'TN LRs'!$A$2:$O$324,7,FALSE)*I81*(1-(1-(VLOOKUP(A81,'Efficiency BMPs'!$B$13:$J$43,7,FALSE)))*(1-(VLOOKUP(E81,'Efficiency BMPs'!$B$52:$J$57,7,FALSE))))))),0)","v":0},{"$f":"IFERROR(IF('1. Summary'!$D$12=\"No\",\nIF(A81=\"RR\",VLOOKUP('1. Summary'!$D$7&'1. Summary'!$D$5,'TP LRs'!$A$2:$O$324,4,FALSE)*F81*(1-(1-((0.0304*D81^5)-(0.2619*D81^4)+(0.9161*D81^3)-(1.6837*D81^2)+(1.7072*D81)-0.0091))*(1-(VLOOKUP(E81,'Efficiency BMPs'!$B$52:$J$57,8,FALSE))))+VLOOKUP('1. Summary'!$D$7&'1. Summary'!$D$5,'TP LRs'!$A$2:$O$324,7,FALSE)*I81*(1-(1-((0.0304*D81^5)-(0.2619*D81^4)+(0.9161*D81^3)-(1.6837*D81^2)+(1.7072*D81)-0.0091))*(1-(VLOOKUP(E81,'Efficiency BMPs'!$B$52:$J$57,8,FALSE)))),\nIF(A81=\"ST\",VLOOKUP('1. Summary'!$D$7&'1. Summary'!$D$5,'TP LRs'!$A$2:$O$324,4,FALSE)*F81*(1-(1-((0.0239*D81^5)-(0.2058*D81^4)+(0.7198*D81^3)-(1.3229*D81^2)+(1.3414*D81)-0.0072))*(1-(VLOOKUP(E81,'Efficiency BMPs'!$B$52:$J$57,8,FALSE))))+VLOOKUP('1. Summary'!$D$7&'1. Summary'!$D$5,'TP LRs'!$A$2:$O$324,7,FALSE)*I81*(1-(1-((0.0239*D81^5)-(0.2058*D81^4)+(0.7198*D81^3)-(1.3229*D81^2)+(1.3414*D81)-0.0072))*(1-(VLOOKUP(E81,'Efficiency BMPs'!$B$52:$J$57,8,FALSE)))),\nVLOOKUP('1. Summary'!$D$7&'1. Summary'!$D$5,'TP LRs'!$A$2:$O$324,4,FALSE)*F81*(1-(1-(VLOOKUP(A81,'Efficiency BMPs'!$B$13:$J$43,8,FALSE)))*(1-(VLOOKUP(E81,'Efficiency BMPs'!$B$52:$J$57,8,FALSE))))+VLOOKUP('1. Summary'!$D$7&'1. Summary'!$D$5,'TP LRs'!$A$2:$O$324,7,FALSE)*I81*(1-(1-(VLOOKUP(A81,'Efficiency BMPs'!$B$13:$J$43,8,FALSE)))*(1-(VLOOKUP(E81,'Efficiency BMPs'!$B$52:$J$57,8,FALSE)))))),\nIF(A81=\"RR\",VLOOKUP('1. Summary'!$D$7&'1. Summary'!$D$5,'TP LRs'!$A$2:$O$324,5,FALSE)*G81*(1-(1-(((0.0304*D81^5)-(0.2619*D81^4)+(0.9161*D81^3)-(1.6837*D81^2)+(1.7072*D81)-0.0091)))*(1-(VLOOKUP(E81,'Efficiency BMPs'!$B$52:$J$57,8,FALSE))))+VLOOKUP('1. Summary'!$D$7&'1. Summary'!$D$5,'TP LRs'!$A$2:$O$324,6,FALSE)*H81*(1-(1-(((0.0304*D81^5)-(0.2619*D81^4)+(0.9161*D81^3)-(1.6837*D81^2)+(1.7072*D81)-0.0091)))*(1-(VLOOKUP(E81,'Efficiency BMPs'!$B$52:$J$57,8,FALSE))))+VLOOKUP('1. Summary'!$D$7&'1. Summary'!$D$5,'TP LRs'!$A$2:$O$324,7,FALSE)*I81*(1-(1-(((0.0304*D81^5)-(0.2619*D81^4)+(0.9161*D81^3)-(1.6837*D81^2)+(1.7072*D81)-0.0091)))*(1-(VLOOKUP(E81,'Efficiency BMPs'!$B$52:$J$57,8,FALSE)))),\nIF(A81=\"ST\",VLOOKUP('1. Summary'!$D$7&'1. Summary'!$D$5,'TP LRs'!$A$2:$O$324,5,FALSE)*G81*(1-(1-(((0.0239*D81^5)-(0.2058*D81^4)+(0.7198*D81^3)-(1.3229*D81^2)+(1.3414*D81)-0.0072)))*(1-(VLOOKUP(E81,'Efficiency BMPs'!$B$52:$J$57,8,FALSE))))+VLOOKUP('1. Summary'!$D$7&'1. Summary'!$D$5,'TP LRs'!$A$2:$O$324,6,FALSE)*H81*(1-(1-(((0.0239*D81^5)-(0.2058*D81^4)+(0.7198*D81^3)-(1.3229*D81^2)+(1.3414*D81)-0.0072)))*(1-(VLOOKUP(E81,'Efficiency BMPs'!$B$52:$J$57,8,FALSE))))+VLOOKUP('1. Summary'!$D$7&'1. Summary'!$D$5,'TP LRs'!$A$2:$O$324,7,FALSE)*I81*(1-(1-(((0.0239*D81^5)-(0.2058*D81^4)+(0.7198*D81^3)-(1.3229*D81^2)+(1.3414*D81)-0.0072)))*(1-(VLOOKUP(E81,'Efficiency BMPs'!$B$52:$J$57,8,FALSE)))),\nVLOOKUP('1. Summary'!$D$7&'1. Summary'!$D$5,'TP LRs'!$A$2:$O$324,5,FALSE)*G81*(1-(1-(VLOOKUP(A81,'Efficiency BMPs'!$B$13:$J$43,8,FALSE)))*(1-(VLOOKUP(E81,'Efficiency BMPs'!$B$52:$J$57,8,FALSE))))+VLOOKUP('1. Summary'!$D$7&'1. Summary'!$D$5,'TP LRs'!$A$2:$O$324,6,FALSE)*H81*(1-(1-(VLOOKUP(A81,'Efficiency BMPs'!$B$13:$J$43,8,FALSE)))*(1-(VLOOKUP(E81,'Efficiency BMPs'!$B$52:$J$57,8,FALSE))))+VLOOKUP('1. Summary'!$D$7&'1. Summary'!$D$5,'TP LRs'!$A$2:$O$324,7,FALSE)*I81*(1-(1-(VLOOKUP(A81,'Efficiency BMPs'!$B$13:$J$43,8,FALSE)))*(1-(VLOOKUP(E81,'Efficiency BMPs'!$B$52:$J$57,8,FALSE))))))),0)","v":0},{"$f":"IFERROR(IF('1. Summary'!$D$12=\"No\",\nIF(A81=\"RR\",VLOOKUP('1. Summary'!$D$7&'1. Summary'!$D$5,'TSS LRs'!$A$2:$O$324,4,FALSE)*F81*(1-(1-((0.0326*D81^5)-(0.2806*D81^4)+(0.9816*D81^3)-(1.8039*D81^2)+(1.8292*D81)-0.0098))*(1-(VLOOKUP(E81,'Efficiency BMPs'!$B$52:$J$57,9,FALSE))))+VLOOKUP('1. Summary'!$D$7&'1. Summary'!$D$5,'TSS LRs'!$A$2:$O$324,7,FALSE)*I81*(1-(1-((0.0326*D81^5)-(0.2806*D81^4)+(0.9816*D81^3)-(1.8039*D81^2)+(1.8292*D81)-0.0098))*(1-(VLOOKUP(E81,'Efficiency BMPs'!$B$52:$J$57,9,FALSE)))),\nIF(A81=\"ST\",VLOOKUP('1. Summary'!$D$7&'1. Summary'!$D$5,'TSS LRs'!$A$2:$O$324,4,FALSE)*F81*(1-(1-((0.0304*D81^5)-(0.2619*D81^4)+(0.9161*D81^3)-(1.6837*D81^2)+(1.7072*D81)-0.0091))*(1-(VLOOKUP(E81,'Efficiency BMPs'!$B$52:$J$57,9,FALSE))))+VLOOKUP('1. Summary'!$D$7&'1. Summary'!$D$5,'TSS LRs'!$A$2:$O$324,7,FALSE)*I81*(1-(1-((0.0304*D81^5)-(0.2619*D81^4)+(0.9161*D81^3)-(1.6837*D81^2)+(1.7072*D81)-0.0091))*(1-(VLOOKUP(E81,'Efficiency BMPs'!$B$52:$J$57,9,FALSE)))),\nVLOOKUP('1. Summary'!$D$7&'1. Summary'!$D$5,'TSS LRs'!$A$2:$O$324,4,FALSE)*F81*(1-(1-(VLOOKUP(A81,'Efficiency BMPs'!$B$13:$J$43,9,FALSE)))*(1-(VLOOKUP(E81,'Efficiency BMPs'!$B$52:$J$57,9,FALSE))))+VLOOKUP('1. Summary'!$D$7&'1. Summary'!$D$5,'TSS LRs'!$A$2:$O$324,7,FALSE)*I81*(1-(1-(VLOOKUP(A81,'Efficiency BMPs'!$B$13:$J$43,9,FALSE)))*(1-(VLOOKUP(E81,'Efficiency BMPs'!$B$52:$J$57,9,FALSE)))))),\nIF(A81=\"RR\",VLOOKUP('1. Summary'!$D$7&'1. Summary'!$D$5,'TSS LRs'!$A$2:$O$324,5,FALSE)*G81*(1-(1-(((0.0326*D81^5)-(0.2806*D81^4)+(0.9816*D81^3)-(1.8039*D81^2)+(1.8292*D81)-0.0098)))*(1-(VLOOKUP(E81,'Efficiency BMPs'!$B$52:$J$57,9,FALSE))))+VLOOKUP('1. Summary'!$D$7&'1. Summary'!$D$5,'TSS LRs'!$A$2:$O$324,6,FALSE)*H81*(1-(1-(((0.0326*D81^5)-(0.2806*D81^4)+(0.9816*D81^3)-(1.8039*D81^2)+(1.8292*D81)-0.0098)))*(1-(VLOOKUP(E81,'Efficiency BMPs'!$B$52:$J$57,9,FALSE))))+VLOOKUP('1. Summary'!$D$7&'1. Summary'!$D$5,'TSS LRs'!$A$2:$O$324,7,FALSE)*I81*(1-(1-(((0.0326*D81^5)-(0.2806*D81^4)+(0.9816*D81^3)-(1.8039*D81^2)+(1.8292*D81)-0.0098)))*(1-(VLOOKUP(E81,'Efficiency BMPs'!$B$52:$J$57,9,FALSE)))),\nIF(A81=\"ST\",VLOOKUP('1. Summary'!$D$7&'1. Summary'!$D$5,'TSS LRs'!$A$2:$O$324,5,FALSE)*G81*(1-(1-(((0.0304*D81^5)-(0.2619*D81^4)+(0.9161*D81^3)-(1.6837*D81^2)+(1.7072*D81)-0.0091)))*(1-(VLOOKUP(E81,'Efficiency BMPs'!$B$52:$J$57,9,FALSE))))+VLOOKUP('1. Summary'!$D$7&'1. Summary'!$D$5,'TSS LRs'!$A$2:$O$324,6,FALSE)*H81*(1-(1-(((0.0304*D81^5)-(0.2619*D81^4)+(0.9161*D81^3)-(1.6837*D81^2)+(1.7072*D81)-0.0091)))*(1-(VLOOKUP(E81,'Efficiency BMPs'!$B$52:$J$57,9,FALSE))))+VLOOKUP('1. Summary'!$D$7&'1. Summary'!$D$5,'TSS LRs'!$A$2:$O$324,7,FALSE)*I81*(1-(1-(((0.0304*D81^5)-(0.2619*D81^4)+(0.9161*D81^3)-(1.6837*D81^2)+(1.7072*D81)-0.0091)))*(1-(VLOOKUP(E81,'Efficiency BMPs'!$B$52:$J$57,9,FALSE)))),\nVLOOKUP('1. Summary'!$D$7&'1. Summary'!$D$5,'TSS LRs'!$A$2:$O$324,5,FALSE)*G81*(1-(1-(VLOOKUP(A81,'Efficiency BMPs'!$B$13:$J$43,9,FALSE)))*(1-(VLOOKUP(E81,'Efficiency BMPs'!$B$52:$J$57,9,FALSE))))+VLOOKUP('1. Summary'!$D$7&'1. Summary'!$D$5,'TSS LRs'!$A$2:$O$324,6,FALSE)*H81*(1-(1-(VLOOKUP(A81,'Efficiency BMPs'!$B$13:$J$43,9,FALSE)))*(1-(VLOOKUP(E81,'Efficiency BMPs'!$B$52:$J$57,9,FALSE))))+VLOOKUP('1. Summary'!$D$7&'1. Summary'!$D$5,'TSS LRs'!$A$2:$O$324,7,FALSE)*I81*(1-(1-(VLOOKUP(A81,'Efficiency BMPs'!$B$13:$J$43,9,FALSE)))*(1-(VLOOKUP(E81,'Efficiency BMPs'!$B$52:$J$57,9,FALSE))))))),0)","v":0},{"$f":"IFERROR(J81*VLOOKUP('1. Summary'!$D$5,DFs!$B$2:$F$183,3,0),0)","v":0},{"$f":"IFERROR(K81*VLOOKUP('1. Summary'!$D$5,DFs!$B$2:$F$183,4,0),0)","v":0},{"$f":"IFERROR(L81*VLOOKUP('1. Summary'!$D$5,DFs!$B$2:$F$183,5,0),0)","v":0}]
[null,{"$f":"IFERROR(VLOOKUP(A82,'Efficiency BMPs'!$B$13:$C$36,2,FALSE),\"\")","v":""},null,null,null,null,null,null,null,{"$f":"IFERROR(IF('1. Summary'!$D$12=\"No\",\nIF(A82=\"RR\",VLOOKUP('1. Summary'!$D$7&'1. Summary'!$D$5,'TN LRs'!$A$2:$O$324,4,FALSE)*F82*(1-(1-((0.0308*D82^5)-(0.2562*D82^4)+(0.8634*D82^3)-(1.5285*D82^2)+(1.501*D82)-0.013))*(1-(VLOOKUP(E82,'Efficiency BMPs'!$B$52:$J$57,7,FALSE))))+VLOOKUP('1. Summary'!$D$7&'1. Summary'!$D$5,'TN LRs'!$A$2:$O$324,7,FALSE)*I82*(1-(1-((0.0308*D82^5)-(0.2562*D82^4)+(0.8634*D82^3)-(1.5285*D82^2)+(1.501*D82)-0.013))*(1-(VLOOKUP(E82,'Efficiency BMPs'!$B$52:$J$57,7,FALSE)))),\nIF(A82=\"ST\",VLOOKUP('1. Summary'!$D$7&'1. Summary'!$D$5,'TN LRs'!$A$2:$O$324,4,FALSE)*F82*(1-(1-((0.0152*D82^5)-(0.131*D82^4)+(0.4581*D82^3)-(0.8418*D82^2)+(0.8536*D82)-0.0046))*(1-(VLOOKUP(E82,'Efficiency BMPs'!$B$52:$J$57,7,FALSE))))+VLOOKUP('1. Summary'!$D$7&'1. Summary'!$D$5,'TN LRs'!$A$2:$O$324,7,FALSE)*I82*(1-(1-((0.0152*D82^5)-(0.131*D82^4)+(0.4581*D82^3)-(0.8418*D82^2)+(0.8536*D82)-0.0046))*(1-(VLOOKUP(E82,'Efficiency BMPs'!$B$52:$J$57,7,FALSE)))),\nVLOOKUP('1. Summary'!$D$7&'1. Summary'!$D$5,'TN LRs'!$A$2:$O$324,4,FALSE)*F82*(1-(1-(VLOOKUP(A82,'Efficiency BMPs'!$B$13:$J$43,7,FALSE)))*(1-(VLOOKUP(E82,'Efficiency BMPs'!$B$52:$J$57,7,FALSE))))+VLOOKUP('1. Summary'!$D$7&'1. Summary'!$D$5,'TN LRs'!$A$2:$O$324,7,FALSE)*I82*(1-(1-(VLOOKUP(A82,'Efficiency BMPs'!$B$13:$J$43,7,FALSE)))*(1-(VLOOKUP(E82,'Efficiency BMPs'!$B$52:$J$57,7,FALSE)))))),\nIF(A82=\"RR\",VLOOKUP('1. Summary'!$D$7&'1. Summary'!$D$5,'TN LRs'!$A$2:$O$324,5,FALSE)*G82*(1-(1-(((0.0308*D82^5)-(0.2562*D82^4)+(0.8634*D82^3)-(1.5285*D82^2)+(1.501*D82)-0.013)))*(1-(VLOOKUP(E82,'Efficiency BMPs'!$B$52:$J$57,7,FALSE))))+VLOOKUP('1. Summary'!$D$7&'1. Summary'!$D$5,'TN LRs'!$A$2:$O$324,6,FALSE)*H82*(1-(1-(((0.0308*D82^5)-(0.2562*D82^4)+(0.8634*D82^3)-(1.5285*D82^2)+(1.501*D82)-0.013)))*(1-(VLOOKUP(E82,'Efficiency BMPs'!$B$52:$J$57,7,FALSE))))+VLOOKUP('1. Summary'!$D$7&'1. Summary'!$D$5,'TN LRs'!$A$2:$O$324,7,FALSE)*I82*(1-(1-(((0.0308*D82^5)-(0.2562*D82^4)+(0.8634*D82^3)-(1.5285*D82^2)+(1.501*D82)-0.013)))*(1-(VLOOKUP(E82,'Efficiency BMPs'!$B$52:$J$57,7,FALSE)))),\nIF(A82=\"ST\",VLOOKUP('1. Summary'!$D$7&'1. Summary'!$D$5,'TN LRs'!$A$2:$O$324,5,FALSE)*G82*(1-(1-(((0.0152*D82^5)-(0.131*D82^4)+(0.4581*D82^3)-(0.8418*D82^2)+(0.8536*D82)-0.0046)))*(1-(VLOOKUP(E82,'Efficiency BMPs'!$B$52:$J$57,7,FALSE))))+VLOOKUP('1. Summary'!$D$7&'1. Summary'!$D$5,'TN LRs'!$A$2:$O$324,6,FALSE)*H82*(1-(1-(((0.0152*D82^5)-(0.131*D82^4)+(0.4581*D82^3)-(0.8418*D82^2)+(0.8536*D82)-0.0046)))*(1-(VLOOKUP(E82,'Efficiency BMPs'!$B$52:$J$57,7,FALSE))))+VLOOKUP('1. Summary'!$D$7&'1. Summary'!$D$5,'TN LRs'!$A$2:$O$324,7,FALSE)*I82*(1-(1-(((0.0152*D82^5)-(0.131*D82^4)+(0.4581*D82^3)-(0.8418*D82^2)+(0.8536*D82)-0.0046)))*(1-(VLOOKUP(E82,'Efficiency BMPs'!$B$52:$J$57,7,FALSE)))),\nVLOOKUP('1. Summary'!$D$7&'1. Summary'!$D$5,'TN LRs'!$A$2:$O$324,5,FALSE)*G82*(1-(1-(VLOOKUP(A82,'Efficiency BMPs'!$B$13:$J$43,7,FALSE)))*(1-(VLOOKUP(E82,'Efficiency BMPs'!$B$52:$J$57,7,FALSE))))+VLOOKUP('1. Summary'!$D$7&'1. Summary'!$D$5,'TN LRs'!$A$2:$O$324,6,FALSE)*H82*(1-(1-(VLOOKUP(A82,'Efficiency BMPs'!$B$13:$J$43,7,FALSE)))*(1-(VLOOKUP(E82,'Efficiency BMPs'!$B$52:$J$57,7,FALSE))))+VLOOKUP('1. Summary'!$D$7&'1. Summary'!$D$5,'TN LRs'!$A$2:$O$324,7,FALSE)*I82*(1-(1-(VLOOKUP(A82,'Efficiency BMPs'!$B$13:$J$43,7,FALSE)))*(1-(VLOOKUP(E82,'Efficiency BMPs'!$B$52:$J$57,7,FALSE))))))),0)","v":0},{"$f":"IFERROR(IF('1. Summary'!$D$12=\"No\",\nIF(A82=\"RR\",VLOOKUP('1. Summary'!$D$7&'1. Summary'!$D$5,'TP LRs'!$A$2:$O$324,4,FALSE)*F82*(1-(1-((0.0304*D82^5)-(0.2619*D82^4)+(0.9161*D82^3)-(1.6837*D82^2)+(1.7072*D82)-0.0091))*(1-(VLOOKUP(E82,'Efficiency BMPs'!$B$52:$J$57,8,FALSE))))+VLOOKUP('1. Summary'!$D$7&'1. Summary'!$D$5,'TP LRs'!$A$2:$O$324,7,FALSE)*I82*(1-(1-((0.0304*D82^5)-(0.2619*D82^4)+(0.9161*D82^3)-(1.6837*D82^2)+(1.7072*D82)-0.0091))*(1-(VLOOKUP(E82,'Efficiency BMPs'!$B$52:$J$57,8,FALSE)))),\nIF(A82=\"ST\",VLOOKUP('1. Summary'!$D$7&'1. Summary'!$D$5,'TP LRs'!$A$2:$O$324,4,FALSE)*F82*(1-(1-((0.0239*D82^5)-(0.2058*D82^4)+(0.7198*D82^3)-(1.3229*D82^2)+(1.3414*D82)-0.0072))*(1-(VLOOKUP(E82,'Efficiency BMPs'!$B$52:$J$57,8,FALSE))))+VLOOKUP('1. Summary'!$D$7&'1. Summary'!$D$5,'TP LRs'!$A$2:$O$324,7,FALSE)*I82*(1-(1-((0.0239*D82^5)-(0.2058*D82^4)+(0.7198*D82^3)-(1.3229*D82^2)+(1.3414*D82)-0.0072))*(1-(VLOOKUP(E82,'Efficiency BMPs'!$B$52:$J$57,8,FALSE)))),\nVLOOKUP('1. Summary'!$D$7&'1. Summary'!$D$5,'TP LRs'!$A$2:$O$324,4,FALSE)*F82*(1-(1-(VLOOKUP(A82,'Efficiency BMPs'!$B$13:$J$43,8,FALSE)))*(1-(VLOOKUP(E82,'Efficiency BMPs'!$B$52:$J$57,8,FALSE))))+VLOOKUP('1. Summary'!$D$7&'1. Summary'!$D$5,'TP LRs'!$A$2:$O$324,7,FALSE)*I82*(1-(1-(VLOOKUP(A82,'Efficiency BMPs'!$B$13:$J$43,8,FALSE)))*(1-(VLOOKUP(E82,'Efficiency BMPs'!$B$52:$J$57,8,FALSE)))))),\nIF(A82=\"RR\",VLOOKUP('1. Summary'!$D$7&'1. Summary'!$D$5,'TP LRs'!$A$2:$O$324,5,FALSE)*G82*(1-(1-(((0.0304*D82^5)-(0.2619*D82^4)+(0.9161*D82^3)-(1.6837*D82^2)+(1.7072*D82)-0.0091)))*(1-(VLOOKUP(E82,'Efficiency BMPs'!$B$52:$J$57,8,FALSE))))+VLOOKUP('1. Summary'!$D$7&'1. Summary'!$D$5,'TP LRs'!$A$2:$O$324,6,FALSE)*H82*(1-(1-(((0.0304*D82^5)-(0.2619*D82^4)+(0.9161*D82^3)-(1.6837*D82^2)+(1.7072*D82)-0.0091)))*(1-(VLOOKUP(E82,'Efficiency BMPs'!$B$52:$J$57,8,FALSE))))+VLOOKUP('1. Summary'!$D$7&'1. Summary'!$D$5,'TP LRs'!$A$2:$O$324,7,FALSE)*I82*(1-(1-(((0.0304*D82^5)-(0.2619*D82^4)+(0.9161*D82^3)-(1.6837*D82^2)+(1.7072*D82)-0.0091)))*(1-(VLOOKUP(E82,'Efficiency BMPs'!$B$52:$J$57,8,FALSE)))),\nIF(A82=\"ST\",VLOOKUP('1. Summary'!$D$7&'1. Summary'!$D$5,'TP LRs'!$A$2:$O$324,5,FALSE)*G82*(1-(1-(((0.0239*D82^5)-(0.2058*D82^4)+(0.7198*D82^3)-(1.3229*D82^2)+(1.3414*D82)-0.0072)))*(1-(VLOOKUP(E82,'Efficiency BMPs'!$B$52:$J$57,8,FALSE))))+VLOOKUP('1. Summary'!$D$7&'1. Summary'!$D$5,'TP LRs'!$A$2:$O$324,6,FALSE)*H82*(1-(1-(((0.0239*D82^5)-(0.2058*D82^4)+(0.7198*D82^3)-(1.3229*D82^2)+(1.3414*D82)-0.0072)))*(1-(VLOOKUP(E82,'Efficiency BMPs'!$B$52:$J$57,8,FALSE))))+VLOOKUP('1. Summary'!$D$7&'1. Summary'!$D$5,'TP LRs'!$A$2:$O$324,7,FALSE)*I82*(1-(1-(((0.0239*D82^5)-(0.2058*D82^4)+(0.7198*D82^3)-(1.3229*D82^2)+(1.3414*D82)-0.0072)))*(1-(VLOOKUP(E82,'Efficiency BMPs'!$B$52:$J$57,8,FALSE)))),\nVLOOKUP('1. Summary'!$D$7&'1. Summary'!$D$5,'TP LRs'!$A$2:$O$324,5,FALSE)*G82*(1-(1-(VLOOKUP(A82,'Efficiency BMPs'!$B$13:$J$43,8,FALSE)))*(1-(VLOOKUP(E82,'Efficiency BMPs'!$B$52:$J$57,8,FALSE))))+VLOOKUP('1. Summary'!$D$7&'1. Summary'!$D$5,'TP LRs'!$A$2:$O$324,6,FALSE)*H82*(1-(1-(VLOOKUP(A82,'Efficiency BMPs'!$B$13:$J$43,8,FALSE)))*(1-(VLOOKUP(E82,'Efficiency BMPs'!$B$52:$J$57,8,FALSE))))+VLOOKUP('1. Summary'!$D$7&'1. Summary'!$D$5,'TP LRs'!$A$2:$O$324,7,FALSE)*I82*(1-(1-(VLOOKUP(A82,'Efficiency BMPs'!$B$13:$J$43,8,FALSE)))*(1-(VLOOKUP(E82,'Efficiency BMPs'!$B$52:$J$57,8,FALSE))))))),0)","v":0},{"$f":"IFERROR(IF('1. Summary'!$D$12=\"No\",\nIF(A82=\"RR\",VLOOKUP('1. Summary'!$D$7&'1. Summary'!$D$5,'TSS LRs'!$A$2:$O$324,4,FALSE)*F82*(1-(1-((0.0326*D82^5)-(0.2806*D82^4)+(0.9816*D82^3)-(1.8039*D82^2)+(1.8292*D82)-0.0098))*(1-(VLOOKUP(E82,'Efficiency BMPs'!$B$52:$J$57,9,FALSE))))+VLOOKUP('1. Summary'!$D$7&'1. Summary'!$D$5,'TSS LRs'!$A$2:$O$324,7,FALSE)*I82*(1-(1-((0.0326*D82^5)-(0.2806*D82^4)+(0.9816*D82^3)-(1.8039*D82^2)+(1.8292*D82)-0.0098))*(1-(VLOOKUP(E82,'Efficiency BMPs'!$B$52:$J$57,9,FALSE)))),\nIF(A82=\"ST\",VLOOKUP('1. Summary'!$D$7&'1. Summary'!$D$5,'TSS LRs'!$A$2:$O$324,4,FALSE)*F82*(1-(1-((0.0304*D82^5)-(0.2619*D82^4)+(0.9161*D82^3)-(1.6837*D82^2)+(1.7072*D82)-0.0091))*(1-(VLOOKUP(E82,'Efficiency BMPs'!$B$52:$J$57,9,FALSE))))+VLOOKUP('1. Summary'!$D$7&'1. Summary'!$D$5,'TSS LRs'!$A$2:$O$324,7,FALSE)*I82*(1-(1-((0.0304*D82^5)-(0.2619*D82^4)+(0.9161*D82^3)-(1.6837*D82^2)+(1.7072*D82)-0.0091))*(1-(VLOOKUP(E82,'Efficiency BMPs'!$B$52:$J$57,9,FALSE)))),\nVLOOKUP('1. Summary'!$D$7&'1. Summary'!$D$5,'TSS LRs'!$A$2:$O$324,4,FALSE)*F82*(1-(1-(VLOOKUP(A82,'Efficiency BMPs'!$B$13:$J$43,9,FALSE)))*(1-(VLOOKUP(E82,'Efficiency BMPs'!$B$52:$J$57,9,FALSE))))+VLOOKUP('1. Summary'!$D$7&'1. Summary'!$D$5,'TSS LRs'!$A$2:$O$324,7,FALSE)*I82*(1-(1-(VLOOKUP(A82,'Efficiency BMPs'!$B$13:$J$43,9,FALSE)))*(1-(VLOOKUP(E82,'Efficiency BMPs'!$B$52:$J$57,9,FALSE)))))),\nIF(A82=\"RR\",VLOOKUP('1. Summary'!$D$7&'1. Summary'!$D$5,'TSS LRs'!$A$2:$O$324,5,FALSE)*G82*(1-(1-(((0.0326*D82^5)-(0.2806*D82^4)+(0.9816*D82^3)-(1.8039*D82^2)+(1.8292*D82)-0.0098)))*(1-(VLOOKUP(E82,'Efficiency BMPs'!$B$52:$J$57,9,FALSE))))+VLOOKUP('1. Summary'!$D$7&'1. Summary'!$D$5,'TSS LRs'!$A$2:$O$324,6,FALSE)*H82*(1-(1-(((0.0326*D82^5)-(0.2806*D82^4)+(0.9816*D82^3)-(1.8039*D82^2)+(1.8292*D82)-0.0098)))*(1-(VLOOKUP(E82,'Efficiency BMPs'!$B$52:$J$57,9,FALSE))))+VLOOKUP('1. Summary'!$D$7&'1. Summary'!$D$5,'TSS LRs'!$A$2:$O$324,7,FALSE)*I82*(1-(1-(((0.0326*D82^5)-(0.2806*D82^4)+(0.9816*D82^3)-(1.8039*D82^2)+(1.8292*D82)-0.0098)))*(1-(VLOOKUP(E82,'Efficiency BMPs'!$B$52:$J$57,9,FALSE)))),\nIF(A82=\"ST\",VLOOKUP('1. Summary'!$D$7&'1. Summary'!$D$5,'TSS LRs'!$A$2:$O$324,5,FALSE)*G82*(1-(1-(((0.0304*D82^5)-(0.2619*D82^4)+(0.9161*D82^3)-(1.6837*D82^2)+(1.7072*D82)-0.0091)))*(1-(VLOOKUP(E82,'Efficiency BMPs'!$B$52:$J$57,9,FALSE))))+VLOOKUP('1. Summary'!$D$7&'1. Summary'!$D$5,'TSS LRs'!$A$2:$O$324,6,FALSE)*H82*(1-(1-(((0.0304*D82^5)-(0.2619*D82^4)+(0.9161*D82^3)-(1.6837*D82^2)+(1.7072*D82)-0.0091)))*(1-(VLOOKUP(E82,'Efficiency BMPs'!$B$52:$J$57,9,FALSE))))+VLOOKUP('1. Summary'!$D$7&'1. Summary'!$D$5,'TSS LRs'!$A$2:$O$324,7,FALSE)*I82*(1-(1-(((0.0304*D82^5)-(0.2619*D82^4)+(0.9161*D82^3)-(1.6837*D82^2)+(1.7072*D82)-0.0091)))*(1-(VLOOKUP(E82,'Efficiency BMPs'!$B$52:$J$57,9,FALSE)))),\nVLOOKUP('1. Summary'!$D$7&'1. Summary'!$D$5,'TSS LRs'!$A$2:$O$324,5,FALSE)*G82*(1-(1-(VLOOKUP(A82,'Efficiency BMPs'!$B$13:$J$43,9,FALSE)))*(1-(VLOOKUP(E82,'Efficiency BMPs'!$B$52:$J$57,9,FALSE))))+VLOOKUP('1. Summary'!$D$7&'1. Summary'!$D$5,'TSS LRs'!$A$2:$O$324,6,FALSE)*H82*(1-(1-(VLOOKUP(A82,'Efficiency BMPs'!$B$13:$J$43,9,FALSE)))*(1-(VLOOKUP(E82,'Efficiency BMPs'!$B$52:$J$57,9,FALSE))))+VLOOKUP('1. Summary'!$D$7&'1. Summary'!$D$5,'TSS LRs'!$A$2:$O$324,7,FALSE)*I82*(1-(1-(VLOOKUP(A82,'Efficiency BMPs'!$B$13:$J$43,9,FALSE)))*(1-(VLOOKUP(E82,'Efficiency BMPs'!$B$52:$J$57,9,FALSE))))))),0)","v":0},{"$f":"IFERROR(J82*VLOOKUP('1. Summary'!$D$5,DFs!$B$2:$F$183,3,0),0)","v":0},{"$f":"IFERROR(K82*VLOOKUP('1. Summary'!$D$5,DFs!$B$2:$F$183,4,0),0)","v":0},{"$f":"IFERROR(L82*VLOOKUP('1. Summary'!$D$5,DFs!$B$2:$F$183,5,0),0)","v":0}]
[null,{"$f":"IFERROR(VLOOKUP(A83,'Efficiency BMPs'!$B$13:$C$36,2,FALSE),\"\")","v":""},null,null,null,null,null,null,null,{"$f":"IFERROR(IF('1. Summary'!$D$12=\"No\",\nIF(A83=\"RR\",VLOOKUP('1. Summary'!$D$7&'1. Summary'!$D$5,'TN LRs'!$A$2:$O$324,4,FALSE)*F83*(1-(1-((0.0308*D83^5)-(0.2562*D83^4)+(0.8634*D83^3)-(1.5285*D83^2)+(1.501*D83)-0.013))*(1-(VLOOKUP(E83,'Efficiency BMPs'!$B$52:$J$57,7,FALSE))))+VLOOKUP('1. Summary'!$D$7&'1. Summary'!$D$5,'TN LRs'!$A$2:$O$324,7,FALSE)*I83*(1-(1-((0.0308*D83^5)-(0.2562*D83^4)+(0.8634*D83^3)-(1.5285*D83^2)+(1.501*D83)-0.013))*(1-(VLOOKUP(E83,'Efficiency BMPs'!$B$52:$J$57,7,FALSE)))),\nIF(A83=\"ST\",VLOOKUP('1. Summary'!$D$7&'1. Summary'!$D$5,'TN LRs'!$A$2:$O$324,4,FALSE)*F83*(1-(1-((0.0152*D83^5)-(0.131*D83^4)+(0.4581*D83^3)-(0.8418*D83^2)+(0.8536*D83)-0.0046))*(1-(VLOOKUP(E83,'Efficiency BMPs'!$B$52:$J$57,7,FALSE))))+VLOOKUP('1. Summary'!$D$7&'1. Summary'!$D$5,'TN LRs'!$A$2:$O$324,7,FALSE)*I83*(1-(1-((0.0152*D83^5)-(0.131*D83^4)+(0.4581*D83^3)-(0.8418*D83^2)+(0.8536*D83)-0.0046))*(1-(VLOOKUP(E83,'Efficiency BMPs'!$B$52:$J$57,7,FALSE)))),\nVLOOKUP('1. Summary'!$D$7&'1. Summary'!$D$5,'TN LRs'!$A$2:$O$324,4,FALSE)*F83*(1-(1-(VLOOKUP(A83,'Efficiency BMPs'!$B$13:$J$43,7,FALSE)))*(1-(VLOOKUP(E83,'Efficiency BMPs'!$B$52:$J$57,7,FALSE))))+VLOOKUP('1. Summary'!$D$7&'1. Summary'!$D$5,'TN LRs'!$A$2:$O$324,7,FALSE)*I83*(1-(1-(VLOOKUP(A83,'Efficiency BMPs'!$B$13:$J$43,7,FALSE)))*(1-(VLOOKUP(E83,'Efficiency BMPs'!$B$52:$J$57,7,FALSE)))))),\nIF(A83=\"RR\",VLOOKUP('1. Summary'!$D$7&'1. Summary'!$D$5,'TN LRs'!$A$2:$O$324,5,FALSE)*G83*(1-(1-(((0.0308*D83^5)-(0.2562*D83^4)+(0.8634*D83^3)-(1.5285*D83^2)+(1.501*D83)-0.013)))*(1-(VLOOKUP(E83,'Efficiency BMPs'!$B$52:$J$57,7,FALSE))))+VLOOKUP('1. Summary'!$D$7&'1. Summary'!$D$5,'TN LRs'!$A$2:$O$324,6,FALSE)*H83*(1-(1-(((0.0308*D83^5)-(0.2562*D83^4)+(0.8634*D83^3)-(1.5285*D83^2)+(1.501*D83)-0.013)))*(1-(VLOOKUP(E83,'Efficiency BMPs'!$B$52:$J$57,7,FALSE))))+VLOOKUP('1. Summary'!$D$7&'1. Summary'!$D$5,'TN LRs'!$A$2:$O$324,7,FALSE)*I83*(1-(1-(((0.0308*D83^5)-(0.2562*D83^4)+(0.8634*D83^3)-(1.5285*D83^2)+(1.501*D83)-0.013)))*(1-(VLOOKUP(E83,'Efficiency BMPs'!$B$52:$J$57,7,FALSE)))),\nIF(A83=\"ST\",VLOOKUP('1. Summary'!$D$7&'1. Summary'!$D$5,'TN LRs'!$A$2:$O$324,5,FALSE)*G83*(1-(1-(((0.0152*D83^5)-(0.131*D83^4)+(0.4581*D83^3)-(0.8418*D83^2)+(0.8536*D83)-0.0046)))*(1-(VLOOKUP(E83,'Efficiency BMPs'!$B$52:$J$57,7,FALSE))))+VLOOKUP('1. Summary'!$D$7&'1. Summary'!$D$5,'TN LRs'!$A$2:$O$324,6,FALSE)*H83*(1-(1-(((0.0152*D83^5)-(0.131*D83^4)+(0.4581*D83^3)-(0.8418*D83^2)+(0.8536*D83)-0.0046)))*(1-(VLOOKUP(E83,'Efficiency BMPs'!$B$52:$J$57,7,FALSE))))+VLOOKUP('1. Summary'!$D$7&'1. Summary'!$D$5,'TN LRs'!$A$2:$O$324,7,FALSE)*I83*(1-(1-(((0.0152*D83^5)-(0.131*D83^4)+(0.4581*D83^3)-(0.8418*D83^2)+(0.8536*D83)-0.0046)))*(1-(VLOOKUP(E83,'Efficiency BMPs'!$B$52:$J$57,7,FALSE)))),\nVLOOKUP('1. Summary'!$D$7&'1. Summary'!$D$5,'TN LRs'!$A$2:$O$324,5,FALSE)*G83*(1-(1-(VLOOKUP(A83,'Efficiency BMPs'!$B$13:$J$43,7,FALSE)))*(1-(VLOOKUP(E83,'Efficiency BMPs'!$B$52:$J$57,7,FALSE))))+VLOOKUP('1. Summary'!$D$7&'1. Summary'!$D$5,'TN LRs'!$A$2:$O$324,6,FALSE)*H83*(1-(1-(VLOOKUP(A83,'Efficiency BMPs'!$B$13:$J$43,7,FALSE)))*(1-(VLOOKUP(E83,'Efficiency BMPs'!$B$52:$J$57,7,FALSE))))+VLOOKUP('1. Summary'!$D$7&'1. Summary'!$D$5,'TN LRs'!$A$2:$O$324,7,FALSE)*I83*(1-(1-(VLOOKUP(A83,'Efficiency BMPs'!$B$13:$J$43,7,FALSE)))*(1-(VLOOKUP(E83,'Efficiency BMPs'!$B$52:$J$57,7,FALSE))))))),0)","v":0},{"$f":"IFERROR(IF('1. Summary'!$D$12=\"No\",\nIF(A83=\"RR\",VLOOKUP('1. Summary'!$D$7&'1. Summary'!$D$5,'TP LRs'!$A$2:$O$324,4,FALSE)*F83*(1-(1-((0.0304*D83^5)-(0.2619*D83^4)+(0.9161*D83^3)-(1.6837*D83^2)+(1.7072*D83)-0.0091))*(1-(VLOOKUP(E83,'Efficiency BMPs'!$B$52:$J$57,8,FALSE))))+VLOOKUP('1. Summary'!$D$7&'1. Summary'!$D$5,'TP LRs'!$A$2:$O$324,7,FALSE)*I83*(1-(1-((0.0304*D83^5)-(0.2619*D83^4)+(0.9161*D83^3)-(1.6837*D83^2)+(1.7072*D83)-0.0091))*(1-(VLOOKUP(E83,'Efficiency BMPs'!$B$52:$J$57,8,FALSE)))),\nIF(A83=\"ST\",VLOOKUP('1. Summary'!$D$7&'1. Summary'!$D$5,'TP LRs'!$A$2:$O$324,4,FALSE)*F83*(1-(1-((0.0239*D83^5)-(0.2058*D83^4)+(0.7198*D83^3)-(1.3229*D83^2)+(1.3414*D83)-0.0072))*(1-(VLOOKUP(E83,'Efficiency BMPs'!$B$52:$J$57,8,FALSE))))+VLOOKUP('1. Summary'!$D$7&'1. Summary'!$D$5,'TP LRs'!$A$2:$O$324,7,FALSE)*I83*(1-(1-((0.0239*D83^5)-(0.2058*D83^4)+(0.7198*D83^3)-(1.3229*D83^2)+(1.3414*D83)-0.0072))*(1-(VLOOKUP(E83,'Efficiency BMPs'!$B$52:$J$57,8,FALSE)))),\nVLOOKUP('1. Summary'!$D$7&'1. Summary'!$D$5,'TP LRs'!$A$2:$O$324,4,FALSE)*F83*(1-(1-(VLOOKUP(A83,'Efficiency BMPs'!$B$13:$J$43,8,FALSE)))*(1-(VLOOKUP(E83,'Efficiency BMPs'!$B$52:$J$57,8,FALSE))))+VLOOKUP('1. Summary'!$D$7&'1. Summary'!$D$5,'TP LRs'!$A$2:$O$324,7,FALSE)*I83*(1-(1-(VLOOKUP(A83,'Efficiency BMPs'!$B$13:$J$43,8,FALSE)))*(1-(VLOOKUP(E83,'Efficiency BMPs'!$B$52:$J$57,8,FALSE)))))),\nIF(A83=\"RR\",VLOOKUP('1. Summary'!$D$7&'1. Summary'!$D$5,'TP LRs'!$A$2:$O$324,5,FALSE)*G83*(1-(1-(((0.0304*D83^5)-(0.2619*D83^4)+(0.9161*D83^3)-(1.6837*D83^2)+(1.7072*D83)-0.0091)))*(1-(VLOOKUP(E83,'Efficiency BMPs'!$B$52:$J$57,8,FALSE))))+VLOOKUP('1. Summary'!$D$7&'1. Summary'!$D$5,'TP LRs'!$A$2:$O$324,6,FALSE)*H83*(1-(1-(((0.0304*D83^5)-(0.2619*D83^4)+(0.9161*D83^3)-(1.6837*D83^2)+(1.7072*D83)-0.0091)))*(1-(VLOOKUP(E83,'Efficiency BMPs'!$B$52:$J$57,8,FALSE))))+VLOOKUP('1. Summary'!$D$7&'1. Summary'!$D$5,'TP LRs'!$A$2:$O$324,7,FALSE)*I83*(1-(1-(((0.0304*D83^5)-(0.2619*D83^4)+(0.9161*D83^3)-(1.6837*D83^2)+(1.7072*D83)-0.0091)))*(1-(VLOOKUP(E83,'Efficiency BMPs'!$B$52:$J$57,8,FALSE)))),\nIF(A83=\"ST\",VLOOKUP('1. Summary'!$D$7&'1. Summary'!$D$5,'TP LRs'!$A$2:$O$324,5,FALSE)*G83*(1-(1-(((0.0239*D83^5)-(0.2058*D83^4)+(0.7198*D83^3)-(1.3229*D83^2)+(1.3414*D83)-0.0072)))*(1-(VLOOKUP(E83,'Efficiency BMPs'!$B$52:$J$57,8,FALSE))))+VLOOKUP('1. Summary'!$D$7&'1. Summary'!$D$5,'TP LRs'!$A$2:$O$324,6,FALSE)*H83*(1-(1-(((0.0239*D83^5)-(0.2058*D83^4)+(0.7198*D83^3)-(1.3229*D83^2)+(1.3414*D83)-0.0072)))*(1-(VLOOKUP(E83,'Efficiency BMPs'!$B$52:$J$57,8,FALSE))))+VLOOKUP('1. Summary'!$D$7&'1. Summary'!$D$5,'TP LRs'!$A$2:$O$324,7,FALSE)*I83*(1-(1-(((0.0239*D83^5)-(0.2058*D83^4)+(0.7198*D83^3)-(1.3229*D83^2)+(1.3414*D83)-0.0072)))*(1-(VLOOKUP(E83,'Efficiency BMPs'!$B$52:$J$57,8,FALSE)))),\nVLOOKUP('1. Summary'!$D$7&'1. Summary'!$D$5,'TP LRs'!$A$2:$O$324,5,FALSE)*G83*(1-(1-(VLOOKUP(A83,'Efficiency BMPs'!$B$13:$J$43,8,FALSE)))*(1-(VLOOKUP(E83,'Efficiency BMPs'!$B$52:$J$57,8,FALSE))))+VLOOKUP('1. Summary'!$D$7&'1. Summary'!$D$5,'TP LRs'!$A$2:$O$324,6,FALSE)*H83*(1-(1-(VLOOKUP(A83,'Efficiency BMPs'!$B$13:$J$43,8,FALSE)))*(1-(VLOOKUP(E83,'Efficiency BMPs'!$B$52:$J$57,8,FALSE))))+VLOOKUP('1. Summary'!$D$7&'1. Summary'!$D$5,'TP LRs'!$A$2:$O$324,7,FALSE)*I83*(1-(1-(VLOOKUP(A83,'Efficiency BMPs'!$B$13:$J$43,8,FALSE)))*(1-(VLOOKUP(E83,'Efficiency BMPs'!$B$52:$J$57,8,FALSE))))))),0)","v":0},{"$f":"IFERROR(IF('1. Summary'!$D$12=\"No\",\nIF(A83=\"RR\",VLOOKUP('1. Summary'!$D$7&'1. Summary'!$D$5,'TSS LRs'!$A$2:$O$324,4,FALSE)*F83*(1-(1-((0.0326*D83^5)-(0.2806*D83^4)+(0.9816*D83^3)-(1.8039*D83^2)+(1.8292*D83)-0.0098))*(1-(VLOOKUP(E83,'Efficiency BMPs'!$B$52:$J$57,9,FALSE))))+VLOOKUP('1. Summary'!$D$7&'1. Summary'!$D$5,'TSS LRs'!$A$2:$O$324,7,FALSE)*I83*(1-(1-((0.0326*D83^5)-(0.2806*D83^4)+(0.9816*D83^3)-(1.8039*D83^2)+(1.8292*D83)-0.0098))*(1-(VLOOKUP(E83,'Efficiency BMPs'!$B$52:$J$57,9,FALSE)))),\nIF(A83=\"ST\",VLOOKUP('1. Summary'!$D$7&'1. Summary'!$D$5,'TSS LRs'!$A$2:$O$324,4,FALSE)*F83*(1-(1-((0.0304*D83^5)-(0.2619*D83^4)+(0.9161*D83^3)-(1.6837*D83^2)+(1.7072*D83)-0.0091))*(1-(VLOOKUP(E83,'Efficiency BMPs'!$B$52:$J$57,9,FALSE))))+VLOOKUP('1. Summary'!$D$7&'1. Summary'!$D$5,'TSS LRs'!$A$2:$O$324,7,FALSE)*I83*(1-(1-((0.0304*D83^5)-(0.2619*D83^4)+(0.9161*D83^3)-(1.6837*D83^2)+(1.7072*D83)-0.0091))*(1-(VLOOKUP(E83,'Efficiency BMPs'!$B$52:$J$57,9,FALSE)))),\nVLOOKUP('1. Summary'!$D$7&'1. Summary'!$D$5,'TSS LRs'!$A$2:$O$324,4,FALSE)*F83*(1-(1-(VLOOKUP(A83,'Efficiency BMPs'!$B$13:$J$43,9,FALSE)))*(1-(VLOOKUP(E83,'Efficiency BMPs'!$B$52:$J$57,9,FALSE))))+VLOOKUP('1. Summary'!$D$7&'1. Summary'!$D$5,'TSS LRs'!$A$2:$O$324,7,FALSE)*I83*(1-(1-(VLOOKUP(A83,'Efficiency BMPs'!$B$13:$J$43,9,FALSE)))*(1-(VLOOKUP(E83,'Efficiency BMPs'!$B$52:$J$57,9,FALSE)))))),\nIF(A83=\"RR\",VLOOKUP('1. Summary'!$D$7&'1. Summary'!$D$5,'TSS LRs'!$A$2:$O$324,5,FALSE)*G83*(1-(1-(((0.0326*D83^5)-(0.2806*D83^4)+(0.9816*D83^3)-(1.8039*D83^2)+(1.8292*D83)-0.0098)))*(1-(VLOOKUP(E83,'Efficiency BMPs'!$B$52:$J$57,9,FALSE))))+VLOOKUP('1. Summary'!$D$7&'1. Summary'!$D$5,'TSS LRs'!$A$2:$O$324,6,FALSE)*H83*(1-(1-(((0.0326*D83^5)-(0.2806*D83^4)+(0.9816*D83^3)-(1.8039*D83^2)+(1.8292*D83)-0.0098)))*(1-(VLOOKUP(E83,'Efficiency BMPs'!$B$52:$J$57,9,FALSE))))+VLOOKUP('1. Summary'!$D$7&'1. Summary'!$D$5,'TSS LRs'!$A$2:$O$324,7,FALSE)*I83*(1-(1-(((0.0326*D83^5)-(0.2806*D83^4)+(0.9816*D83^3)-(1.8039*D83^2)+(1.8292*D83)-0.0098)))*(1-(VLOOKUP(E83,'Efficiency BMPs'!$B$52:$J$57,9,FALSE)))),\nIF(A83=\"ST\",VLOOKUP('1. Summary'!$D$7&'1. Summary'!$D$5,'TSS LRs'!$A$2:$O$324,5,FALSE)*G83*(1-(1-(((0.0304*D83^5)-(0.2619*D83^4)+(0.9161*D83^3)-(1.6837*D83^2)+(1.7072*D83)-0.0091)))*(1-(VLOOKUP(E83,'Efficiency BMPs'!$B$52:$J$57,9,FALSE))))+VLOOKUP('1. Summary'!$D$7&'1. Summary'!$D$5,'TSS LRs'!$A$2:$O$324,6,FALSE)*H83*(1-(1-(((0.0304*D83^5)-(0.2619*D83^4)+(0.9161*D83^3)-(1.6837*D83^2)+(1.7072*D83)-0.0091)))*(1-(VLOOKUP(E83,'Efficiency BMPs'!$B$52:$J$57,9,FALSE))))+VLOOKUP('1. Summary'!$D$7&'1. Summary'!$D$5,'TSS LRs'!$A$2:$O$324,7,FALSE)*I83*(1-(1-(((0.0304*D83^5)-(0.2619*D83^4)+(0.9161*D83^3)-(1.6837*D83^2)+(1.7072*D83)-0.0091)))*(1-(VLOOKUP(E83,'Efficiency BMPs'!$B$52:$J$57,9,FALSE)))),\nVLOOKUP('1. Summary'!$D$7&'1. Summary'!$D$5,'TSS LRs'!$A$2:$O$324,5,FALSE)*G83*(1-(1-(VLOOKUP(A83,'Efficiency BMPs'!$B$13:$J$43,9,FALSE)))*(1-(VLOOKUP(E83,'Efficiency BMPs'!$B$52:$J$57,9,FALSE))))+VLOOKUP('1. Summary'!$D$7&'1. Summary'!$D$5,'TSS LRs'!$A$2:$O$324,6,FALSE)*H83*(1-(1-(VLOOKUP(A83,'Efficiency BMPs'!$B$13:$J$43,9,FALSE)))*(1-(VLOOKUP(E83,'Efficiency BMPs'!$B$52:$J$57,9,FALSE))))+VLOOKUP('1. Summary'!$D$7&'1. Summary'!$D$5,'TSS LRs'!$A$2:$O$324,7,FALSE)*I83*(1-(1-(VLOOKUP(A83,'Efficiency BMPs'!$B$13:$J$43,9,FALSE)))*(1-(VLOOKUP(E83,'Efficiency BMPs'!$B$52:$J$57,9,FALSE))))))),0)","v":0},{"$f":"IFERROR(J83*VLOOKUP('1. Summary'!$D$5,DFs!$B$2:$F$183,3,0),0)","v":0},{"$f":"IFERROR(K83*VLOOKUP('1. Summary'!$D$5,DFs!$B$2:$F$183,4,0),0)","v":0},{"$f":"IFERROR(L83*VLOOKUP('1. Summary'!$D$5,DFs!$B$2:$F$183,5,0),0)","v":0}]
[null,{"$f":"IFERROR(VLOOKUP(A84,'Efficiency BMPs'!$B$13:$C$36,2,FALSE),\"\")","v":""},null,null,null,null,null,null,null,{"$f":"IFERROR(IF('1. Summary'!$D$12=\"No\",\nIF(A84=\"RR\",VLOOKUP('1. Summary'!$D$7&'1. Summary'!$D$5,'TN LRs'!$A$2:$O$324,4,FALSE)*F84*(1-(1-((0.0308*D84^5)-(0.2562*D84^4)+(0.8634*D84^3)-(1.5285*D84^2)+(1.501*D84)-0.013))*(1-(VLOOKUP(E84,'Efficiency BMPs'!$B$52:$J$57,7,FALSE))))+VLOOKUP('1. Summary'!$D$7&'1. Summary'!$D$5,'TN LRs'!$A$2:$O$324,7,FALSE)*I84*(1-(1-((0.0308*D84^5)-(0.2562*D84^4)+(0.8634*D84^3)-(1.5285*D84^2)+(1.501*D84)-0.013))*(1-(VLOOKUP(E84,'Efficiency BMPs'!$B$52:$J$57,7,FALSE)))),\nIF(A84=\"ST\",VLOOKUP('1. Summary'!$D$7&'1. Summary'!$D$5,'TN LRs'!$A$2:$O$324,4,FALSE)*F84*(1-(1-((0.0152*D84^5)-(0.131*D84^4)+(0.4581*D84^3)-(0.8418*D84^2)+(0.8536*D84)-0.0046))*(1-(VLOOKUP(E84,'Efficiency BMPs'!$B$52:$J$57,7,FALSE))))+VLOOKUP('1. Summary'!$D$7&'1. Summary'!$D$5,'TN LRs'!$A$2:$O$324,7,FALSE)*I84*(1-(1-((0.0152*D84^5)-(0.131*D84^4)+(0.4581*D84^3)-(0.8418*D84^2)+(0.8536*D84)-0.0046))*(1-(VLOOKUP(E84,'Efficiency BMPs'!$B$52:$J$57,7,FALSE)))),\nVLOOKUP('1. Summary'!$D$7&'1. Summary'!$D$5,'TN LRs'!$A$2:$O$324,4,FALSE)*F84*(1-(1-(VLOOKUP(A84,'Efficiency BMPs'!$B$13:$J$43,7,FALSE)))*(1-(VLOOKUP(E84,'Efficiency BMPs'!$B$52:$J$57,7,FALSE))))+VLOOKUP('1. Summary'!$D$7&'1. Summary'!$D$5,'TN LRs'!$A$2:$O$324,7,FALSE)*I84*(1-(1-(VLOOKUP(A84,'Efficiency BMPs'!$B$13:$J$43,7,FALSE)))*(1-(VLOOKUP(E84,'Efficiency BMPs'!$B$52:$J$57,7,FALSE)))))),\nIF(A84=\"RR\",VLOOKUP('1. Summary'!$D$7&'1. Summary'!$D$5,'TN LRs'!$A$2:$O$324,5,FALSE)*G84*(1-(1-(((0.0308*D84^5)-(0.2562*D84^4)+(0.8634*D84^3)-(1.5285*D84^2)+(1.501*D84)-0.013)))*(1-(VLOOKUP(E84,'Efficiency BMPs'!$B$52:$J$57,7,FALSE))))+VLOOKUP('1. Summary'!$D$7&'1. Summary'!$D$5,'TN LRs'!$A$2:$O$324,6,FALSE)*H84*(1-(1-(((0.0308*D84^5)-(0.2562*D84^4)+(0.8634*D84^3)-(1.5285*D84^2)+(1.501*D84)-0.013)))*(1-(VLOOKUP(E84,'Efficiency BMPs'!$B$52:$J$57,7,FALSE))))+VLOOKUP('1. Summary'!$D$7&'1. Summary'!$D$5,'TN LRs'!$A$2:$O$324,7,FALSE)*I84*(1-(1-(((0.0308*D84^5)-(0.2562*D84^4)+(0.8634*D84^3)-(1.5285*D84^2)+(1.501*D84)-0.013)))*(1-(VLOOKUP(E84,'Efficiency BMPs'!$B$52:$J$57,7,FALSE)))),\nIF(A84=\"ST\",VLOOKUP('1. Summary'!$D$7&'1. Summary'!$D$5,'TN LRs'!$A$2:$O$324,5,FALSE)*G84*(1-(1-(((0.0152*D84^5)-(0.131*D84^4)+(0.4581*D84^3)-(0.8418*D84^2)+(0.8536*D84)-0.0046)))*(1-(VLOOKUP(E84,'Efficiency BMPs'!$B$52:$J$57,7,FALSE))))+VLOOKUP('1. Summary'!$D$7&'1. Summary'!$D$5,'TN LRs'!$A$2:$O$324,6,FALSE)*H84*(1-(1-(((0.0152*D84^5)-(0.131*D84^4)+(0.4581*D84^3)-(0.8418*D84^2)+(0.8536*D84)-0.0046)))*(1-(VLOOKUP(E84,'Efficiency BMPs'!$B$52:$J$57,7,FALSE))))+VLOOKUP('1. Summary'!$D$7&'1. Summary'!$D$5,'TN LRs'!$A$2:$O$324,7,FALSE)*I84*(1-(1-(((0.0152*D84^5)-(0.131*D84^4)+(0.4581*D84^3)-(0.8418*D84^2)+(0.8536*D84)-0.0046)))*(1-(VLOOKUP(E84,'Efficiency BMPs'!$B$52:$J$57,7,FALSE)))),\nVLOOKUP('1. Summary'!$D$7&'1. Summary'!$D$5,'TN LRs'!$A$2:$O$324,5,FALSE)*G84*(1-(1-(VLOOKUP(A84,'Efficiency BMPs'!$B$13:$J$43,7,FALSE)))*(1-(VLOOKUP(E84,'Efficiency BMPs'!$B$52:$J$57,7,FALSE))))+VLOOKUP('1. Summary'!$D$7&'1. Summary'!$D$5,'TN LRs'!$A$2:$O$324,6,FALSE)*H84*(1-(1-(VLOOKUP(A84,'Efficiency BMPs'!$B$13:$J$43,7,FALSE)))*(1-(VLOOKUP(E84,'Efficiency BMPs'!$B$52:$J$57,7,FALSE))))+VLOOKUP('1. Summary'!$D$7&'1. Summary'!$D$5,'TN LRs'!$A$2:$O$324,7,FALSE)*I84*(1-(1-(VLOOKUP(A84,'Efficiency BMPs'!$B$13:$J$43,7,FALSE)))*(1-(VLOOKUP(E84,'Efficiency BMPs'!$B$52:$J$57,7,FALSE))))))),0)","v":0},{"$f":"IFERROR(IF('1. Summary'!$D$12=\"No\",\nIF(A84=\"RR\",VLOOKUP('1. Summary'!$D$7&'1. Summary'!$D$5,'TP LRs'!$A$2:$O$324,4,FALSE)*F84*(1-(1-((0.0304*D84^5)-(0.2619*D84^4)+(0.9161*D84^3)-(1.6837*D84^2)+(1.7072*D84)-0.0091))*(1-(VLOOKUP(E84,'Efficiency BMPs'!$B$52:$J$57,8,FALSE))))+VLOOKUP('1. Summary'!$D$7&'1. Summary'!$D$5,'TP LRs'!$A$2:$O$324,7,FALSE)*I84*(1-(1-((0.0304*D84^5)-(0.2619*D84^4)+(0.9161*D84^3)-(1.6837*D84^2)+(1.7072*D84)-0.0091))*(1-(VLOOKUP(E84,'Efficiency BMPs'!$B$52:$J$57,8,FALSE)))),\nIF(A84=\"ST\",VLOOKUP('1. Summary'!$D$7&'1. Summary'!$D$5,'TP LRs'!$A$2:$O$324,4,FALSE)*F84*(1-(1-((0.0239*D84^5)-(0.2058*D84^4)+(0.7198*D84^3)-(1.3229*D84^2)+(1.3414*D84)-0.0072))*(1-(VLOOKUP(E84,'Efficiency BMPs'!$B$52:$J$57,8,FALSE))))+VLOOKUP('1. Summary'!$D$7&'1. Summary'!$D$5,'TP LRs'!$A$2:$O$324,7,FALSE)*I84*(1-(1-((0.0239*D84^5)-(0.2058*D84^4)+(0.7198*D84^3)-(1.3229*D84^2)+(1.3414*D84)-0.0072))*(1-(VLOOKUP(E84,'Efficiency BMPs'!$B$52:$J$57,8,FALSE)))),\nVLOOKUP('1. Summary'!$D$7&'1. Summary'!$D$5,'TP LRs'!$A$2:$O$324,4,FALSE)*F84*(1-(1-(VLOOKUP(A84,'Efficiency BMPs'!$B$13:$J$43,8,FALSE)))*(1-(VLOOKUP(E84,'Efficiency BMPs'!$B$52:$J$57,8,FALSE))))+VLOOKUP('1. Summary'!$D$7&'1. Summary'!$D$5,'TP LRs'!$A$2:$O$324,7,FALSE)*I84*(1-(1-(VLOOKUP(A84,'Efficiency BMPs'!$B$13:$J$43,8,FALSE)))*(1-(VLOOKUP(E84,'Efficiency BMPs'!$B$52:$J$57,8,FALSE)))))),\nIF(A84=\"RR\",VLOOKUP('1. Summary'!$D$7&'1. Summary'!$D$5,'TP LRs'!$A$2:$O$324,5,FALSE)*G84*(1-(1-(((0.0304*D84^5)-(0.2619*D84^4)+(0.9161*D84^3)-(1.6837*D84^2)+(1.7072*D84)-0.0091)))*(1-(VLOOKUP(E84,'Efficiency BMPs'!$B$52:$J$57,8,FALSE))))+VLOOKUP('1. Summary'!$D$7&'1. Summary'!$D$5,'TP LRs'!$A$2:$O$324,6,FALSE)*H84*(1-(1-(((0.0304*D84^5)-(0.2619*D84^4)+(0.9161*D84^3)-(1.6837*D84^2)+(1.7072*D84)-0.0091)))*(1-(VLOOKUP(E84,'Efficiency BMPs'!$B$52:$J$57,8,FALSE))))+VLOOKUP('1. Summary'!$D$7&'1. Summary'!$D$5,'TP LRs'!$A$2:$O$324,7,FALSE)*I84*(1-(1-(((0.0304*D84^5)-(0.2619*D84^4)+(0.9161*D84^3)-(1.6837*D84^2)+(1.7072*D84)-0.0091)))*(1-(VLOOKUP(E84,'Efficiency BMPs'!$B$52:$J$57,8,FALSE)))),\nIF(A84=\"ST\",VLOOKUP('1. Summary'!$D$7&'1. Summary'!$D$5,'TP LRs'!$A$2:$O$324,5,FALSE)*G84*(1-(1-(((0.0239*D84^5)-(0.2058*D84^4)+(0.7198*D84^3)-(1.3229*D84^2)+(1.3414*D84)-0.0072)))*(1-(VLOOKUP(E84,'Efficiency BMPs'!$B$52:$J$57,8,FALSE))))+VLOOKUP('1. Summary'!$D$7&'1. Summary'!$D$5,'TP LRs'!$A$2:$O$324,6,FALSE)*H84*(1-(1-(((0.0239*D84^5)-(0.2058*D84^4)+(0.7198*D84^3)-(1.3229*D84^2)+(1.3414*D84)-0.0072)))*(1-(VLOOKUP(E84,'Efficiency BMPs'!$B$52:$J$57,8,FALSE))))+VLOOKUP('1. Summary'!$D$7&'1. Summary'!$D$5,'TP LRs'!$A$2:$O$324,7,FALSE)*I84*(1-(1-(((0.0239*D84^5)-(0.2058*D84^4)+(0.7198*D84^3)-(1.3229*D84^2)+(1.3414*D84)-0.0072)))*(1-(VLOOKUP(E84,'Efficiency BMPs'!$B$52:$J$57,8,FALSE)))),\nVLOOKUP('1. Summary'!$D$7&'1. Summary'!$D$5,'TP LRs'!$A$2:$O$324,5,FALSE)*G84*(1-(1-(VLOOKUP(A84,'Efficiency BMPs'!$B$13:$J$43,8,FALSE)))*(1-(VLOOKUP(E84,'Efficiency BMPs'!$B$52:$J$57,8,FALSE))))+VLOOKUP('1. Summary'!$D$7&'1. Summary'!$D$5,'TP LRs'!$A$2:$O$324,6,FALSE)*H84*(1-(1-(VLOOKUP(A84,'Efficiency BMPs'!$B$13:$J$43,8,FALSE)))*(1-(VLOOKUP(E84,'Efficiency BMPs'!$B$52:$J$57,8,FALSE))))+VLOOKUP('1. Summary'!$D$7&'1. Summary'!$D$5,'TP LRs'!$A$2:$O$324,7,FALSE)*I84*(1-(1-(VLOOKUP(A84,'Efficiency BMPs'!$B$13:$J$43,8,FALSE)))*(1-(VLOOKUP(E84,'Efficiency BMPs'!$B$52:$J$57,8,FALSE))))))),0)","v":0},{"$f":"IFERROR(IF('1. Summary'!$D$12=\"No\",\nIF(A84=\"RR\",VLOOKUP('1. Summary'!$D$7&'1. Summary'!$D$5,'TSS LRs'!$A$2:$O$324,4,FALSE)*F84*(1-(1-((0.0326*D84^5)-(0.2806*D84^4)+(0.9816*D84^3)-(1.8039*D84^2)+(1.8292*D84)-0.0098))*(1-(VLOOKUP(E84,'Efficiency BMPs'!$B$52:$J$57,9,FALSE))))+VLOOKUP('1. Summary'!$D$7&'1. Summary'!$D$5,'TSS LRs'!$A$2:$O$324,7,FALSE)*I84*(1-(1-((0.0326*D84^5)-(0.2806*D84^4)+(0.9816*D84^3)-(1.8039*D84^2)+(1.8292*D84)-0.0098))*(1-(VLOOKUP(E84,'Efficiency BMPs'!$B$52:$J$57,9,FALSE)))),\nIF(A84=\"ST\",VLOOKUP('1. Summary'!$D$7&'1. Summary'!$D$5,'TSS LRs'!$A$2:$O$324,4,FALSE)*F84*(1-(1-((0.0304*D84^5)-(0.2619*D84^4)+(0.9161*D84^3)-(1.6837*D84^2)+(1.7072*D84)-0.0091))*(1-(VLOOKUP(E84,'Efficiency BMPs'!$B$52:$J$57,9,FALSE))))+VLOOKUP('1. Summary'!$D$7&'1. Summary'!$D$5,'TSS LRs'!$A$2:$O$324,7,FALSE)*I84*(1-(1-((0.0304*D84^5)-(0.2619*D84^4)+(0.9161*D84^3)-(1.6837*D84^2)+(1.7072*D84)-0.0091))*(1-(VLOOKUP(E84,'Efficiency BMPs'!$B$52:$J$57,9,FALSE)))),\nVLOOKUP('1. Summary'!$D$7&'1. Summary'!$D$5,'TSS LRs'!$A$2:$O$324,4,FALSE)*F84*(1-(1-(VLOOKUP(A84,'Efficiency BMPs'!$B$13:$J$43,9,FALSE)))*(1-(VLOOKUP(E84,'Efficiency BMPs'!$B$52:$J$57,9,FALSE))))+VLOOKUP('1. Summary'!$D$7&'1. Summary'!$D$5,'TSS LRs'!$A$2:$O$324,7,FALSE)*I84*(1-(1-(VLOOKUP(A84,'Efficiency BMPs'!$B$13:$J$43,9,FALSE)))*(1-(VLOOKUP(E84,'Efficiency BMPs'!$B$52:$J$57,9,FALSE)))))),\nIF(A84=\"RR\",VLOOKUP('1. Summary'!$D$7&'1. Summary'!$D$5,'TSS LRs'!$A$2:$O$324,5,FALSE)*G84*(1-(1-(((0.0326*D84^5)-(0.2806*D84^4)+(0.9816*D84^3)-(1.8039*D84^2)+(1.8292*D84)-0.0098)))*(1-(VLOOKUP(E84,'Efficiency BMPs'!$B$52:$J$57,9,FALSE))))+VLOOKUP('1. Summary'!$D$7&'1. Summary'!$D$5,'TSS LRs'!$A$2:$O$324,6,FALSE)*H84*(1-(1-(((0.0326*D84^5)-(0.2806*D84^4)+(0.9816*D84^3)-(1.8039*D84^2)+(1.8292*D84)-0.0098)))*(1-(VLOOKUP(E84,'Efficiency BMPs'!$B$52:$J$57,9,FALSE))))+VLOOKUP('1. Summary'!$D$7&'1. Summary'!$D$5,'TSS LRs'!$A$2:$O$324,7,FALSE)*I84*(1-(1-(((0.0326*D84^5)-(0.2806*D84^4)+(0.9816*D84^3)-(1.8039*D84^2)+(1.8292*D84)-0.0098)))*(1-(VLOOKUP(E84,'Efficiency BMPs'!$B$52:$J$57,9,FALSE)))),\nIF(A84=\"ST\",VLOOKUP('1. Summary'!$D$7&'1. Summary'!$D$5,'TSS LRs'!$A$2:$O$324,5,FALSE)*G84*(1-(1-(((0.0304*D84^5)-(0.2619*D84^4)+(0.9161*D84^3)-(1.6837*D84^2)+(1.7072*D84)-0.0091)))*(1-(VLOOKUP(E84,'Efficiency BMPs'!$B$52:$J$57,9,FALSE))))+VLOOKUP('1. Summary'!$D$7&'1. Summary'!$D$5,'TSS LRs'!$A$2:$O$324,6,FALSE)*H84*(1-(1-(((0.0304*D84^5)-(0.2619*D84^4)+(0.9161*D84^3)-(1.6837*D84^2)+(1.7072*D84)-0.0091)))*(1-(VLOOKUP(E84,'Efficiency BMPs'!$B$52:$J$57,9,FALSE))))+VLOOKUP('1. Summary'!$D$7&'1. Summary'!$D$5,'TSS LRs'!$A$2:$O$324,7,FALSE)*I84*(1-(1-(((0.0304*D84^5)-(0.2619*D84^4)+(0.9161*D84^3)-(1.6837*D84^2)+(1.7072*D84)-0.0091)))*(1-(VLOOKUP(E84,'Efficiency BMPs'!$B$52:$J$57,9,FALSE)))),\nVLOOKUP('1. Summary'!$D$7&'1. Summary'!$D$5,'TSS LRs'!$A$2:$O$324,5,FALSE)*G84*(1-(1-(VLOOKUP(A84,'Efficiency BMPs'!$B$13:$J$43,9,FALSE)))*(1-(VLOOKUP(E84,'Efficiency BMPs'!$B$52:$J$57,9,FALSE))))+VLOOKUP('1. Summary'!$D$7&'1. Summary'!$D$5,'TSS LRs'!$A$2:$O$324,6,FALSE)*H84*(1-(1-(VLOOKUP(A84,'Efficiency BMPs'!$B$13:$J$43,9,FALSE)))*(1-(VLOOKUP(E84,'Efficiency BMPs'!$B$52:$J$57,9,FALSE))))+VLOOKUP('1. Summary'!$D$7&'1. Summary'!$D$5,'TSS LRs'!$A$2:$O$324,7,FALSE)*I84*(1-(1-(VLOOKUP(A84,'Efficiency BMPs'!$B$13:$J$43,9,FALSE)))*(1-(VLOOKUP(E84,'Efficiency BMPs'!$B$52:$J$57,9,FALSE))))))),0)","v":0},{"$f":"IFERROR(J84*VLOOKUP('1. Summary'!$D$5,DFs!$B$2:$F$183,3,0),0)","v":0},{"$f":"IFERROR(K84*VLOOKUP('1. Summary'!$D$5,DFs!$B$2:$F$183,4,0),0)","v":0},{"$f":"IFERROR(L84*VLOOKUP('1. Summary'!$D$5,DFs!$B$2:$F$183,5,0),0)","v":0}]
[null,{"$f":"IFERROR(VLOOKUP(A85,'Efficiency BMPs'!$B$13:$C$36,2,FALSE),\"\")","v":""},null,null,null,null,null,null,null,{"$f":"IFERROR(IF('1. Summary'!$D$12=\"No\",\nIF(A85=\"RR\",VLOOKUP('1. Summary'!$D$7&'1. Summary'!$D$5,'TN LRs'!$A$2:$O$324,4,FALSE)*F85*(1-(1-((0.0308*D85^5)-(0.2562*D85^4)+(0.8634*D85^3)-(1.5285*D85^2)+(1.501*D85)-0.013))*(1-(VLOOKUP(E85,'Efficiency BMPs'!$B$52:$J$57,7,FALSE))))+VLOOKUP('1. Summary'!$D$7&'1. Summary'!$D$5,'TN LRs'!$A$2:$O$324,7,FALSE)*I85*(1-(1-((0.0308*D85^5)-(0.2562*D85^4)+(0.8634*D85^3)-(1.5285*D85^2)+(1.501*D85)-0.013))*(1-(VLOOKUP(E85,'Efficiency BMPs'!$B$52:$J$57,7,FALSE)))),\nIF(A85=\"ST\",VLOOKUP('1. Summary'!$D$7&'1. Summary'!$D$5,'TN LRs'!$A$2:$O$324,4,FALSE)*F85*(1-(1-((0.0152*D85^5)-(0.131*D85^4)+(0.4581*D85^3)-(0.8418*D85^2)+(0.8536*D85)-0.0046))*(1-(VLOOKUP(E85,'Efficiency BMPs'!$B$52:$J$57,7,FALSE))))+VLOOKUP('1. Summary'!$D$7&'1. Summary'!$D$5,'TN LRs'!$A$2:$O$324,7,FALSE)*I85*(1-(1-((0.0152*D85^5)-(0.131*D85^4)+(0.4581*D85^3)-(0.8418*D85^2)+(0.8536*D85)-0.0046))*(1-(VLOOKUP(E85,'Efficiency BMPs'!$B$52:$J$57,7,FALSE)))),\nVLOOKUP('1. Summary'!$D$7&'1. Summary'!$D$5,'TN LRs'!$A$2:$O$324,4,FALSE)*F85*(1-(1-(VLOOKUP(A85,'Efficiency BMPs'!$B$13:$J$43,7,FALSE)))*(1-(VLOOKUP(E85,'Efficiency BMPs'!$B$52:$J$57,7,FALSE))))+VLOOKUP('1. Summary'!$D$7&'1. Summary'!$D$5,'TN LRs'!$A$2:$O$324,7,FALSE)*I85*(1-(1-(VLOOKUP(A85,'Efficiency BMPs'!$B$13:$J$43,7,FALSE)))*(1-(VLOOKUP(E85,'Efficiency BMPs'!$B$52:$J$57,7,FALSE)))))),\nIF(A85=\"RR\",VLOOKUP('1. Summary'!$D$7&'1. Summary'!$D$5,'TN LRs'!$A$2:$O$324,5,FALSE)*G85*(1-(1-(((0.0308*D85^5)-(0.2562*D85^4)+(0.8634*D85^3)-(1.5285*D85^2)+(1.501*D85)-0.013)))*(1-(VLOOKUP(E85,'Efficiency BMPs'!$B$52:$J$57,7,FALSE))))+VLOOKUP('1. Summary'!$D$7&'1. Summary'!$D$5,'TN LRs'!$A$2:$O$324,6,FALSE)*H85*(1-(1-(((0.0308*D85^5)-(0.2562*D85^4)+(0.8634*D85^3)-(1.5285*D85^2)+(1.501*D85)-0.013)))*(1-(VLOOKUP(E85,'Efficiency BMPs'!$B$52:$J$57,7,FALSE))))+VLOOKUP('1. Summary'!$D$7&'1. Summary'!$D$5,'TN LRs'!$A$2:$O$324,7,FALSE)*I85*(1-(1-(((0.0308*D85^5)-(0.2562*D85^4)+(0.8634*D85^3)-(1.5285*D85^2)+(1.501*D85)-0.013)))*(1-(VLOOKUP(E85,'Efficiency BMPs'!$B$52:$J$57,7,FALSE)))),\nIF(A85=\"ST\",VLOOKUP('1. Summary'!$D$7&'1. Summary'!$D$5,'TN LRs'!$A$2:$O$324,5,FALSE)*G85*(1-(1-(((0.0152*D85^5)-(0.131*D85^4)+(0.4581*D85^3)-(0.8418*D85^2)+(0.8536*D85)-0.0046)))*(1-(VLOOKUP(E85,'Efficiency BMPs'!$B$52:$J$57,7,FALSE))))+VLOOKUP('1. Summary'!$D$7&'1. Summary'!$D$5,'TN LRs'!$A$2:$O$324,6,FALSE)*H85*(1-(1-(((0.0152*D85^5)-(0.131*D85^4)+(0.4581*D85^3)-(0.8418*D85^2)+(0.8536*D85)-0.0046)))*(1-(VLOOKUP(E85,'Efficiency BMPs'!$B$52:$J$57,7,FALSE))))+VLOOKUP('1. Summary'!$D$7&'1. Summary'!$D$5,'TN LRs'!$A$2:$O$324,7,FALSE)*I85*(1-(1-(((0.0152*D85^5)-(0.131*D85^4)+(0.4581*D85^3)-(0.8418*D85^2)+(0.8536*D85)-0.0046)))*(1-(VLOOKUP(E85,'Efficiency BMPs'!$B$52:$J$57,7,FALSE)))),\nVLOOKUP('1. Summary'!$D$7&'1. Summary'!$D$5,'TN LRs'!$A$2:$O$324,5,FALSE)*G85*(1-(1-(VLOOKUP(A85,'Efficiency BMPs'!$B$13:$J$43,7,FALSE)))*(1-(VLOOKUP(E85,'Efficiency BMPs'!$B$52:$J$57,7,FALSE))))+VLOOKUP('1. Summary'!$D$7&'1. Summary'!$D$5,'TN LRs'!$A$2:$O$324,6,FALSE)*H85*(1-(1-(VLOOKUP(A85,'Efficiency BMPs'!$B$13:$J$43,7,FALSE)))*(1-(VLOOKUP(E85,'Efficiency BMPs'!$B$52:$J$57,7,FALSE))))+VLOOKUP('1. Summary'!$D$7&'1. Summary'!$D$5,'TN LRs'!$A$2:$O$324,7,FALSE)*I85*(1-(1-(VLOOKUP(A85,'Efficiency BMPs'!$B$13:$J$43,7,FALSE)))*(1-(VLOOKUP(E85,'Efficiency BMPs'!$B$52:$J$57,7,FALSE))))))),0)","v":0},{"$f":"IFERROR(IF('1. Summary'!$D$12=\"No\",\nIF(A85=\"RR\",VLOOKUP('1. Summary'!$D$7&'1. Summary'!$D$5,'TP LRs'!$A$2:$O$324,4,FALSE)*F85*(1-(1-((0.0304*D85^5)-(0.2619*D85^4)+(0.9161*D85^3)-(1.6837*D85^2)+(1.7072*D85)-0.0091))*(1-(VLOOKUP(E85,'Efficiency BMPs'!$B$52:$J$57,8,FALSE))))+VLOOKUP('1. Summary'!$D$7&'1. Summary'!$D$5,'TP LRs'!$A$2:$O$324,7,FALSE)*I85*(1-(1-((0.0304*D85^5)-(0.2619*D85^4)+(0.9161*D85^3)-(1.6837*D85^2)+(1.7072*D85)-0.0091))*(1-(VLOOKUP(E85,'Efficiency BMPs'!$B$52:$J$57,8,FALSE)))),\nIF(A85=\"ST\",VLOOKUP('1. Summary'!$D$7&'1. Summary'!$D$5,'TP LRs'!$A$2:$O$324,4,FALSE)*F85*(1-(1-((0.0239*D85^5)-(0.2058*D85^4)+(0.7198*D85^3)-(1.3229*D85^2)+(1.3414*D85)-0.0072))*(1-(VLOOKUP(E85,'Efficiency BMPs'!$B$52:$J$57,8,FALSE))))+VLOOKUP('1. Summary'!$D$7&'1. Summary'!$D$5,'TP LRs'!$A$2:$O$324,7,FALSE)*I85*(1-(1-((0.0239*D85^5)-(0.2058*D85^4)+(0.7198*D85^3)-(1.3229*D85^2)+(1.3414*D85)-0.0072))*(1-(VLOOKUP(E85,'Efficiency BMPs'!$B$52:$J$57,8,FALSE)))),\nVLOOKUP('1. Summary'!$D$7&'1. Summary'!$D$5,'TP LRs'!$A$2:$O$324,4,FALSE)*F85*(1-(1-(VLOOKUP(A85,'Efficiency BMPs'!$B$13:$J$43,8,FALSE)))*(1-(VLOOKUP(E85,'Efficiency BMPs'!$B$52:$J$57,8,FALSE))))+VLOOKUP('1. Summary'!$D$7&'1. Summary'!$D$5,'TP LRs'!$A$2:$O$324,7,FALSE)*I85*(1-(1-(VLOOKUP(A85,'Efficiency BMPs'!$B$13:$J$43,8,FALSE)))*(1-(VLOOKUP(E85,'Efficiency BMPs'!$B$52:$J$57,8,FALSE)))))),\nIF(A85=\"RR\",VLOOKUP('1. Summary'!$D$7&'1. Summary'!$D$5,'TP LRs'!$A$2:$O$324,5,FALSE)*G85*(1-(1-(((0.0304*D85^5)-(0.2619*D85^4)+(0.9161*D85^3)-(1.6837*D85^2)+(1.7072*D85)-0.0091)))*(1-(VLOOKUP(E85,'Efficiency BMPs'!$B$52:$J$57,8,FALSE))))+VLOOKUP('1. Summary'!$D$7&'1. Summary'!$D$5,'TP LRs'!$A$2:$O$324,6,FALSE)*H85*(1-(1-(((0.0304*D85^5)-(0.2619*D85^4)+(0.9161*D85^3)-(1.6837*D85^2)+(1.7072*D85)-0.0091)))*(1-(VLOOKUP(E85,'Efficiency BMPs'!$B$52:$J$57,8,FALSE))))+VLOOKUP('1. Summary'!$D$7&'1. Summary'!$D$5,'TP LRs'!$A$2:$O$324,7,FALSE)*I85*(1-(1-(((0.0304*D85^5)-(0.2619*D85^4)+(0.9161*D85^3)-(1.6837*D85^2)+(1.7072*D85)-0.0091)))*(1-(VLOOKUP(E85,'Efficiency BMPs'!$B$52:$J$57,8,FALSE)))),\nIF(A85=\"ST\",VLOOKUP('1. Summary'!$D$7&'1. Summary'!$D$5,'TP LRs'!$A$2:$O$324,5,FALSE)*G85*(1-(1-(((0.0239*D85^5)-(0.2058*D85^4)+(0.7198*D85^3)-(1.3229*D85^2)+(1.3414*D85)-0.0072)))*(1-(VLOOKUP(E85,'Efficiency BMPs'!$B$52:$J$57,8,FALSE))))+VLOOKUP('1. Summary'!$D$7&'1. Summary'!$D$5,'TP LRs'!$A$2:$O$324,6,FALSE)*H85*(1-(1-(((0.0239*D85^5)-(0.2058*D85^4)+(0.7198*D85^3)-(1.3229*D85^2)+(1.3414*D85)-0.0072)))*(1-(VLOOKUP(E85,'Efficiency BMPs'!$B$52:$J$57,8,FALSE))))+VLOOKUP('1. Summary'!$D$7&'1. Summary'!$D$5,'TP LRs'!$A$2:$O$324,7,FALSE)*I85*(1-(1-(((0.0239*D85^5)-(0.2058*D85^4)+(0.7198*D85^3)-(1.3229*D85^2)+(1.3414*D85)-0.0072)))*(1-(VLOOKUP(E85,'Efficiency BMPs'!$B$52:$J$57,8,FALSE)))),\nVLOOKUP('1. Summary'!$D$7&'1. Summary'!$D$5,'TP LRs'!$A$2:$O$324,5,FALSE)*G85*(1-(1-(VLOOKUP(A85,'Efficiency BMPs'!$B$13:$J$43,8,FALSE)))*(1-(VLOOKUP(E85,'Efficiency BMPs'!$B$52:$J$57,8,FALSE))))+VLOOKUP('1. Summary'!$D$7&'1. Summary'!$D$5,'TP LRs'!$A$2:$O$324,6,FALSE)*H85*(1-(1-(VLOOKUP(A85,'Efficiency BMPs'!$B$13:$J$43,8,FALSE)))*(1-(VLOOKUP(E85,'Efficiency BMPs'!$B$52:$J$57,8,FALSE))))+VLOOKUP('1. Summary'!$D$7&'1. Summary'!$D$5,'TP LRs'!$A$2:$O$324,7,FALSE)*I85*(1-(1-(VLOOKUP(A85,'Efficiency BMPs'!$B$13:$J$43,8,FALSE)))*(1-(VLOOKUP(E85,'Efficiency BMPs'!$B$52:$J$57,8,FALSE))))))),0)","v":0},{"$f":"IFERROR(IF('1. Summary'!$D$12=\"No\",\nIF(A85=\"RR\",VLOOKUP('1. Summary'!$D$7&'1. Summary'!$D$5,'TSS LRs'!$A$2:$O$324,4,FALSE)*F85*(1-(1-((0.0326*D85^5)-(0.2806*D85^4)+(0.9816*D85^3)-(1.8039*D85^2)+(1.8292*D85)-0.0098))*(1-(VLOOKUP(E85,'Efficiency BMPs'!$B$52:$J$57,9,FALSE))))+VLOOKUP('1. Summary'!$D$7&'1. Summary'!$D$5,'TSS LRs'!$A$2:$O$324,7,FALSE)*I85*(1-(1-((0.0326*D85^5)-(0.2806*D85^4)+(0.9816*D85^3)-(1.8039*D85^2)+(1.8292*D85)-0.0098))*(1-(VLOOKUP(E85,'Efficiency BMPs'!$B$52:$J$57,9,FALSE)))),\nIF(A85=\"ST\",VLOOKUP('1. Summary'!$D$7&'1. Summary'!$D$5,'TSS LRs'!$A$2:$O$324,4,FALSE)*F85*(1-(1-((0.0304*D85^5)-(0.2619*D85^4)+(0.9161*D85^3)-(1.6837*D85^2)+(1.7072*D85)-0.0091))*(1-(VLOOKUP(E85,'Efficiency BMPs'!$B$52:$J$57,9,FALSE))))+VLOOKUP('1. Summary'!$D$7&'1. Summary'!$D$5,'TSS LRs'!$A$2:$O$324,7,FALSE)*I85*(1-(1-((0.0304*D85^5)-(0.2619*D85^4)+(0.9161*D85^3)-(1.6837*D85^2)+(1.7072*D85)-0.0091))*(1-(VLOOKUP(E85,'Efficiency BMPs'!$B$52:$J$57,9,FALSE)))),\nVLOOKUP('1. Summary'!$D$7&'1. Summary'!$D$5,'TSS LRs'!$A$2:$O$324,4,FALSE)*F85*(1-(1-(VLOOKUP(A85,'Efficiency BMPs'!$B$13:$J$43,9,FALSE)))*(1-(VLOOKUP(E85,'Efficiency BMPs'!$B$52:$J$57,9,FALSE))))+VLOOKUP('1. Summary'!$D$7&'1. Summary'!$D$5,'TSS LRs'!$A$2:$O$324,7,FALSE)*I85*(1-(1-(VLOOKUP(A85,'Efficiency BMPs'!$B$13:$J$43,9,FALSE)))*(1-(VLOOKUP(E85,'Efficiency BMPs'!$B$52:$J$57,9,FALSE)))))),\nIF(A85=\"RR\",VLOOKUP('1. Summary'!$D$7&'1. Summary'!$D$5,'TSS LRs'!$A$2:$O$324,5,FALSE)*G85*(1-(1-(((0.0326*D85^5)-(0.2806*D85^4)+(0.9816*D85^3)-(1.8039*D85^2)+(1.8292*D85)-0.0098)))*(1-(VLOOKUP(E85,'Efficiency BMPs'!$B$52:$J$57,9,FALSE))))+VLOOKUP('1. Summary'!$D$7&'1. Summary'!$D$5,'TSS LRs'!$A$2:$O$324,6,FALSE)*H85*(1-(1-(((0.0326*D85^5)-(0.2806*D85^4)+(0.9816*D85^3)-(1.8039*D85^2)+(1.8292*D85)-0.0098)))*(1-(VLOOKUP(E85,'Efficiency BMPs'!$B$52:$J$57,9,FALSE))))+VLOOKUP('1. Summary'!$D$7&'1. Summary'!$D$5,'TSS LRs'!$A$2:$O$324,7,FALSE)*I85*(1-(1-(((0.0326*D85^5)-(0.2806*D85^4)+(0.9816*D85^3)-(1.8039*D85^2)+(1.8292*D85)-0.0098)))*(1-(VLOOKUP(E85,'Efficiency BMPs'!$B$52:$J$57,9,FALSE)))),\nIF(A85=\"ST\",VLOOKUP('1. Summary'!$D$7&'1. Summary'!$D$5,'TSS LRs'!$A$2:$O$324,5,FALSE)*G85*(1-(1-(((0.0304*D85^5)-(0.2619*D85^4)+(0.9161*D85^3)-(1.6837*D85^2)+(1.7072*D85)-0.0091)))*(1-(VLOOKUP(E85,'Efficiency BMPs'!$B$52:$J$57,9,FALSE))))+VLOOKUP('1. Summary'!$D$7&'1. Summary'!$D$5,'TSS LRs'!$A$2:$O$324,6,FALSE)*H85*(1-(1-(((0.0304*D85^5)-(0.2619*D85^4)+(0.9161*D85^3)-(1.6837*D85^2)+(1.7072*D85)-0.0091)))*(1-(VLOOKUP(E85,'Efficiency BMPs'!$B$52:$J$57,9,FALSE))))+VLOOKUP('1. Summary'!$D$7&'1. Summary'!$D$5,'TSS LRs'!$A$2:$O$324,7,FALSE)*I85*(1-(1-(((0.0304*D85^5)-(0.2619*D85^4)+(0.9161*D85^3)-(1.6837*D85^2)+(1.7072*D85)-0.0091)))*(1-(VLOOKUP(E85,'Efficiency BMPs'!$B$52:$J$57,9,FALSE)))),\nVLOOKUP('1. Summary'!$D$7&'1. Summary'!$D$5,'TSS LRs'!$A$2:$O$324,5,FALSE)*G85*(1-(1-(VLOOKUP(A85,'Efficiency BMPs'!$B$13:$J$43,9,FALSE)))*(1-(VLOOKUP(E85,'Efficiency BMPs'!$B$52:$J$57,9,FALSE))))+VLOOKUP('1. Summary'!$D$7&'1. Summary'!$D$5,'TSS LRs'!$A$2:$O$324,6,FALSE)*H85*(1-(1-(VLOOKUP(A85,'Efficiency BMPs'!$B$13:$J$43,9,FALSE)))*(1-(VLOOKUP(E85,'Efficiency BMPs'!$B$52:$J$57,9,FALSE))))+VLOOKUP('1. Summary'!$D$7&'1. Summary'!$D$5,'TSS LRs'!$A$2:$O$324,7,FALSE)*I85*(1-(1-(VLOOKUP(A85,'Efficiency BMPs'!$B$13:$J$43,9,FALSE)))*(1-(VLOOKUP(E85,'Efficiency BMPs'!$B$52:$J$57,9,FALSE))))))),0)","v":0},{"$f":"IFERROR(J85*VLOOKUP('1. Summary'!$D$5,DFs!$B$2:$F$183,3,0),0)","v":0},{"$f":"IFERROR(K85*VLOOKUP('1. Summary'!$D$5,DFs!$B$2:$F$183,4,0),0)","v":0},{"$f":"IFERROR(L85*VLOOKUP('1. Summary'!$D$5,DFs!$B$2:$F$183,5,0),0)","v":0}]
[null,{"$f":"IFERROR(VLOOKUP(A86,'Efficiency BMPs'!$B$13:$C$36,2,FALSE),\"\")","v":""},null,null,null,null,null,null,null,{"$f":"IFERROR(IF('1. Summary'!$D$12=\"No\",\nIF(A86=\"RR\",VLOOKUP('1. Summary'!$D$7&'1. Summary'!$D$5,'TN LRs'!$A$2:$O$324,4,FALSE)*F86*(1-(1-((0.0308*D86^5)-(0.2562*D86^4)+(0.8634*D86^3)-(1.5285*D86^2)+(1.501*D86)-0.013))*(1-(VLOOKUP(E86,'Efficiency BMPs'!$B$52:$J$57,7,FALSE))))+VLOOKUP('1. Summary'!$D$7&'1. Summary'!$D$5,'TN LRs'!$A$2:$O$324,7,FALSE)*I86*(1-(1-((0.0308*D86^5)-(0.2562*D86^4)+(0.8634*D86^3)-(1.5285*D86^2)+(1.501*D86)-0.013))*(1-(VLOOKUP(E86,'Efficiency BMPs'!$B$52:$J$57,7,FALSE)))),\nIF(A86=\"ST\",VLOOKUP('1. Summary'!$D$7&'1. Summary'!$D$5,'TN LRs'!$A$2:$O$324,4,FALSE)*F86*(1-(1-((0.0152*D86^5)-(0.131*D86^4)+(0.4581*D86^3)-(0.8418*D86^2)+(0.8536*D86)-0.0046))*(1-(VLOOKUP(E86,'Efficiency BMPs'!$B$52:$J$57,7,FALSE))))+VLOOKUP('1. Summary'!$D$7&'1. Summary'!$D$5,'TN LRs'!$A$2:$O$324,7,FALSE)*I86*(1-(1-((0.0152*D86^5)-(0.131*D86^4)+(0.4581*D86^3)-(0.8418*D86^2)+(0.8536*D86)-0.0046))*(1-(VLOOKUP(E86,'Efficiency BMPs'!$B$52:$J$57,7,FALSE)))),\nVLOOKUP('1. Summary'!$D$7&'1. Summary'!$D$5,'TN LRs'!$A$2:$O$324,4,FALSE)*F86*(1-(1-(VLOOKUP(A86,'Efficiency BMPs'!$B$13:$J$43,7,FALSE)))*(1-(VLOOKUP(E86,'Efficiency BMPs'!$B$52:$J$57,7,FALSE))))+VLOOKUP('1. Summary'!$D$7&'1. Summary'!$D$5,'TN LRs'!$A$2:$O$324,7,FALSE)*I86*(1-(1-(VLOOKUP(A86,'Efficiency BMPs'!$B$13:$J$43,7,FALSE)))*(1-(VLOOKUP(E86,'Efficiency BMPs'!$B$52:$J$57,7,FALSE)))))),\nIF(A86=\"RR\",VLOOKUP('1. Summary'!$D$7&'1. Summary'!$D$5,'TN LRs'!$A$2:$O$324,5,FALSE)*G86*(1-(1-(((0.0308*D86^5)-(0.2562*D86^4)+(0.8634*D86^3)-(1.5285*D86^2)+(1.501*D86)-0.013)))*(1-(VLOOKUP(E86,'Efficiency BMPs'!$B$52:$J$57,7,FALSE))))+VLOOKUP('1. Summary'!$D$7&'1. Summary'!$D$5,'TN LRs'!$A$2:$O$324,6,FALSE)*H86*(1-(1-(((0.0308*D86^5)-(0.2562*D86^4)+(0.8634*D86^3)-(1.5285*D86^2)+(1.501*D86)-0.013)))*(1-(VLOOKUP(E86,'Efficiency BMPs'!$B$52:$J$57,7,FALSE))))+VLOOKUP('1. Summary'!$D$7&'1. Summary'!$D$5,'TN LRs'!$A$2:$O$324,7,FALSE)*I86*(1-(1-(((0.0308*D86^5)-(0.2562*D86^4)+(0.8634*D86^3)-(1.5285*D86^2)+(1.501*D86)-0.013)))*(1-(VLOOKUP(E86,'Efficiency BMPs'!$B$52:$J$57,7,FALSE)))),\nIF(A86=\"ST\",VLOOKUP('1. Summary'!$D$7&'1. Summary'!$D$5,'TN LRs'!$A$2:$O$324,5,FALSE)*G86*(1-(1-(((0.0152*D86^5)-(0.131*D86^4)+(0.4581*D86^3)-(0.8418*D86^2)+(0.8536*D86)-0.0046)))*(1-(VLOOKUP(E86,'Efficiency BMPs'!$B$52:$J$57,7,FALSE))))+VLOOKUP('1. Summary'!$D$7&'1. Summary'!$D$5,'TN LRs'!$A$2:$O$324,6,FALSE)*H86*(1-(1-(((0.0152*D86^5)-(0.131*D86^4)+(0.4581*D86^3)-(0.8418*D86^2)+(0.8536*D86)-0.0046)))*(1-(VLOOKUP(E86,'Efficiency BMPs'!$B$52:$J$57,7,FALSE))))+VLOOKUP('1. Summary'!$D$7&'1. Summary'!$D$5,'TN LRs'!$A$2:$O$324,7,FALSE)*I86*(1-(1-(((0.0152*D86^5)-(0.131*D86^4)+(0.4581*D86^3)-(0.8418*D86^2)+(0.8536*D86)-0.0046)))*(1-(VLOOKUP(E86,'Efficiency BMPs'!$B$52:$J$57,7,FALSE)))),\nVLOOKUP('1. Summary'!$D$7&'1. Summary'!$D$5,'TN LRs'!$A$2:$O$324,5,FALSE)*G86*(1-(1-(VLOOKUP(A86,'Efficiency BMPs'!$B$13:$J$43,7,FALSE)))*(1-(VLOOKUP(E86,'Efficiency BMPs'!$B$52:$J$57,7,FALSE))))+VLOOKUP('1. Summary'!$D$7&'1. Summary'!$D$5,'TN LRs'!$A$2:$O$324,6,FALSE)*H86*(1-(1-(VLOOKUP(A86,'Efficiency BMPs'!$B$13:$J$43,7,FALSE)))*(1-(VLOOKUP(E86,'Efficiency BMPs'!$B$52:$J$57,7,FALSE))))+VLOOKUP('1. Summary'!$D$7&'1. Summary'!$D$5,'TN LRs'!$A$2:$O$324,7,FALSE)*I86*(1-(1-(VLOOKUP(A86,'Efficiency BMPs'!$B$13:$J$43,7,FALSE)))*(1-(VLOOKUP(E86,'Efficiency BMPs'!$B$52:$J$57,7,FALSE))))))),0)","v":0},{"$f":"IFERROR(IF('1. Summary'!$D$12=\"No\",\nIF(A86=\"RR\",VLOOKUP('1. Summary'!$D$7&'1. Summary'!$D$5,'TP LRs'!$A$2:$O$324,4,FALSE)*F86*(1-(1-((0.0304*D86^5)-(0.2619*D86^4)+(0.9161*D86^3)-(1.6837*D86^2)+(1.7072*D86)-0.0091))*(1-(VLOOKUP(E86,'Efficiency BMPs'!$B$52:$J$57,8,FALSE))))+VLOOKUP('1. Summary'!$D$7&'1. Summary'!$D$5,'TP LRs'!$A$2:$O$324,7,FALSE)*I86*(1-(1-((0.0304*D86^5)-(0.2619*D86^4)+(0.9161*D86^3)-(1.6837*D86^2)+(1.7072*D86)-0.0091))*(1-(VLOOKUP(E86,'Efficiency BMPs'!$B$52:$J$57,8,FALSE)))),\nIF(A86=\"ST\",VLOOKUP('1. Summary'!$D$7&'1. Summary'!$D$5,'TP LRs'!$A$2:$O$324,4,FALSE)*F86*(1-(1-((0.0239*D86^5)-(0.2058*D86^4)+(0.7198*D86^3)-(1.3229*D86^2)+(1.3414*D86)-0.0072))*(1-(VLOOKUP(E86,'Efficiency BMPs'!$B$52:$J$57,8,FALSE))))+VLOOKUP('1. Summary'!$D$7&'1. Summary'!$D$5,'TP LRs'!$A$2:$O$324,7,FALSE)*I86*(1-(1-((0.0239*D86^5)-(0.2058*D86^4)+(0.7198*D86^3)-(1.3229*D86^2)+(1.3414*D86)-0.0072))*(1-(VLOOKUP(E86,'Efficiency BMPs'!$B$52:$J$57,8,FALSE)))),\nVLOOKUP('1. Summary'!$D$7&'1. Summary'!$D$5,'TP LRs'!$A$2:$O$324,4,FALSE)*F86*(1-(1-(VLOOKUP(A86,'Efficiency BMPs'!$B$13:$J$43,8,FALSE)))*(1-(VLOOKUP(E86,'Efficiency BMPs'!$B$52:$J$57,8,FALSE))))+VLOOKUP('1. Summary'!$D$7&'1. Summary'!$D$5,'TP LRs'!$A$2:$O$324,7,FALSE)*I86*(1-(1-(VLOOKUP(A86,'Efficiency BMPs'!$B$13:$J$43,8,FALSE)))*(1-(VLOOKUP(E86,'Efficiency BMPs'!$B$52:$J$57,8,FALSE)))))),\nIF(A86=\"RR\",VLOOKUP('1. Summary'!$D$7&'1. Summary'!$D$5,'TP LRs'!$A$2:$O$324,5,FALSE)*G86*(1-(1-(((0.0304*D86^5)-(0.2619*D86^4)+(0.9161*D86^3)-(1.6837*D86^2)+(1.7072*D86)-0.0091)))*(1-(VLOOKUP(E86,'Efficiency BMPs'!$B$52:$J$57,8,FALSE))))+VLOOKUP('1. Summary'!$D$7&'1. Summary'!$D$5,'TP LRs'!$A$2:$O$324,6,FALSE)*H86*(1-(1-(((0.0304*D86^5)-(0.2619*D86^4)+(0.9161*D86^3)-(1.6837*D86^2)+(1.7072*D86)-0.0091)))*(1-(VLOOKUP(E86,'Efficiency BMPs'!$B$52:$J$57,8,FALSE))))+VLOOKUP('1. Summary'!$D$7&'1. Summary'!$D$5,'TP LRs'!$A$2:$O$324,7,FALSE)*I86*(1-(1-(((0.0304*D86^5)-(0.2619*D86^4)+(0.9161*D86^3)-(1.6837*D86^2)+(1.7072*D86)-0.0091)))*(1-(VLOOKUP(E86,'Efficiency BMPs'!$B$52:$J$57,8,FALSE)))),\nIF(A86=\"ST\",VLOOKUP('1. Summary'!$D$7&'1. Summary'!$D$5,'TP LRs'!$A$2:$O$324,5,FALSE)*G86*(1-(1-(((0.0239*D86^5)-(0.2058*D86^4)+(0.7198*D86^3)-(1.3229*D86^2)+(1.3414*D86)-0.0072)))*(1-(VLOOKUP(E86,'Efficiency BMPs'!$B$52:$J$57,8,FALSE))))+VLOOKUP('1. Summary'!$D$7&'1. Summary'!$D$5,'TP LRs'!$A$2:$O$324,6,FALSE)*H86*(1-(1-(((0.0239*D86^5)-(0.2058*D86^4)+(0.7198*D86^3)-(1.3229*D86^2)+(1.3414*D86)-0.0072)))*(1-(VLOOKUP(E86,'Efficiency BMPs'!$B$52:$J$57,8,FALSE))))+VLOOKUP('1. Summary'!$D$7&'1. Summary'!$D$5,'TP LRs'!$A$2:$O$324,7,FALSE)*I86*(1-(1-(((0.0239*D86^5)-(0.2058*D86^4)+(0.7198*D86^3)-(1.3229*D86^2)+(1.3414*D86)-0.0072)))*(1-(VLOOKUP(E86,'Efficiency BMPs'!$B$52:$J$57,8,FALSE)))),\nVLOOKUP('1. Summary'!$D$7&'1. Summary'!$D$5,'TP LRs'!$A$2:$O$324,5,FALSE)*G86*(1-(1-(VLOOKUP(A86,'Efficiency BMPs'!$B$13:$J$43,8,FALSE)))*(1-(VLOOKUP(E86,'Efficiency BMPs'!$B$52:$J$57,8,FALSE))))+VLOOKUP('1. Summary'!$D$7&'1. Summary'!$D$5,'TP LRs'!$A$2:$O$324,6,FALSE)*H86*(1-(1-(VLOOKUP(A86,'Efficiency BMPs'!$B$13:$J$43,8,FALSE)))*(1-(VLOOKUP(E86,'Efficiency BMPs'!$B$52:$J$57,8,FALSE))))+VLOOKUP('1. Summary'!$D$7&'1. Summary'!$D$5,'TP LRs'!$A$2:$O$324,7,FALSE)*I86*(1-(1-(VLOOKUP(A86,'Efficiency BMPs'!$B$13:$J$43,8,FALSE)))*(1-(VLOOKUP(E86,'Efficiency BMPs'!$B$52:$J$57,8,FALSE))))))),0)","v":0},{"$f":"IFERROR(IF('1. Summary'!$D$12=\"No\",\nIF(A86=\"RR\",VLOOKUP('1. Summary'!$D$7&'1. Summary'!$D$5,'TSS LRs'!$A$2:$O$324,4,FALSE)*F86*(1-(1-((0.0326*D86^5)-(0.2806*D86^4)+(0.9816*D86^3)-(1.8039*D86^2)+(1.8292*D86)-0.0098))*(1-(VLOOKUP(E86,'Efficiency BMPs'!$B$52:$J$57,9,FALSE))))+VLOOKUP('1. Summary'!$D$7&'1. Summary'!$D$5,'TSS LRs'!$A$2:$O$324,7,FALSE)*I86*(1-(1-((0.0326*D86^5)-(0.2806*D86^4)+(0.9816*D86^3)-(1.8039*D86^2)+(1.8292*D86)-0.0098))*(1-(VLOOKUP(E86,'Efficiency BMPs'!$B$52:$J$57,9,FALSE)))),\nIF(A86=\"ST\",VLOOKUP('1. Summary'!$D$7&'1. Summary'!$D$5,'TSS LRs'!$A$2:$O$324,4,FALSE)*F86*(1-(1-((0.0304*D86^5)-(0.2619*D86^4)+(0.9161*D86^3)-(1.6837*D86^2)+(1.7072*D86)-0.0091))*(1-(VLOOKUP(E86,'Efficiency BMPs'!$B$52:$J$57,9,FALSE))))+VLOOKUP('1. Summary'!$D$7&'1. Summary'!$D$5,'TSS LRs'!$A$2:$O$324,7,FALSE)*I86*(1-(1-((0.0304*D86^5)-(0.2619*D86^4)+(0.9161*D86^3)-(1.6837*D86^2)+(1.7072*D86)-0.0091))*(1-(VLOOKUP(E86,'Efficiency BMPs'!$B$52:$J$57,9,FALSE)))),\nVLOOKUP('1. Summary'!$D$7&'1. Summary'!$D$5,'TSS LRs'!$A$2:$O$324,4,FALSE)*F86*(1-(1-(VLOOKUP(A86,'Efficiency BMPs'!$B$13:$J$43,9,FALSE)))*(1-(VLOOKUP(E86,'Efficiency BMPs'!$B$52:$J$57,9,FALSE))))+VLOOKUP('1. Summary'!$D$7&'1. Summary'!$D$5,'TSS LRs'!$A$2:$O$324,7,FALSE)*I86*(1-(1-(VLOOKUP(A86,'Efficiency BMPs'!$B$13:$J$43,9,FALSE)))*(1-(VLOOKUP(E86,'Efficiency BMPs'!$B$52:$J$57,9,FALSE)))))),\nIF(A86=\"RR\",VLOOKUP('1. Summary'!$D$7&'1. Summary'!$D$5,'TSS LRs'!$A$2:$O$324,5,FALSE)*G86*(1-(1-(((0.0326*D86^5)-(0.2806*D86^4)+(0.9816*D86^3)-(1.8039*D86^2)+(1.8292*D86)-0.0098)))*(1-(VLOOKUP(E86,'Efficiency BMPs'!$B$52:$J$57,9,FALSE))))+VLOOKUP('1. Summary'!$D$7&'1. Summary'!$D$5,'TSS LRs'!$A$2:$O$324,6,FALSE)*H86*(1-(1-(((0.0326*D86^5)-(0.2806*D86^4)+(0.9816*D86^3)-(1.8039*D86^2)+(1.8292*D86)-0.0098)))*(1-(VLOOKUP(E86,'Efficiency BMPs'!$B$52:$J$57,9,FALSE))))+VLOOKUP('1. Summary'!$D$7&'1. Summary'!$D$5,'TSS LRs'!$A$2:$O$324,7,FALSE)*I86*(1-(1-(((0.0326*D86^5)-(0.2806*D86^4)+(0.9816*D86^3)-(1.8039*D86^2)+(1.8292*D86)-0.0098)))*(1-(VLOOKUP(E86,'Efficiency BMPs'!$B$52:$J$57,9,FALSE)))),\nIF(A86=\"ST\",VLOOKUP('1. Summary'!$D$7&'1. Summary'!$D$5,'TSS LRs'!$A$2:$O$324,5,FALSE)*G86*(1-(1-(((0.0304*D86^5)-(0.2619*D86^4)+(0.9161*D86^3)-(1.6837*D86^2)+(1.7072*D86)-0.0091)))*(1-(VLOOKUP(E86,'Efficiency BMPs'!$B$52:$J$57,9,FALSE))))+VLOOKUP('1. Summary'!$D$7&'1. Summary'!$D$5,'TSS LRs'!$A$2:$O$324,6,FALSE)*H86*(1-(1-(((0.0304*D86^5)-(0.2619*D86^4)+(0.9161*D86^3)-(1.6837*D86^2)+(1.7072*D86)-0.0091)))*(1-(VLOOKUP(E86,'Efficiency BMPs'!$B$52:$J$57,9,FALSE))))+VLOOKUP('1. Summary'!$D$7&'1. Summary'!$D$5,'TSS LRs'!$A$2:$O$324,7,FALSE)*I86*(1-(1-(((0.0304*D86^5)-(0.2619*D86^4)+(0.9161*D86^3)-(1.6837*D86^2)+(1.7072*D86)-0.0091)))*(1-(VLOOKUP(E86,'Efficiency BMPs'!$B$52:$J$57,9,FALSE)))),\nVLOOKUP('1. Summary'!$D$7&'1. Summary'!$D$5,'TSS LRs'!$A$2:$O$324,5,FALSE)*G86*(1-(1-(VLOOKUP(A86,'Efficiency BMPs'!$B$13:$J$43,9,FALSE)))*(1-(VLOOKUP(E86,'Efficiency BMPs'!$B$52:$J$57,9,FALSE))))+VLOOKUP('1. Summary'!$D$7&'1. Summary'!$D$5,'TSS LRs'!$A$2:$O$324,6,FALSE)*H86*(1-(1-(VLOOKUP(A86,'Efficiency BMPs'!$B$13:$J$43,9,FALSE)))*(1-(VLOOKUP(E86,'Efficiency BMPs'!$B$52:$J$57,9,FALSE))))+VLOOKUP('1. Summary'!$D$7&'1. Summary'!$D$5,'TSS LRs'!$A$2:$O$324,7,FALSE)*I86*(1-(1-(VLOOKUP(A86,'Efficiency BMPs'!$B$13:$J$43,9,FALSE)))*(1-(VLOOKUP(E86,'Efficiency BMPs'!$B$52:$J$57,9,FALSE))))))),0)","v":0},{"$f":"IFERROR(J86*VLOOKUP('1. Summary'!$D$5,DFs!$B$2:$F$183,3,0),0)","v":0},{"$f":"IFERROR(K86*VLOOKUP('1. Summary'!$D$5,DFs!$B$2:$F$183,4,0),0)","v":0},{"$f":"IFERROR(L86*VLOOKUP('1. Summary'!$D$5,DFs!$B$2:$F$183,5,0),0)","v":0}]
[null,{"$f":"IFERROR(VLOOKUP(A87,'Efficiency BMPs'!$B$13:$C$36,2,FALSE),\"\")","v":""},null,null,null,null,null,null,null,{"$f":"IFERROR(IF('1. Summary'!$D$12=\"No\",\nIF(A87=\"RR\",VLOOKUP('1. Summary'!$D$7&'1. Summary'!$D$5,'TN LRs'!$A$2:$O$324,4,FALSE)*F87*(1-(1-((0.0308*D87^5)-(0.2562*D87^4)+(0.8634*D87^3)-(1.5285*D87^2)+(1.501*D87)-0.013))*(1-(VLOOKUP(E87,'Efficiency BMPs'!$B$52:$J$57,7,FALSE))))+VLOOKUP('1. Summary'!$D$7&'1. Summary'!$D$5,'TN LRs'!$A$2:$O$324,7,FALSE)*I87*(1-(1-((0.0308*D87^5)-(0.2562*D87^4)+(0.8634*D87^3)-(1.5285*D87^2)+(1.501*D87)-0.013))*(1-(VLOOKUP(E87,'Efficiency BMPs'!$B$52:$J$57,7,FALSE)))),\nIF(A87=\"ST\",VLOOKUP('1. Summary'!$D$7&'1. Summary'!$D$5,'TN LRs'!$A$2:$O$324,4,FALSE)*F87*(1-(1-((0.0152*D87^5)-(0.131*D87^4)+(0.4581*D87^3)-(0.8418*D87^2)+(0.8536*D87)-0.0046))*(1-(VLOOKUP(E87,'Efficiency BMPs'!$B$52:$J$57,7,FALSE))))+VLOOKUP('1. Summary'!$D$7&'1. Summary'!$D$5,'TN LRs'!$A$2:$O$324,7,FALSE)*I87*(1-(1-((0.0152*D87^5)-(0.131*D87^4)+(0.4581*D87^3)-(0.8418*D87^2)+(0.8536*D87)-0.0046))*(1-(VLOOKUP(E87,'Efficiency BMPs'!$B$52:$J$57,7,FALSE)))),\nVLOOKUP('1. Summary'!$D$7&'1. Summary'!$D$5,'TN LRs'!$A$2:$O$324,4,FALSE)*F87*(1-(1-(VLOOKUP(A87,'Efficiency BMPs'!$B$13:$J$43,7,FALSE)))*(1-(VLOOKUP(E87,'Efficiency BMPs'!$B$52:$J$57,7,FALSE))))+VLOOKUP('1. Summary'!$D$7&'1. Summary'!$D$5,'TN LRs'!$A$2:$O$324,7,FALSE)*I87*(1-(1-(VLOOKUP(A87,'Efficiency BMPs'!$B$13:$J$43,7,FALSE)))*(1-(VLOOKUP(E87,'Efficiency BMPs'!$B$52:$J$57,7,FALSE)))))),\nIF(A87=\"RR\",VLOOKUP('1. Summary'!$D$7&'1. Summary'!$D$5,'TN LRs'!$A$2:$O$324,5,FALSE)*G87*(1-(1-(((0.0308*D87^5)-(0.2562*D87^4)+(0.8634*D87^3)-(1.5285*D87^2)+(1.501*D87)-0.013)))*(1-(VLOOKUP(E87,'Efficiency BMPs'!$B$52:$J$57,7,FALSE))))+VLOOKUP('1. Summary'!$D$7&'1. Summary'!$D$5,'TN LRs'!$A$2:$O$324,6,FALSE)*H87*(1-(1-(((0.0308*D87^5)-(0.2562*D87^4)+(0.8634*D87^3)-(1.5285*D87^2)+(1.501*D87)-0.013)))*(1-(VLOOKUP(E87,'Efficiency BMPs'!$B$52:$J$57,7,FALSE))))+VLOOKUP('1. Summary'!$D$7&'1. Summary'!$D$5,'TN LRs'!$A$2:$O$324,7,FALSE)*I87*(1-(1-(((0.0308*D87^5)-(0.2562*D87^4)+(0.8634*D87^3)-(1.5285*D87^2)+(1.501*D87)-0.013)))*(1-(VLOOKUP(E87,'Efficiency BMPs'!$B$52:$J$57,7,FALSE)))),\nIF(A87=\"ST\",VLOOKUP('1. Summary'!$D$7&'1. Summary'!$D$5,'TN LRs'!$A$2:$O$324,5,FALSE)*G87*(1-(1-(((0.0152*D87^5)-(0.131*D87^4)+(0.4581*D87^3)-(0.8418*D87^2)+(0.8536*D87)-0.0046)))*(1-(VLOOKUP(E87,'Efficiency BMPs'!$B$52:$J$57,7,FALSE))))+VLOOKUP('1. Summary'!$D$7&'1. Summary'!$D$5,'TN LRs'!$A$2:$O$324,6,FALSE)*H87*(1-(1-(((0.0152*D87^5)-(0.131*D87^4)+(0.4581*D87^3)-(0.8418*D87^2)+(0.8536*D87)-0.0046)))*(1-(VLOOKUP(E87,'Efficiency BMPs'!$B$52:$J$57,7,FALSE))))+VLOOKUP('1. Summary'!$D$7&'1. Summary'!$D$5,'TN LRs'!$A$2:$O$324,7,FALSE)*I87*(1-(1-(((0.0152*D87^5)-(0.131*D87^4)+(0.4581*D87^3)-(0.8418*D87^2)+(0.8536*D87)-0.0046)))*(1-(VLOOKUP(E87,'Efficiency BMPs'!$B$52:$J$57,7,FALSE)))),\nVLOOKUP('1. Summary'!$D$7&'1. Summary'!$D$5,'TN LRs'!$A$2:$O$324,5,FALSE)*G87*(1-(1-(VLOOKUP(A87,'Efficiency BMPs'!$B$13:$J$43,7,FALSE)))*(1-(VLOOKUP(E87,'Efficiency BMPs'!$B$52:$J$57,7,FALSE))))+VLOOKUP('1. Summary'!$D$7&'1. Summary'!$D$5,'TN LRs'!$A$2:$O$324,6,FALSE)*H87*(1-(1-(VLOOKUP(A87,'Efficiency BMPs'!$B$13:$J$43,7,FALSE)))*(1-(VLOOKUP(E87,'Efficiency BMPs'!$B$52:$J$57,7,FALSE))))+VLOOKUP('1. Summary'!$D$7&'1. Summary'!$D$5,'TN LRs'!$A$2:$O$324,7,FALSE)*I87*(1-(1-(VLOOKUP(A87,'Efficiency BMPs'!$B$13:$J$43,7,FALSE)))*(1-(VLOOKUP(E87,'Efficiency BMPs'!$B$52:$J$57,7,FALSE))))))),0)","v":0},{"$f":"IFERROR(IF('1. Summary'!$D$12=\"No\",\nIF(A87=\"RR\",VLOOKUP('1. Summary'!$D$7&'1. Summary'!$D$5,'TP LRs'!$A$2:$O$324,4,FALSE)*F87*(1-(1-((0.0304*D87^5)-(0.2619*D87^4)+(0.9161*D87^3)-(1.6837*D87^2)+(1.7072*D87)-0.0091))*(1-(VLOOKUP(E87,'Efficiency BMPs'!$B$52:$J$57,8,FALSE))))+VLOOKUP('1. Summary'!$D$7&'1. Summary'!$D$5,'TP LRs'!$A$2:$O$324,7,FALSE)*I87*(1-(1-((0.0304*D87^5)-(0.2619*D87^4)+(0.9161*D87^3)-(1.6837*D87^2)+(1.7072*D87)-0.0091))*(1-(VLOOKUP(E87,'Efficiency BMPs'!$B$52:$J$57,8,FALSE)))),\nIF(A87=\"ST\",VLOOKUP('1. Summary'!$D$7&'1. Summary'!$D$5,'TP LRs'!$A$2:$O$324,4,FALSE)*F87*(1-(1-((0.0239*D87^5)-(0.2058*D87^4)+(0.7198*D87^3)-(1.3229*D87^2)+(1.3414*D87)-0.0072))*(1-(VLOOKUP(E87,'Efficiency BMPs'!$B$52:$J$57,8,FALSE))))+VLOOKUP('1. Summary'!$D$7&'1. Summary'!$D$5,'TP LRs'!$A$2:$O$324,7,FALSE)*I87*(1-(1-((0.0239*D87^5)-(0.2058*D87^4)+(0.7198*D87^3)-(1.3229*D87^2)+(1.3414*D87)-0.0072))*(1-(VLOOKUP(E87,'Efficiency BMPs'!$B$52:$J$57,8,FALSE)))),\nVLOOKUP('1. Summary'!$D$7&'1. Summary'!$D$5,'TP LRs'!$A$2:$O$324,4,FALSE)*F87*(1-(1-(VLOOKUP(A87,'Efficiency BMPs'!$B$13:$J$43,8,FALSE)))*(1-(VLOOKUP(E87,'Efficiency BMPs'!$B$52:$J$57,8,FALSE))))+VLOOKUP('1. Summary'!$D$7&'1. Summary'!$D$5,'TP LRs'!$A$2:$O$324,7,FALSE)*I87*(1-(1-(VLOOKUP(A87,'Efficiency BMPs'!$B$13:$J$43,8,FALSE)))*(1-(VLOOKUP(E87,'Efficiency BMPs'!$B$52:$J$57,8,FALSE)))))),\nIF(A87=\"RR\",VLOOKUP('1. Summary'!$D$7&'1. Summary'!$D$5,'TP LRs'!$A$2:$O$324,5,FALSE)*G87*(1-(1-(((0.0304*D87^5)-(0.2619*D87^4)+(0.9161*D87^3)-(1.6837*D87^2)+(1.7072*D87)-0.0091)))*(1-(VLOOKUP(E87,'Efficiency BMPs'!$B$52:$J$57,8,FALSE))))+VLOOKUP('1. Summary'!$D$7&'1. Summary'!$D$5,'TP LRs'!$A$2:$O$324,6,FALSE)*H87*(1-(1-(((0.0304*D87^5)-(0.2619*D87^4)+(0.9161*D87^3)-(1.6837*D87^2)+(1.7072*D87)-0.0091)))*(1-(VLOOKUP(E87,'Efficiency BMPs'!$B$52:$J$57,8,FALSE))))+VLOOKUP('1. Summary'!$D$7&'1. Summary'!$D$5,'TP LRs'!$A$2:$O$324,7,FALSE)*I87*(1-(1-(((0.0304*D87^5)-(0.2619*D87^4)+(0.9161*D87^3)-(1.6837*D87^2)+(1.7072*D87)-0.0091)))*(1-(VLOOKUP(E87,'Efficiency BMPs'!$B$52:$J$57,8,FALSE)))),\nIF(A87=\"ST\",VLOOKUP('1. Summary'!$D$7&'1. Summary'!$D$5,'TP LRs'!$A$2:$O$324,5,FALSE)*G87*(1-(1-(((0.0239*D87^5)-(0.2058*D87^4)+(0.7198*D87^3)-(1.3229*D87^2)+(1.3414*D87)-0.0072)))*(1-(VLOOKUP(E87,'Efficiency BMPs'!$B$52:$J$57,8,FALSE))))+VLOOKUP('1. Summary'!$D$7&'1. Summary'!$D$5,'TP LRs'!$A$2:$O$324,6,FALSE)*H87*(1-(1-(((0.0239*D87^5)-(0.2058*D87^4)+(0.7198*D87^3)-(1.3229*D87^2)+(1.3414*D87)-0.0072)))*(1-(VLOOKUP(E87,'Efficiency BMPs'!$B$52:$J$57,8,FALSE))))+VLOOKUP('1. Summary'!$D$7&'1. Summary'!$D$5,'TP LRs'!$A$2:$O$324,7,FALSE)*I87*(1-(1-(((0.0239*D87^5)-(0.2058*D87^4)+(0.7198*D87^3)-(1.3229*D87^2)+(1.3414*D87)-0.0072)))*(1-(VLOOKUP(E87,'Efficiency BMPs'!$B$52:$J$57,8,FALSE)))),\nVLOOKUP('1. Summary'!$D$7&'1. Summary'!$D$5,'TP LRs'!$A$2:$O$324,5,FALSE)*G87*(1-(1-(VLOOKUP(A87,'Efficiency BMPs'!$B$13:$J$43,8,FALSE)))*(1-(VLOOKUP(E87,'Efficiency BMPs'!$B$52:$J$57,8,FALSE))))+VLOOKUP('1. Summary'!$D$7&'1. Summary'!$D$5,'TP LRs'!$A$2:$O$324,6,FALSE)*H87*(1-(1-(VLOOKUP(A87,'Efficiency BMPs'!$B$13:$J$43,8,FALSE)))*(1-(VLOOKUP(E87,'Efficiency BMPs'!$B$52:$J$57,8,FALSE))))+VLOOKUP('1. Summary'!$D$7&'1. Summary'!$D$5,'TP LRs'!$A$2:$O$324,7,FALSE)*I87*(1-(1-(VLOOKUP(A87,'Efficiency BMPs'!$B$13:$J$43,8,FALSE)))*(1-(VLOOKUP(E87,'Efficiency BMPs'!$B$52:$J$57,8,FALSE))))))),0)","v":0},{"$f":"IFERROR(IF('1. Summary'!$D$12=\"No\",\nIF(A87=\"RR\",VLOOKUP('1. Summary'!$D$7&'1. Summary'!$D$5,'TSS LRs'!$A$2:$O$324,4,FALSE)*F87*(1-(1-((0.0326*D87^5)-(0.2806*D87^4)+(0.9816*D87^3)-(1.8039*D87^2)+(1.8292*D87)-0.0098))*(1-(VLOOKUP(E87,'Efficiency BMPs'!$B$52:$J$57,9,FALSE))))+VLOOKUP('1. Summary'!$D$7&'1. Summary'!$D$5,'TSS LRs'!$A$2:$O$324,7,FALSE)*I87*(1-(1-((0.0326*D87^5)-(0.2806*D87^4)+(0.9816*D87^3)-(1.8039*D87^2)+(1.8292*D87)-0.0098))*(1-(VLOOKUP(E87,'Efficiency BMPs'!$B$52:$J$57,9,FALSE)))),\nIF(A87=\"ST\",VLOOKUP('1. Summary'!$D$7&'1. Summary'!$D$5,'TSS LRs'!$A$2:$O$324,4,FALSE)*F87*(1-(1-((0.0304*D87^5)-(0.2619*D87^4)+(0.9161*D87^3)-(1.6837*D87^2)+(1.7072*D87)-0.0091))*(1-(VLOOKUP(E87,'Efficiency BMPs'!$B$52:$J$57,9,FALSE))))+VLOOKUP('1. Summary'!$D$7&'1. Summary'!$D$5,'TSS LRs'!$A$2:$O$324,7,FALSE)*I87*(1-(1-((0.0304*D87^5)-(0.2619*D87^4)+(0.9161*D87^3)-(1.6837*D87^2)+(1.7072*D87)-0.0091))*(1-(VLOOKUP(E87,'Efficiency BMPs'!$B$52:$J$57,9,FALSE)))),\nVLOOKUP('1. Summary'!$D$7&'1. Summary'!$D$5,'TSS LRs'!$A$2:$O$324,4,FALSE)*F87*(1-(1-(VLOOKUP(A87,'Efficiency BMPs'!$B$13:$J$43,9,FALSE)))*(1-(VLOOKUP(E87,'Efficiency BMPs'!$B$52:$J$57,9,FALSE))))+VLOOKUP('1. Summary'!$D$7&'1. Summary'!$D$5,'TSS LRs'!$A$2:$O$324,7,FALSE)*I87*(1-(1-(VLOOKUP(A87,'Efficiency BMPs'!$B$13:$J$43,9,FALSE)))*(1-(VLOOKUP(E87,'Efficiency BMPs'!$B$52:$J$57,9,FALSE)))))),\nIF(A87=\"RR\",VLOOKUP('1. Summary'!$D$7&'1. Summary'!$D$5,'TSS LRs'!$A$2:$O$324,5,FALSE)*G87*(1-(1-(((0.0326*D87^5)-(0.2806*D87^4)+(0.9816*D87^3)-(1.8039*D87^2)+(1.8292*D87)-0.0098)))*(1-(VLOOKUP(E87,'Efficiency BMPs'!$B$52:$J$57,9,FALSE))))+VLOOKUP('1. Summary'!$D$7&'1. Summary'!$D$5,'TSS LRs'!$A$2:$O$324,6,FALSE)*H87*(1-(1-(((0.0326*D87^5)-(0.2806*D87^4)+(0.9816*D87^3)-(1.8039*D87^2)+(1.8292*D87)-0.0098)))*(1-(VLOOKUP(E87,'Efficiency BMPs'!$B$52:$J$57,9,FALSE))))+VLOOKUP('1. Summary'!$D$7&'1. Summary'!$D$5,'TSS LRs'!$A$2:$O$324,7,FALSE)*I87*(1-(1-(((0.0326*D87^5)-(0.2806*D87^4)+(0.9816*D87^3)-(1.8039*D87^2)+(1.8292*D87)-0.0098)))*(1-(VLOOKUP(E87,'Efficiency BMPs'!$B$52:$J$57,9,FALSE)))),\nIF(A87=\"ST\",VLOOKUP('1. Summary'!$D$7&'1. Summary'!$D$5,'TSS LRs'!$A$2:$O$324,5,FALSE)*G87*(1-(1-(((0.0304*D87^5)-(0.2619*D87^4)+(0.9161*D87^3)-(1.6837*D87^2)+(1.7072*D87)-0.0091)))*(1-(VLOOKUP(E87,'Efficiency BMPs'!$B$52:$J$57,9,FALSE))))+VLOOKUP('1. Summary'!$D$7&'1. Summary'!$D$5,'TSS LRs'!$A$2:$O$324,6,FALSE)*H87*(1-(1-(((0.0304*D87^5)-(0.2619*D87^4)+(0.9161*D87^3)-(1.6837*D87^2)+(1.7072*D87)-0.0091)))*(1-(VLOOKUP(E87,'Efficiency BMPs'!$B$52:$J$57,9,FALSE))))+VLOOKUP('1. Summary'!$D$7&'1. Summary'!$D$5,'TSS LRs'!$A$2:$O$324,7,FALSE)*I87*(1-(1-(((0.0304*D87^5)-(0.2619*D87^4)+(0.9161*D87^3)-(1.6837*D87^2)+(1.7072*D87)-0.0091)))*(1-(VLOOKUP(E87,'Efficiency BMPs'!$B$52:$J$57,9,FALSE)))),\nVLOOKUP('1. Summary'!$D$7&'1. Summary'!$D$5,'TSS LRs'!$A$2:$O$324,5,FALSE)*G87*(1-(1-(VLOOKUP(A87,'Efficiency BMPs'!$B$13:$J$43,9,FALSE)))*(1-(VLOOKUP(E87,'Efficiency BMPs'!$B$52:$J$57,9,FALSE))))+VLOOKUP('1. Summary'!$D$7&'1. Summary'!$D$5,'TSS LRs'!$A$2:$O$324,6,FALSE)*H87*(1-(1-(VLOOKUP(A87,'Efficiency BMPs'!$B$13:$J$43,9,FALSE)))*(1-(VLOOKUP(E87,'Efficiency BMPs'!$B$52:$J$57,9,FALSE))))+VLOOKUP('1. Summary'!$D$7&'1. Summary'!$D$5,'TSS LRs'!$A$2:$O$324,7,FALSE)*I87*(1-(1-(VLOOKUP(A87,'Efficiency BMPs'!$B$13:$J$43,9,FALSE)))*(1-(VLOOKUP(E87,'Efficiency BMPs'!$B$52:$J$57,9,FALSE))))))),0)","v":0},{"$f":"IFERROR(J87*VLOOKUP('1. Summary'!$D$5,DFs!$B$2:$F$183,3,0),0)","v":0},{"$f":"IFERROR(K87*VLOOKUP('1. Summary'!$D$5,DFs!$B$2:$F$183,4,0),0)","v":0},{"$f":"IFERROR(L87*VLOOKUP('1. Summary'!$D$5,DFs!$B$2:$F$183,5,0),0)","v":0}]
[null,{"$f":"IFERROR(VLOOKUP(A88,'Efficiency BMPs'!$B$13:$C$36,2,FALSE),\"\")","v":""},null,null,null,null,null,null,null,{"$f":"IFERROR(IF('1. Summary'!$D$12=\"No\",\nIF(A88=\"RR\",VLOOKUP('1. Summary'!$D$7&'1. Summary'!$D$5,'TN LRs'!$A$2:$O$324,4,FALSE)*F88*(1-(1-((0.0308*D88^5)-(0.2562*D88^4)+(0.8634*D88^3)-(1.5285*D88^2)+(1.501*D88)-0.013))*(1-(VLOOKUP(E88,'Efficiency BMPs'!$B$52:$J$57,7,FALSE))))+VLOOKUP('1. Summary'!$D$7&'1. Summary'!$D$5,'TN LRs'!$A$2:$O$324,7,FALSE)*I88*(1-(1-((0.0308*D88^5)-(0.2562*D88^4)+(0.8634*D88^3)-(1.5285*D88^2)+(1.501*D88)-0.013))*(1-(VLOOKUP(E88,'Efficiency BMPs'!$B$52:$J$57,7,FALSE)))),\nIF(A88=\"ST\",VLOOKUP('1. Summary'!$D$7&'1. Summary'!$D$5,'TN LRs'!$A$2:$O$324,4,FALSE)*F88*(1-(1-((0.0152*D88^5)-(0.131*D88^4)+(0.4581*D88^3)-(0.8418*D88^2)+(0.8536*D88)-0.0046))*(1-(VLOOKUP(E88,'Efficiency BMPs'!$B$52:$J$57,7,FALSE))))+VLOOKUP('1. Summary'!$D$7&'1. Summary'!$D$5,'TN LRs'!$A$2:$O$324,7,FALSE)*I88*(1-(1-((0.0152*D88^5)-(0.131*D88^4)+(0.4581*D88^3)-(0.8418*D88^2)+(0.8536*D88)-0.0046))*(1-(VLOOKUP(E88,'Efficiency BMPs'!$B$52:$J$57,7,FALSE)))),\nVLOOKUP('1. Summary'!$D$7&'1. Summary'!$D$5,'TN LRs'!$A$2:$O$324,4,FALSE)*F88*(1-(1-(VLOOKUP(A88,'Efficiency BMPs'!$B$13:$J$43,7,FALSE)))*(1-(VLOOKUP(E88,'Efficiency BMPs'!$B$52:$J$57,7,FALSE))))+VLOOKUP('1. Summary'!$D$7&'1. Summary'!$D$5,'TN LRs'!$A$2:$O$324,7,FALSE)*I88*(1-(1-(VLOOKUP(A88,'Efficiency BMPs'!$B$13:$J$43,7,FALSE)))*(1-(VLOOKUP(E88,'Efficiency BMPs'!$B$52:$J$57,7,FALSE)))))),\nIF(A88=\"RR\",VLOOKUP('1. Summary'!$D$7&'1. Summary'!$D$5,'TN LRs'!$A$2:$O$324,5,FALSE)*G88*(1-(1-(((0.0308*D88^5)-(0.2562*D88^4)+(0.8634*D88^3)-(1.5285*D88^2)+(1.501*D88)-0.013)))*(1-(VLOOKUP(E88,'Efficiency BMPs'!$B$52:$J$57,7,FALSE))))+VLOOKUP('1. Summary'!$D$7&'1. Summary'!$D$5,'TN LRs'!$A$2:$O$324,6,FALSE)*H88*(1-(1-(((0.0308*D88^5)-(0.2562*D88^4)+(0.8634*D88^3)-(1.5285*D88^2)+(1.501*D88)-0.013)))*(1-(VLOOKUP(E88,'Efficiency BMPs'!$B$52:$J$57,7,FALSE))))+VLOOKUP('1. Summary'!$D$7&'1. Summary'!$D$5,'TN LRs'!$A$2:$O$324,7,FALSE)*I88*(1-(1-(((0.0308*D88^5)-(0.2562*D88^4)+(0.8634*D88^3)-(1.5285*D88^2)+(1.501*D88)-0.013)))*(1-(VLOOKUP(E88,'Efficiency BMPs'!$B$52:$J$57,7,FALSE)))),\nIF(A88=\"ST\",VLOOKUP('1. Summary'!$D$7&'1. Summary'!$D$5,'TN LRs'!$A$2:$O$324,5,FALSE)*G88*(1-(1-(((0.0152*D88^5)-(0.131*D88^4)+(0.4581*D88^3)-(0.8418*D88^2)+(0.8536*D88)-0.0046)))*(1-(VLOOKUP(E88,'Efficiency BMPs'!$B$52:$J$57,7,FALSE))))+VLOOKUP('1. Summary'!$D$7&'1. Summary'!$D$5,'TN LRs'!$A$2:$O$324,6,FALSE)*H88*(1-(1-(((0.0152*D88^5)-(0.131*D88^4)+(0.4581*D88^3)-(0.8418*D88^2)+(0.8536*D88)-0.0046)))*(1-(VLOOKUP(E88,'Efficiency BMPs'!$B$52:$J$57,7,FALSE))))+VLOOKUP('1. Summary'!$D$7&'1. Summary'!$D$5,'TN LRs'!$A$2:$O$324,7,FALSE)*I88*(1-(1-(((0.0152*D88^5)-(0.131*D88^4)+(0.4581*D88^3)-(0.8418*D88^2)+(0.8536*D88)-0.0046)))*(1-(VLOOKUP(E88,'Efficiency BMPs'!$B$52:$J$57,7,FALSE)))),\nVLOOKUP('1. Summary'!$D$7&'1. Summary'!$D$5,'TN LRs'!$A$2:$O$324,5,FALSE)*G88*(1-(1-(VLOOKUP(A88,'Efficiency BMPs'!$B$13:$J$43,7,FALSE)))*(1-(VLOOKUP(E88,'Efficiency BMPs'!$B$52:$J$57,7,FALSE))))+VLOOKUP('1. Summary'!$D$7&'1. Summary'!$D$5,'TN LRs'!$A$2:$O$324,6,FALSE)*H88*(1-(1-(VLOOKUP(A88,'Efficiency BMPs'!$B$13:$J$43,7,FALSE)))*(1-(VLOOKUP(E88,'Efficiency BMPs'!$B$52:$J$57,7,FALSE))))+VLOOKUP('1. Summary'!$D$7&'1. Summary'!$D$5,'TN LRs'!$A$2:$O$324,7,FALSE)*I88*(1-(1-(VLOOKUP(A88,'Efficiency BMPs'!$B$13:$J$43,7,FALSE)))*(1-(VLOOKUP(E88,'Efficiency BMPs'!$B$52:$J$57,7,FALSE))))))),0)","v":0},{"$f":"IFERROR(IF('1. Summary'!$D$12=\"No\",\nIF(A88=\"RR\",VLOOKUP('1. Summary'!$D$7&'1. Summary'!$D$5,'TP LRs'!$A$2:$O$324,4,FALSE)*F88*(1-(1-((0.0304*D88^5)-(0.2619*D88^4)+(0.9161*D88^3)-(1.6837*D88^2)+(1.7072*D88)-0.0091))*(1-(VLOOKUP(E88,'Efficiency BMPs'!$B$52:$J$57,8,FALSE))))+VLOOKUP('1. Summary'!$D$7&'1. Summary'!$D$5,'TP LRs'!$A$2:$O$324,7,FALSE)*I88*(1-(1-((0.0304*D88^5)-(0.2619*D88^4)+(0.9161*D88^3)-(1.6837*D88^2)+(1.7072*D88)-0.0091))*(1-(VLOOKUP(E88,'Efficiency BMPs'!$B$52:$J$57,8,FALSE)))),\nIF(A88=\"ST\",VLOOKUP('1. Summary'!$D$7&'1. Summary'!$D$5,'TP LRs'!$A$2:$O$324,4,FALSE)*F88*(1-(1-((0.0239*D88^5)-(0.2058*D88^4)+(0.7198*D88^3)-(1.3229*D88^2)+(1.3414*D88)-0.0072))*(1-(VLOOKUP(E88,'Efficiency BMPs'!$B$52:$J$57,8,FALSE))))+VLOOKUP('1. Summary'!$D$7&'1. Summary'!$D$5,'TP LRs'!$A$2:$O$324,7,FALSE)*I88*(1-(1-((0.0239*D88^5)-(0.2058*D88^4)+(0.7198*D88^3)-(1.3229*D88^2)+(1.3414*D88)-0.0072))*(1-(VLOOKUP(E88,'Efficiency BMPs'!$B$52:$J$57,8,FALSE)))),\nVLOOKUP('1. Summary'!$D$7&'1. Summary'!$D$5,'TP LRs'!$A$2:$O$324,4,FALSE)*F88*(1-(1-(VLOOKUP(A88,'Efficiency BMPs'!$B$13:$J$43,8,FALSE)))*(1-(VLOOKUP(E88,'Efficiency BMPs'!$B$52:$J$57,8,FALSE))))+VLOOKUP('1. Summary'!$D$7&'1. Summary'!$D$5,'TP LRs'!$A$2:$O$324,7,FALSE)*I88*(1-(1-(VLOOKUP(A88,'Efficiency BMPs'!$B$13:$J$43,8,FALSE)))*(1-(VLOOKUP(E88,'Efficiency BMPs'!$B$52:$J$57,8,FALSE)))))),\nIF(A88=\"RR\",VLOOKUP('1. Summary'!$D$7&'1. Summary'!$D$5,'TP LRs'!$A$2:$O$324,5,FALSE)*G88*(1-(1-(((0.0304*D88^5)-(0.2619*D88^4)+(0.9161*D88^3)-(1.6837*D88^2)+(1.7072*D88)-0.0091)))*(1-(VLOOKUP(E88,'Efficiency BMPs'!$B$52:$J$57,8,FALSE))))+VLOOKUP('1. Summary'!$D$7&'1. Summary'!$D$5,'TP LRs'!$A$2:$O$324,6,FALSE)*H88*(1-(1-(((0.0304*D88^5)-(0.2619*D88^4)+(0.9161*D88^3)-(1.6837*D88^2)+(1.7072*D88)-0.0091)))*(1-(VLOOKUP(E88,'Efficiency BMPs'!$B$52:$J$57,8,FALSE))))+VLOOKUP('1. Summary'!$D$7&'1. Summary'!$D$5,'TP LRs'!$A$2:$O$324,7,FALSE)*I88*(1-(1-(((0.0304*D88^5)-(0.2619*D88^4)+(0.9161*D88^3)-(1.6837*D88^2)+(1.7072*D88)-0.0091)))*(1-(VLOOKUP(E88,'Efficiency BMPs'!$B$52:$J$57,8,FALSE)))),\nIF(A88=\"ST\",VLOOKUP('1. Summary'!$D$7&'1. Summary'!$D$5,'TP LRs'!$A$2:$O$324,5,FALSE)*G88*(1-(1-(((0.0239*D88^5)-(0.2058*D88^4)+(0.7198*D88^3)-(1.3229*D88^2)+(1.3414*D88)-0.0072)))*(1-(VLOOKUP(E88,'Efficiency BMPs'!$B$52:$J$57,8,FALSE))))+VLOOKUP('1. Summary'!$D$7&'1. Summary'!$D$5,'TP LRs'!$A$2:$O$324,6,FALSE)*H88*(1-(1-(((0.0239*D88^5)-(0.2058*D88^4)+(0.7198*D88^3)-(1.3229*D88^2)+(1.3414*D88)-0.0072)))*(1-(VLOOKUP(E88,'Efficiency BMPs'!$B$52:$J$57,8,FALSE))))+VLOOKUP('1. Summary'!$D$7&'1. Summary'!$D$5,'TP LRs'!$A$2:$O$324,7,FALSE)*I88*(1-(1-(((0.0239*D88^5)-(0.2058*D88^4)+(0.7198*D88^3)-(1.3229*D88^2)+(1.3414*D88)-0.0072)))*(1-(VLOOKUP(E88,'Efficiency BMPs'!$B$52:$J$57,8,FALSE)))),\nVLOOKUP('1. Summary'!$D$7&'1. Summary'!$D$5,'TP LRs'!$A$2:$O$324,5,FALSE)*G88*(1-(1-(VLOOKUP(A88,'Efficiency BMPs'!$B$13:$J$43,8,FALSE)))*(1-(VLOOKUP(E88,'Efficiency BMPs'!$B$52:$J$57,8,FALSE))))+VLOOKUP('1. Summary'!$D$7&'1. Summary'!$D$5,'TP LRs'!$A$2:$O$324,6,FALSE)*H88*(1-(1-(VLOOKUP(A88,'Efficiency BMPs'!$B$13:$J$43,8,FALSE)))*(1-(VLOOKUP(E88,'Efficiency BMPs'!$B$52:$J$57,8,FALSE))))+VLOOKUP('1. Summary'!$D$7&'1. Summary'!$D$5,'TP LRs'!$A$2:$O$324,7,FALSE)*I88*(1-(1-(VLOOKUP(A88,'Efficiency BMPs'!$B$13:$J$43,8,FALSE)))*(1-(VLOOKUP(E88,'Efficiency BMPs'!$B$52:$J$57,8,FALSE))))))),0)","v":0},{"$f":"IFERROR(IF('1. Summary'!$D$12=\"No\",\nIF(A88=\"RR\",VLOOKUP('1. Summary'!$D$7&'1. Summary'!$D$5,'TSS LRs'!$A$2:$O$324,4,FALSE)*F88*(1-(1-((0.0326*D88^5)-(0.2806*D88^4)+(0.9816*D88^3)-(1.8039*D88^2)+(1.8292*D88)-0.0098))*(1-(VLOOKUP(E88,'Efficiency BMPs'!$B$52:$J$57,9,FALSE))))+VLOOKUP('1. Summary'!$D$7&'1. Summary'!$D$5,'TSS LRs'!$A$2:$O$324,7,FALSE)*I88*(1-(1-((0.0326*D88^5)-(0.2806*D88^4)+(0.9816*D88^3)-(1.8039*D88^2)+(1.8292*D88)-0.0098))*(1-(VLOOKUP(E88,'Efficiency BMPs'!$B$52:$J$57,9,FALSE)))),\nIF(A88=\"ST\",VLOOKUP('1. Summary'!$D$7&'1. Summary'!$D$5,'TSS LRs'!$A$2:$O$324,4,FALSE)*F88*(1-(1-((0.0304*D88^5)-(0.2619*D88^4)+(0.9161*D88^3)-(1.6837*D88^2)+(1.7072*D88)-0.0091))*(1-(VLOOKUP(E88,'Efficiency BMPs'!$B$52:$J$57,9,FALSE))))+VLOOKUP('1. Summary'!$D$7&'1. Summary'!$D$5,'TSS LRs'!$A$2:$O$324,7,FALSE)*I88*(1-(1-((0.0304*D88^5)-(0.2619*D88^4)+(0.9161*D88^3)-(1.6837*D88^2)+(1.7072*D88)-0.0091))*(1-(VLOOKUP(E88,'Efficiency BMPs'!$B$52:$J$57,9,FALSE)))),\nVLOOKUP('1. Summary'!$D$7&'1. Summary'!$D$5,'TSS LRs'!$A$2:$O$324,4,FALSE)*F88*(1-(1-(VLOOKUP(A88,'Efficiency BMPs'!$B$13:$J$43,9,FALSE)))*(1-(VLOOKUP(E88,'Efficiency BMPs'!$B$52:$J$57,9,FALSE))))+VLOOKUP('1. Summary'!$D$7&'1. Summary'!$D$5,'TSS LRs'!$A$2:$O$324,7,FALSE)*I88*(1-(1-(VLOOKUP(A88,'Efficiency BMPs'!$B$13:$J$43,9,FALSE)))*(1-(VLOOKUP(E88,'Efficiency BMPs'!$B$52:$J$57,9,FALSE)))))),\nIF(A88=\"RR\",VLOOKUP('1. Summary'!$D$7&'1. Summary'!$D$5,'TSS LRs'!$A$2:$O$324,5,FALSE)*G88*(1-(1-(((0.0326*D88^5)-(0.2806*D88^4)+(0.9816*D88^3)-(1.8039*D88^2)+(1.8292*D88)-0.0098)))*(1-(VLOOKUP(E88,'Efficiency BMPs'!$B$52:$J$57,9,FALSE))))+VLOOKUP('1. Summary'!$D$7&'1. Summary'!$D$5,'TSS LRs'!$A$2:$O$324,6,FALSE)*H88*(1-(1-(((0.0326*D88^5)-(0.2806*D88^4)+(0.9816*D88^3)-(1.8039*D88^2)+(1.8292*D88)-0.0098)))*(1-(VLOOKUP(E88,'Efficiency BMPs'!$B$52:$J$57,9,FALSE))))+VLOOKUP('1. Summary'!$D$7&'1. Summary'!$D$5,'TSS LRs'!$A$2:$O$324,7,FALSE)*I88*(1-(1-(((0.0326*D88^5)-(0.2806*D88^4)+(0.9816*D88^3)-(1.8039*D88^2)+(1.8292*D88)-0.0098)))*(1-(VLOOKUP(E88,'Efficiency BMPs'!$B$52:$J$57,9,FALSE)))),\nIF(A88=\"ST\",VLOOKUP('1. Summary'!$D$7&'1. Summary'!$D$5,'TSS LRs'!$A$2:$O$324,5,FALSE)*G88*(1-(1-(((0.0304*D88^5)-(0.2619*D88^4)+(0.9161*D88^3)-(1.6837*D88^2)+(1.7072*D88)-0.0091)))*(1-(VLOOKUP(E88,'Efficiency BMPs'!$B$52:$J$57,9,FALSE))))+VLOOKUP('1. Summary'!$D$7&'1. Summary'!$D$5,'TSS LRs'!$A$2:$O$324,6,FALSE)*H88*(1-(1-(((0.0304*D88^5)-(0.2619*D88^4)+(0.9161*D88^3)-(1.6837*D88^2)+(1.7072*D88)-0.0091)))*(1-(VLOOKUP(E88,'Efficiency BMPs'!$B$52:$J$57,9,FALSE))))+VLOOKUP('1. Summary'!$D$7&'1. Summary'!$D$5,'TSS LRs'!$A$2:$O$324,7,FALSE)*I88*(1-(1-(((0.0304*D88^5)-(0.2619*D88^4)+(0.9161*D88^3)-(1.6837*D88^2)+(1.7072*D88)-0.0091)))*(1-(VLOOKUP(E88,'Efficiency BMPs'!$B$52:$J$57,9,FALSE)))),\nVLOOKUP('1. Summary'!$D$7&'1. Summary'!$D$5,'TSS LRs'!$A$2:$O$324,5,FALSE)*G88*(1-(1-(VLOOKUP(A88,'Efficiency BMPs'!$B$13:$J$43,9,FALSE)))*(1-(VLOOKUP(E88,'Efficiency BMPs'!$B$52:$J$57,9,FALSE))))+VLOOKUP('1. Summary'!$D$7&'1. Summary'!$D$5,'TSS LRs'!$A$2:$O$324,6,FALSE)*H88*(1-(1-(VLOOKUP(A88,'Efficiency BMPs'!$B$13:$J$43,9,FALSE)))*(1-(VLOOKUP(E88,'Efficiency BMPs'!$B$52:$J$57,9,FALSE))))+VLOOKUP('1. Summary'!$D$7&'1. Summary'!$D$5,'TSS LRs'!$A$2:$O$324,7,FALSE)*I88*(1-(1-(VLOOKUP(A88,'Efficiency BMPs'!$B$13:$J$43,9,FALSE)))*(1-(VLOOKUP(E88,'Efficiency BMPs'!$B$52:$J$57,9,FALSE))))))),0)","v":0},{"$f":"IFERROR(J88*VLOOKUP('1. Summary'!$D$5,DFs!$B$2:$F$183,3,0),0)","v":0},{"$f":"IFERROR(K88*VLOOKUP('1. Summary'!$D$5,DFs!$B$2:$F$183,4,0),0)","v":0},{"$f":"IFERROR(L88*VLOOKUP('1. Summary'!$D$5,DFs!$B$2:$F$183,5,0),0)","v":0}]
[null,{"$f":"IFERROR(VLOOKUP(A89,'Efficiency BMPs'!$B$13:$C$36,2,FALSE),\"\")","v":""},null,null,null,null,null,null,null,{"$f":"IFERROR(IF('1. Summary'!$D$12=\"No\",\nIF(A89=\"RR\",VLOOKUP('1. Summary'!$D$7&'1. Summary'!$D$5,'TN LRs'!$A$2:$O$324,4,FALSE)*F89*(1-(1-((0.0308*D89^5)-(0.2562*D89^4)+(0.8634*D89^3)-(1.5285*D89^2)+(1.501*D89)-0.013))*(1-(VLOOKUP(E89,'Efficiency BMPs'!$B$52:$J$57,7,FALSE))))+VLOOKUP('1. Summary'!$D$7&'1. Summary'!$D$5,'TN LRs'!$A$2:$O$324,7,FALSE)*I89*(1-(1-((0.0308*D89^5)-(0.2562*D89^4)+(0.8634*D89^3)-(1.5285*D89^2)+(1.501*D89)-0.013))*(1-(VLOOKUP(E89,'Efficiency BMPs'!$B$52:$J$57,7,FALSE)))),\nIF(A89=\"ST\",VLOOKUP('1. Summary'!$D$7&'1. Summary'!$D$5,'TN LRs'!$A$2:$O$324,4,FALSE)*F89*(1-(1-((0.0152*D89^5)-(0.131*D89^4)+(0.4581*D89^3)-(0.8418*D89^2)+(0.8536*D89)-0.0046))*(1-(VLOOKUP(E89,'Efficiency BMPs'!$B$52:$J$57,7,FALSE))))+VLOOKUP('1. Summary'!$D$7&'1. Summary'!$D$5,'TN LRs'!$A$2:$O$324,7,FALSE)*I89*(1-(1-((0.0152*D89^5)-(0.131*D89^4)+(0.4581*D89^3)-(0.8418*D89^2)+(0.8536*D89)-0.0046))*(1-(VLOOKUP(E89,'Efficiency BMPs'!$B$52:$J$57,7,FALSE)))),\nVLOOKUP('1. Summary'!$D$7&'1. Summary'!$D$5,'TN LRs'!$A$2:$O$324,4,FALSE)*F89*(1-(1-(VLOOKUP(A89,'Efficiency BMPs'!$B$13:$J$43,7,FALSE)))*(1-(VLOOKUP(E89,'Efficiency BMPs'!$B$52:$J$57,7,FALSE))))+VLOOKUP('1. Summary'!$D$7&'1. Summary'!$D$5,'TN LRs'!$A$2:$O$324,7,FALSE)*I89*(1-(1-(VLOOKUP(A89,'Efficiency BMPs'!$B$13:$J$43,7,FALSE)))*(1-(VLOOKUP(E89,'Efficiency BMPs'!$B$52:$J$57,7,FALSE)))))),\nIF(A89=\"RR\",VLOOKUP('1. Summary'!$D$7&'1. Summary'!$D$5,'TN LRs'!$A$2:$O$324,5,FALSE)*G89*(1-(1-(((0.0308*D89^5)-(0.2562*D89^4)+(0.8634*D89^3)-(1.5285*D89^2)+(1.501*D89)-0.013)))*(1-(VLOOKUP(E89,'Efficiency BMPs'!$B$52:$J$57,7,FALSE))))+VLOOKUP('1. Summary'!$D$7&'1. Summary'!$D$5,'TN LRs'!$A$2:$O$324,6,FALSE)*H89*(1-(1-(((0.0308*D89^5)-(0.2562*D89^4)+(0.8634*D89^3)-(1.5285*D89^2)+(1.501*D89)-0.013)))*(1-(VLOOKUP(E89,'Efficiency BMPs'!$B$52:$J$57,7,FALSE))))+VLOOKUP('1. Summary'!$D$7&'1. Summary'!$D$5,'TN LRs'!$A$2:$O$324,7,FALSE)*I89*(1-(1-(((0.0308*D89^5)-(0.2562*D89^4)+(0.8634*D89^3)-(1.5285*D89^2)+(1.501*D89)-0.013)))*(1-(VLOOKUP(E89,'Efficiency BMPs'!$B$52:$J$57,7,FALSE)))),\nIF(A89=\"ST\",VLOOKUP('1. Summary'!$D$7&'1. Summary'!$D$5,'TN LRs'!$A$2:$O$324,5,FALSE)*G89*(1-(1-(((0.0152*D89^5)-(0.131*D89^4)+(0.4581*D89^3)-(0.8418*D89^2)+(0.8536*D89)-0.0046)))*(1-(VLOOKUP(E89,'Efficiency BMPs'!$B$52:$J$57,7,FALSE))))+VLOOKUP('1. Summary'!$D$7&'1. Summary'!$D$5,'TN LRs'!$A$2:$O$324,6,FALSE)*H89*(1-(1-(((0.0152*D89^5)-(0.131*D89^4)+(0.4581*D89^3)-(0.8418*D89^2)+(0.8536*D89)-0.0046)))*(1-(VLOOKUP(E89,'Efficiency BMPs'!$B$52:$J$57,7,FALSE))))+VLOOKUP('1. Summary'!$D$7&'1. Summary'!$D$5,'TN LRs'!$A$2:$O$324,7,FALSE)*I89*(1-(1-(((0.0152*D89^5)-(0.131*D89^4)+(0.4581*D89^3)-(0.8418*D89^2)+(0.8536*D89)-0.0046)))*(1-(VLOOKUP(E89,'Efficiency BMPs'!$B$52:$J$57,7,FALSE)))),\nVLOOKUP('1. Summary'!$D$7&'1. Summary'!$D$5,'TN LRs'!$A$2:$O$324,5,FALSE)*G89*(1-(1-(VLOOKUP(A89,'Efficiency BMPs'!$B$13:$J$43,7,FALSE)))*(1-(VLOOKUP(E89,'Efficiency BMPs'!$B$52:$J$57,7,FALSE))))+VLOOKUP('1. Summary'!$D$7&'1. Summary'!$D$5,'TN LRs'!$A$2:$O$324,6,FALSE)*H89*(1-(1-(VLOOKUP(A89,'Efficiency BMPs'!$B$13:$J$43,7,FALSE)))*(1-(VLOOKUP(E89,'Efficiency BMPs'!$B$52:$J$57,7,FALSE))))+VLOOKUP('1. Summary'!$D$7&'1. Summary'!$D$5,'TN LRs'!$A$2:$O$324,7,FALSE)*I89*(1-(1-(VLOOKUP(A89,'Efficiency BMPs'!$B$13:$J$43,7,FALSE)))*(1-(VLOOKUP(E89,'Efficiency BMPs'!$B$52:$J$57,7,FALSE))))))),0)","v":0},{"$f":"IFERROR(IF('1. Summary'!$D$12=\"No\",\nIF(A89=\"RR\",VLOOKUP('1. Summary'!$D$7&'1. Summary'!$D$5,'TP LRs'!$A$2:$O$324,4,FALSE)*F89*(1-(1-((0.0304*D89^5)-(0.2619*D89^4)+(0.9161*D89^3)-(1.6837*D89^2)+(1.7072*D89)-0.0091))*(1-(VLOOKUP(E89,'Efficiency BMPs'!$B$52:$J$57,8,FALSE))))+VLOOKUP('1. Summary'!$D$7&'1. Summary'!$D$5,'TP LRs'!$A$2:$O$324,7,FALSE)*I89*(1-(1-((0.0304*D89^5)-(0.2619*D89^4)+(0.9161*D89^3)-(1.6837*D89^2)+(1.7072*D89)-0.0091))*(1-(VLOOKUP(E89,'Efficiency BMPs'!$B$52:$J$57,8,FALSE)))),\nIF(A89=\"ST\",VLOOKUP('1. Summary'!$D$7&'1. Summary'!$D$5,'TP LRs'!$A$2:$O$324,4,FALSE)*F89*(1-(1-((0.0239*D89^5)-(0.2058*D89^4)+(0.7198*D89^3)-(1.3229*D89^2)+(1.3414*D89)-0.0072))*(1-(VLOOKUP(E89,'Efficiency BMPs'!$B$52:$J$57,8,FALSE))))+VLOOKUP('1. Summary'!$D$7&'1. Summary'!$D$5,'TP LRs'!$A$2:$O$324,7,FALSE)*I89*(1-(1-((0.0239*D89^5)-(0.2058*D89^4)+(0.7198*D89^3)-(1.3229*D89^2)+(1.3414*D89)-0.0072))*(1-(VLOOKUP(E89,'Efficiency BMPs'!$B$52:$J$57,8,FALSE)))),\nVLOOKUP('1. Summary'!$D$7&'1. Summary'!$D$5,'TP LRs'!$A$2:$O$324,4,FALSE)*F89*(1-(1-(VLOOKUP(A89,'Efficiency BMPs'!$B$13:$J$43,8,FALSE)))*(1-(VLOOKUP(E89,'Efficiency BMPs'!$B$52:$J$57,8,FALSE))))+VLOOKUP('1. Summary'!$D$7&'1. Summary'!$D$5,'TP LRs'!$A$2:$O$324,7,FALSE)*I89*(1-(1-(VLOOKUP(A89,'Efficiency BMPs'!$B$13:$J$43,8,FALSE)))*(1-(VLOOKUP(E89,'Efficiency BMPs'!$B$52:$J$57,8,FALSE)))))),\nIF(A89=\"RR\",VLOOKUP('1. Summary'!$D$7&'1. Summary'!$D$5,'TP LRs'!$A$2:$O$324,5,FALSE)*G89*(1-(1-(((0.0304*D89^5)-(0.2619*D89^4)+(0.9161*D89^3)-(1.6837*D89^2)+(1.7072*D89)-0.0091)))*(1-(VLOOKUP(E89,'Efficiency BMPs'!$B$52:$J$57,8,FALSE))))+VLOOKUP('1. Summary'!$D$7&'1. Summary'!$D$5,'TP LRs'!$A$2:$O$324,6,FALSE)*H89*(1-(1-(((0.0304*D89^5)-(0.2619*D89^4)+(0.9161*D89^3)-(1.6837*D89^2)+(1.7072*D89)-0.0091)))*(1-(VLOOKUP(E89,'Efficiency BMPs'!$B$52:$J$57,8,FALSE))))+VLOOKUP('1. Summary'!$D$7&'1. Summary'!$D$5,'TP LRs'!$A$2:$O$324,7,FALSE)*I89*(1-(1-(((0.0304*D89^5)-(0.2619*D89^4)+(0.9161*D89^3)-(1.6837*D89^2)+(1.7072*D89)-0.0091)))*(1-(VLOOKUP(E89,'Efficiency BMPs'!$B$52:$J$57,8,FALSE)))),\nIF(A89=\"ST\",VLOOKUP('1. Summary'!$D$7&'1. Summary'!$D$5,'TP LRs'!$A$2:$O$324,5,FALSE)*G89*(1-(1-(((0.0239*D89^5)-(0.2058*D89^4)+(0.7198*D89^3)-(1.3229*D89^2)+(1.3414*D89)-0.0072)))*(1-(VLOOKUP(E89,'Efficiency BMPs'!$B$52:$J$57,8,FALSE))))+VLOOKUP('1. Summary'!$D$7&'1. Summary'!$D$5,'TP LRs'!$A$2:$O$324,6,FALSE)*H89*(1-(1-(((0.0239*D89^5)-(0.2058*D89^4)+(0.7198*D89^3)-(1.3229*D89^2)+(1.3414*D89)-0.0072)))*(1-(VLOOKUP(E89,'Efficiency BMPs'!$B$52:$J$57,8,FALSE))))+VLOOKUP('1. Summary'!$D$7&'1. Summary'!$D$5,'TP LRs'!$A$2:$O$324,7,FALSE)*I89*(1-(1-(((0.0239*D89^5)-(0.2058*D89^4)+(0.7198*D89^3)-(1.3229*D89^2)+(1.3414*D89)-0.0072)))*(1-(VLOOKUP(E89,'Efficiency BMPs'!$B$52:$J$57,8,FALSE)))),\nVLOOKUP('1. Summary'!$D$7&'1. Summary'!$D$5,'TP LRs'!$A$2:$O$324,5,FALSE)*G89*(1-(1-(VLOOKUP(A89,'Efficiency BMPs'!$B$13:$J$43,8,FALSE)))*(1-(VLOOKUP(E89,'Efficiency BMPs'!$B$52:$J$57,8,FALSE))))+VLOOKUP('1. Summary'!$D$7&'1. Summary'!$D$5,'TP LRs'!$A$2:$O$324,6,FALSE)*H89*(1-(1-(VLOOKUP(A89,'Efficiency BMPs'!$B$13:$J$43,8,FALSE)))*(1-(VLOOKUP(E89,'Efficiency BMPs'!$B$52:$J$57,8,FALSE))))+VLOOKUP('1. Summary'!$D$7&'1. Summary'!$D$5,'TP LRs'!$A$2:$O$324,7,FALSE)*I89*(1-(1-(VLOOKUP(A89,'Efficiency BMPs'!$B$13:$J$43,8,FALSE)))*(1-(VLOOKUP(E89,'Efficiency BMPs'!$B$52:$J$57,8,FALSE))))))),0)","v":0},{"$f":"IFERROR(IF('1. Summary'!$D$12=\"No\",\nIF(A89=\"RR\",VLOOKUP('1. Summary'!$D$7&'1. Summary'!$D$5,'TSS LRs'!$A$2:$O$324,4,FALSE)*F89*(1-(1-((0.0326*D89^5)-(0.2806*D89^4)+(0.9816*D89^3)-(1.8039*D89^2)+(1.8292*D89)-0.0098))*(1-(VLOOKUP(E89,'Efficiency BMPs'!$B$52:$J$57,9,FALSE))))+VLOOKUP('1. Summary'!$D$7&'1. Summary'!$D$5,'TSS LRs'!$A$2:$O$324,7,FALSE)*I89*(1-(1-((0.0326*D89^5)-(0.2806*D89^4)+(0.9816*D89^3)-(1.8039*D89^2)+(1.8292*D89)-0.0098))*(1-(VLOOKUP(E89,'Efficiency BMPs'!$B$52:$J$57,9,FALSE)))),\nIF(A89=\"ST\",VLOOKUP('1. Summary'!$D$7&'1. Summary'!$D$5,'TSS LRs'!$A$2:$O$324,4,FALSE)*F89*(1-(1-((0.0304*D89^5)-(0.2619*D89^4)+(0.9161*D89^3)-(1.6837*D89^2)+(1.7072*D89)-0.0091))*(1-(VLOOKUP(E89,'Efficiency BMPs'!$B$52:$J$57,9,FALSE))))+VLOOKUP('1. Summary'!$D$7&'1. Summary'!$D$5,'TSS LRs'!$A$2:$O$324,7,FALSE)*I89*(1-(1-((0.0304*D89^5)-(0.2619*D89^4)+(0.9161*D89^3)-(1.6837*D89^2)+(1.7072*D89)-0.0091))*(1-(VLOOKUP(E89,'Efficiency BMPs'!$B$52:$J$57,9,FALSE)))),\nVLOOKUP('1. Summary'!$D$7&'1. Summary'!$D$5,'TSS LRs'!$A$2:$O$324,4,FALSE)*F89*(1-(1-(VLOOKUP(A89,'Efficiency BMPs'!$B$13:$J$43,9,FALSE)))*(1-(VLOOKUP(E89,'Efficiency BMPs'!$B$52:$J$57,9,FALSE))))+VLOOKUP('1. Summary'!$D$7&'1. Summary'!$D$5,'TSS LRs'!$A$2:$O$324,7,FALSE)*I89*(1-(1-(VLOOKUP(A89,'Efficiency BMPs'!$B$13:$J$43,9,FALSE)))*(1-(VLOOKUP(E89,'Efficiency BMPs'!$B$52:$J$57,9,FALSE)))))),\nIF(A89=\"RR\",VLOOKUP('1. Summary'!$D$7&'1. Summary'!$D$5,'TSS LRs'!$A$2:$O$324,5,FALSE)*G89*(1-(1-(((0.0326*D89^5)-(0.2806*D89^4)+(0.9816*D89^3)-(1.8039*D89^2)+(1.8292*D89)-0.0098)))*(1-(VLOOKUP(E89,'Efficiency BMPs'!$B$52:$J$57,9,FALSE))))+VLOOKUP('1. Summary'!$D$7&'1. Summary'!$D$5,'TSS LRs'!$A$2:$O$324,6,FALSE)*H89*(1-(1-(((0.0326*D89^5)-(0.2806*D89^4)+(0.9816*D89^3)-(1.8039*D89^2)+(1.8292*D89)-0.0098)))*(1-(VLOOKUP(E89,'Efficiency BMPs'!$B$52:$J$57,9,FALSE))))+VLOOKUP('1. Summary'!$D$7&'1. Summary'!$D$5,'TSS LRs'!$A$2:$O$324,7,FALSE)*I89*(1-(1-(((0.0326*D89^5)-(0.2806*D89^4)+(0.9816*D89^3)-(1.8039*D89^2)+(1.8292*D89)-0.0098)))*(1-(VLOOKUP(E89,'Efficiency BMPs'!$B$52:$J$57,9,FALSE)))),\nIF(A89=\"ST\",VLOOKUP('1. Summary'!$D$7&'1. Summary'!$D$5,'TSS LRs'!$A$2:$O$324,5,FALSE)*G89*(1-(1-(((0.0304*D89^5)-(0.2619*D89^4)+(0.9161*D89^3)-(1.6837*D89^2)+(1.7072*D89)-0.0091)))*(1-(VLOOKUP(E89,'Efficiency BMPs'!$B$52:$J$57,9,FALSE))))+VLOOKUP('1. Summary'!$D$7&'1. Summary'!$D$5,'TSS LRs'!$A$2:$O$324,6,FALSE)*H89*(1-(1-(((0.0304*D89^5)-(0.2619*D89^4)+(0.9161*D89^3)-(1.6837*D89^2)+(1.7072*D89)-0.0091)))*(1-(VLOOKUP(E89,'Efficiency BMPs'!$B$52:$J$57,9,FALSE))))+VLOOKUP('1. Summary'!$D$7&'1. Summary'!$D$5,'TSS LRs'!$A$2:$O$324,7,FALSE)*I89*(1-(1-(((0.0304*D89^5)-(0.2619*D89^4)+(0.9161*D89^3)-(1.6837*D89^2)+(1.7072*D89)-0.0091)))*(1-(VLOOKUP(E89,'Efficiency BMPs'!$B$52:$J$57,9,FALSE)))),\nVLOOKUP('1. Summary'!$D$7&'1. Summary'!$D$5,'TSS LRs'!$A$2:$O$324,5,FALSE)*G89*(1-(1-(VLOOKUP(A89,'Efficiency BMPs'!$B$13:$J$43,9,FALSE)))*(1-(VLOOKUP(E89,'Efficiency BMPs'!$B$52:$J$57,9,FALSE))))+VLOOKUP('1. Summary'!$D$7&'1. Summary'!$D$5,'TSS LRs'!$A$2:$O$324,6,FALSE)*H89*(1-(1-(VLOOKUP(A89,'Efficiency BMPs'!$B$13:$J$43,9,FALSE)))*(1-(VLOOKUP(E89,'Efficiency BMPs'!$B$52:$J$57,9,FALSE))))+VLOOKUP('1. Summary'!$D$7&'1. Summary'!$D$5,'TSS LRs'!$A$2:$O$324,7,FALSE)*I89*(1-(1-(VLOOKUP(A89,'Efficiency BMPs'!$B$13:$J$43,9,FALSE)))*(1-(VLOOKUP(E89,'Efficiency BMPs'!$B$52:$J$57,9,FALSE))))))),0)","v":0},{"$f":"IFERROR(J89*VLOOKUP('1. Summary'!$D$5,DFs!$B$2:$F$183,3,0),0)","v":0},{"$f":"IFERROR(K89*VLOOKUP('1. Summary'!$D$5,DFs!$B$2:$F$183,4,0),0)","v":0},{"$f":"IFERROR(L89*VLOOKUP('1. Summary'!$D$5,DFs!$B$2:$F$183,5,0),0)","v":0}]
[null,{"$f":"IFERROR(VLOOKUP(A90,'Efficiency BMPs'!$B$13:$C$36,2,FALSE),\"\")","v":""},null,null,null,null,null,null,null,{"$f":"IFERROR(IF('1. Summary'!$D$12=\"No\",\nIF(A90=\"RR\",VLOOKUP('1. Summary'!$D$7&'1. Summary'!$D$5,'TN LRs'!$A$2:$O$324,4,FALSE)*F90*(1-(1-((0.0308*D90^5)-(0.2562*D90^4)+(0.8634*D90^3)-(1.5285*D90^2)+(1.501*D90)-0.013))*(1-(VLOOKUP(E90,'Efficiency BMPs'!$B$52:$J$57,7,FALSE))))+VLOOKUP('1. Summary'!$D$7&'1. Summary'!$D$5,'TN LRs'!$A$2:$O$324,7,FALSE)*I90*(1-(1-((0.0308*D90^5)-(0.2562*D90^4)+(0.8634*D90^3)-(1.5285*D90^2)+(1.501*D90)-0.013))*(1-(VLOOKUP(E90,'Efficiency BMPs'!$B$52:$J$57,7,FALSE)))),\nIF(A90=\"ST\",VLOOKUP('1. Summary'!$D$7&'1. Summary'!$D$5,'TN LRs'!$A$2:$O$324,4,FALSE)*F90*(1-(1-((0.0152*D90^5)-(0.131*D90^4)+(0.4581*D90^3)-(0.8418*D90^2)+(0.8536*D90)-0.0046))*(1-(VLOOKUP(E90,'Efficiency BMPs'!$B$52:$J$57,7,FALSE))))+VLOOKUP('1. Summary'!$D$7&'1. Summary'!$D$5,'TN LRs'!$A$2:$O$324,7,FALSE)*I90*(1-(1-((0.0152*D90^5)-(0.131*D90^4)+(0.4581*D90^3)-(0.8418*D90^2)+(0.8536*D90)-0.0046))*(1-(VLOOKUP(E90,'Efficiency BMPs'!$B$52:$J$57,7,FALSE)))),\nVLOOKUP('1. Summary'!$D$7&'1. Summary'!$D$5,'TN LRs'!$A$2:$O$324,4,FALSE)*F90*(1-(1-(VLOOKUP(A90,'Efficiency BMPs'!$B$13:$J$43,7,FALSE)))*(1-(VLOOKUP(E90,'Efficiency BMPs'!$B$52:$J$57,7,FALSE))))+VLOOKUP('1. Summary'!$D$7&'1. Summary'!$D$5,'TN LRs'!$A$2:$O$324,7,FALSE)*I90*(1-(1-(VLOOKUP(A90,'Efficiency BMPs'!$B$13:$J$43,7,FALSE)))*(1-(VLOOKUP(E90,'Efficiency BMPs'!$B$52:$J$57,7,FALSE)))))),\nIF(A90=\"RR\",VLOOKUP('1. Summary'!$D$7&'1. Summary'!$D$5,'TN LRs'!$A$2:$O$324,5,FALSE)*G90*(1-(1-(((0.0308*D90^5)-(0.2562*D90^4)+(0.8634*D90^3)-(1.5285*D90^2)+(1.501*D90)-0.013)))*(1-(VLOOKUP(E90,'Efficiency BMPs'!$B$52:$J$57,7,FALSE))))+VLOOKUP('1. Summary'!$D$7&'1. Summary'!$D$5,'TN LRs'!$A$2:$O$324,6,FALSE)*H90*(1-(1-(((0.0308*D90^5)-(0.2562*D90^4)+(0.8634*D90^3)-(1.5285*D90^2)+(1.501*D90)-0.013)))*(1-(VLOOKUP(E90,'Efficiency BMPs'!$B$52:$J$57,7,FALSE))))+VLOOKUP('1. Summary'!$D$7&'1. Summary'!$D$5,'TN LRs'!$A$2:$O$324,7,FALSE)*I90*(1-(1-(((0.0308*D90^5)-(0.2562*D90^4)+(0.8634*D90^3)-(1.5285*D90^2)+(1.501*D90)-0.013)))*(1-(VLOOKUP(E90,'Efficiency BMPs'!$B$52:$J$57,7,FALSE)))),\nIF(A90=\"ST\",VLOOKUP('1. Summary'!$D$7&'1. Summary'!$D$5,'TN LRs'!$A$2:$O$324,5,FALSE)*G90*(1-(1-(((0.0152*D90^5)-(0.131*D90^4)+(0.4581*D90^3)-(0.8418*D90^2)+(0.8536*D90)-0.0046)))*(1-(VLOOKUP(E90,'Efficiency BMPs'!$B$52:$J$57,7,FALSE))))+VLOOKUP('1. Summary'!$D$7&'1. Summary'!$D$5,'TN LRs'!$A$2:$O$324,6,FALSE)*H90*(1-(1-(((0.0152*D90^5)-(0.131*D90^4)+(0.4581*D90^3)-(0.8418*D90^2)+(0.8536*D90)-0.0046)))*(1-(VLOOKUP(E90,'Efficiency BMPs'!$B$52:$J$57,7,FALSE))))+VLOOKUP('1. Summary'!$D$7&'1. Summary'!$D$5,'TN LRs'!$A$2:$O$324,7,FALSE)*I90*(1-(1-(((0.0152*D90^5)-(0.131*D90^4)+(0.4581*D90^3)-(0.8418*D90^2)+(0.8536*D90)-0.0046)))*(1-(VLOOKUP(E90,'Efficiency BMPs'!$B$52:$J$57,7,FALSE)))),\nVLOOKUP('1. Summary'!$D$7&'1. Summary'!$D$5,'TN LRs'!$A$2:$O$324,5,FALSE)*G90*(1-(1-(VLOOKUP(A90,'Efficiency BMPs'!$B$13:$J$43,7,FALSE)))*(1-(VLOOKUP(E90,'Efficiency BMPs'!$B$52:$J$57,7,FALSE))))+VLOOKUP('1. Summary'!$D$7&'1. Summary'!$D$5,'TN LRs'!$A$2:$O$324,6,FALSE)*H90*(1-(1-(VLOOKUP(A90,'Efficiency BMPs'!$B$13:$J$43,7,FALSE)))*(1-(VLOOKUP(E90,'Efficiency BMPs'!$B$52:$J$57,7,FALSE))))+VLOOKUP('1. Summary'!$D$7&'1. Summary'!$D$5,'TN LRs'!$A$2:$O$324,7,FALSE)*I90*(1-(1-(VLOOKUP(A90,'Efficiency BMPs'!$B$13:$J$43,7,FALSE)))*(1-(VLOOKUP(E90,'Efficiency BMPs'!$B$52:$J$57,7,FALSE))))))),0)","v":0},{"$f":"IFERROR(IF('1. Summary'!$D$12=\"No\",\nIF(A90=\"RR\",VLOOKUP('1. Summary'!$D$7&'1. Summary'!$D$5,'TP LRs'!$A$2:$O$324,4,FALSE)*F90*(1-(1-((0.0304*D90^5)-(0.2619*D90^4)+(0.9161*D90^3)-(1.6837*D90^2)+(1.7072*D90)-0.0091))*(1-(VLOOKUP(E90,'Efficiency BMPs'!$B$52:$J$57,8,FALSE))))+VLOOKUP('1. Summary'!$D$7&'1. Summary'!$D$5,'TP LRs'!$A$2:$O$324,7,FALSE)*I90*(1-(1-((0.0304*D90^5)-(0.2619*D90^4)+(0.9161*D90^3)-(1.6837*D90^2)+(1.7072*D90)-0.0091))*(1-(VLOOKUP(E90,'Efficiency BMPs'!$B$52:$J$57,8,FALSE)))),\nIF(A90=\"ST\",VLOOKUP('1. Summary'!$D$7&'1. Summary'!$D$5,'TP LRs'!$A$2:$O$324,4,FALSE)*F90*(1-(1-((0.0239*D90^5)-(0.2058*D90^4)+(0.7198*D90^3)-(1.3229*D90^2)+(1.3414*D90)-0.0072))*(1-(VLOOKUP(E90,'Efficiency BMPs'!$B$52:$J$57,8,FALSE))))+VLOOKUP('1. Summary'!$D$7&'1. Summary'!$D$5,'TP LRs'!$A$2:$O$324,7,FALSE)*I90*(1-(1-((0.0239*D90^5)-(0.2058*D90^4)+(0.7198*D90^3)-(1.3229*D90^2)+(1.3414*D90)-0.0072))*(1-(VLOOKUP(E90,'Efficiency BMPs'!$B$52:$J$57,8,FALSE)))),\nVLOOKUP('1. Summary'!$D$7&'1. Summary'!$D$5,'TP LRs'!$A$2:$O$324,4,FALSE)*F90*(1-(1-(VLOOKUP(A90,'Efficiency BMPs'!$B$13:$J$43,8,FALSE)))*(1-(VLOOKUP(E90,'Efficiency BMPs'!$B$52:$J$57,8,FALSE))))+VLOOKUP('1. Summary'!$D$7&'1. Summary'!$D$5,'TP LRs'!$A$2:$O$324,7,FALSE)*I90*(1-(1-(VLOOKUP(A90,'Efficiency BMPs'!$B$13:$J$43,8,FALSE)))*(1-(VLOOKUP(E90,'Efficiency BMPs'!$B$52:$J$57,8,FALSE)))))),\nIF(A90=\"RR\",VLOOKUP('1. Summary'!$D$7&'1. Summary'!$D$5,'TP LRs'!$A$2:$O$324,5,FALSE)*G90*(1-(1-(((0.0304*D90^5)-(0.2619*D90^4)+(0.9161*D90^3)-(1.6837*D90^2)+(1.7072*D90)-0.0091)))*(1-(VLOOKUP(E90,'Efficiency BMPs'!$B$52:$J$57,8,FALSE))))+VLOOKUP('1. Summary'!$D$7&'1. Summary'!$D$5,'TP LRs'!$A$2:$O$324,6,FALSE)*H90*(1-(1-(((0.0304*D90^5)-(0.2619*D90^4)+(0.9161*D90^3)-(1.6837*D90^2)+(1.7072*D90)-0.0091)))*(1-(VLOOKUP(E90,'Efficiency BMPs'!$B$52:$J$57,8,FALSE))))+VLOOKUP('1. Summary'!$D$7&'1. Summary'!$D$5,'TP LRs'!$A$2:$O$324,7,FALSE)*I90*(1-(1-(((0.0304*D90^5)-(0.2619*D90^4)+(0.9161*D90^3)-(1.6837*D90^2)+(1.7072*D90)-0.0091)))*(1-(VLOOKUP(E90,'Efficiency BMPs'!$B$52:$J$57,8,FALSE)))),\nIF(A90=\"ST\",VLOOKUP('1. Summary'!$D$7&'1. Summary'!$D$5,'TP LRs'!$A$2:$O$324,5,FALSE)*G90*(1-(1-(((0.0239*D90^5)-(0.2058*D90^4)+(0.7198*D90^3)-(1.3229*D90^2)+(1.3414*D90)-0.0072)))*(1-(VLOOKUP(E90,'Efficiency BMPs'!$B$52:$J$57,8,FALSE))))+VLOOKUP('1. Summary'!$D$7&'1. Summary'!$D$5,'TP LRs'!$A$2:$O$324,6,FALSE)*H90*(1-(1-(((0.0239*D90^5)-(0.2058*D90^4)+(0.7198*D90^3)-(1.3229*D90^2)+(1.3414*D90)-0.0072)))*(1-(VLOOKUP(E90,'Efficiency BMPs'!$B$52:$J$57,8,FALSE))))+VLOOKUP('1. Summary'!$D$7&'1. Summary'!$D$5,'TP LRs'!$A$2:$O$324,7,FALSE)*I90*(1-(1-(((0.0239*D90^5)-(0.2058*D90^4)+(0.7198*D90^3)-(1.3229*D90^2)+(1.3414*D90)-0.0072)))*(1-(VLOOKUP(E90,'Efficiency BMPs'!$B$52:$J$57,8,FALSE)))),\nVLOOKUP('1. Summary'!$D$7&'1. Summary'!$D$5,'TP LRs'!$A$2:$O$324,5,FALSE)*G90*(1-(1-(VLOOKUP(A90,'Efficiency BMPs'!$B$13:$J$43,8,FALSE)))*(1-(VLOOKUP(E90,'Efficiency BMPs'!$B$52:$J$57,8,FALSE))))+VLOOKUP('1. Summary'!$D$7&'1. Summary'!$D$5,'TP LRs'!$A$2:$O$324,6,FALSE)*H90*(1-(1-(VLOOKUP(A90,'Efficiency BMPs'!$B$13:$J$43,8,FALSE)))*(1-(VLOOKUP(E90,'Efficiency BMPs'!$B$52:$J$57,8,FALSE))))+VLOOKUP('1. Summary'!$D$7&'1. Summary'!$D$5,'TP LRs'!$A$2:$O$324,7,FALSE)*I90*(1-(1-(VLOOKUP(A90,'Efficiency BMPs'!$B$13:$J$43,8,FALSE)))*(1-(VLOOKUP(E90,'Efficiency BMPs'!$B$52:$J$57,8,FALSE))))))),0)","v":0},{"$f":"IFERROR(IF('1. Summary'!$D$12=\"No\",\nIF(A90=\"RR\",VLOOKUP('1. Summary'!$D$7&'1. Summary'!$D$5,'TSS LRs'!$A$2:$O$324,4,FALSE)*F90*(1-(1-((0.0326*D90^5)-(0.2806*D90^4)+(0.9816*D90^3)-(1.8039*D90^2)+(1.8292*D90)-0.0098))*(1-(VLOOKUP(E90,'Efficiency BMPs'!$B$52:$J$57,9,FALSE))))+VLOOKUP('1. Summary'!$D$7&'1. Summary'!$D$5,'TSS LRs'!$A$2:$O$324,7,FALSE)*I90*(1-(1-((0.0326*D90^5)-(0.2806*D90^4)+(0.9816*D90^3)-(1.8039*D90^2)+(1.8292*D90)-0.0098))*(1-(VLOOKUP(E90,'Efficiency BMPs'!$B$52:$J$57,9,FALSE)))),\nIF(A90=\"ST\",VLOOKUP('1. Summary'!$D$7&'1. Summary'!$D$5,'TSS LRs'!$A$2:$O$324,4,FALSE)*F90*(1-(1-((0.0304*D90^5)-(0.2619*D90^4)+(0.9161*D90^3)-(1.6837*D90^2)+(1.7072*D90)-0.0091))*(1-(VLOOKUP(E90,'Efficiency BMPs'!$B$52:$J$57,9,FALSE))))+VLOOKUP('1. Summary'!$D$7&'1. Summary'!$D$5,'TSS LRs'!$A$2:$O$324,7,FALSE)*I90*(1-(1-((0.0304*D90^5)-(0.2619*D90^4)+(0.9161*D90^3)-(1.6837*D90^2)+(1.7072*D90)-0.0091))*(1-(VLOOKUP(E90,'Efficiency BMPs'!$B$52:$J$57,9,FALSE)))),\nVLOOKUP('1. Summary'!$D$7&'1. Summary'!$D$5,'TSS LRs'!$A$2:$O$324,4,FALSE)*F90*(1-(1-(VLOOKUP(A90,'Efficiency BMPs'!$B$13:$J$43,9,FALSE)))*(1-(VLOOKUP(E90,'Efficiency BMPs'!$B$52:$J$57,9,FALSE))))+VLOOKUP('1. Summary'!$D$7&'1. Summary'!$D$5,'TSS LRs'!$A$2:$O$324,7,FALSE)*I90*(1-(1-(VLOOKUP(A90,'Efficiency BMPs'!$B$13:$J$43,9,FALSE)))*(1-(VLOOKUP(E90,'Efficiency BMPs'!$B$52:$J$57,9,FALSE)))))),\nIF(A90=\"RR\",VLOOKUP('1. Summary'!$D$7&'1. Summary'!$D$5,'TSS LRs'!$A$2:$O$324,5,FALSE)*G90*(1-(1-(((0.0326*D90^5)-(0.2806*D90^4)+(0.9816*D90^3)-(1.8039*D90^2)+(1.8292*D90)-0.0098)))*(1-(VLOOKUP(E90,'Efficiency BMPs'!$B$52:$J$57,9,FALSE))))+VLOOKUP('1. Summary'!$D$7&'1. Summary'!$D$5,'TSS LRs'!$A$2:$O$324,6,FALSE)*H90*(1-(1-(((0.0326*D90^5)-(0.2806*D90^4)+(0.9816*D90^3)-(1.8039*D90^2)+(1.8292*D90)-0.0098)))*(1-(VLOOKUP(E90,'Efficiency BMPs'!$B$52:$J$57,9,FALSE))))+VLOOKUP('1. Summary'!$D$7&'1. Summary'!$D$5,'TSS LRs'!$A$2:$O$324,7,FALSE)*I90*(1-(1-(((0.0326*D90^5)-(0.2806*D90^4)+(0.9816*D90^3)-(1.8039*D90^2)+(1.8292*D90)-0.0098)))*(1-(VLOOKUP(E90,'Efficiency BMPs'!$B$52:$J$57,9,FALSE)))),\nIF(A90=\"ST\",VLOOKUP('1. Summary'!$D$7&'1. Summary'!$D$5,'TSS LRs'!$A$2:$O$324,5,FALSE)*G90*(1-(1-(((0.0304*D90^5)-(0.2619*D90^4)+(0.9161*D90^3)-(1.6837*D90^2)+(1.7072*D90)-0.0091)))*(1-(VLOOKUP(E90,'Efficiency BMPs'!$B$52:$J$57,9,FALSE))))+VLOOKUP('1. Summary'!$D$7&'1. Summary'!$D$5,'TSS LRs'!$A$2:$O$324,6,FALSE)*H90*(1-(1-(((0.0304*D90^5)-(0.2619*D90^4)+(0.9161*D90^3)-(1.6837*D90^2)+(1.7072*D90)-0.0091)))*(1-(VLOOKUP(E90,'Efficiency BMPs'!$B$52:$J$57,9,FALSE))))+VLOOKUP('1. Summary'!$D$7&'1. Summary'!$D$5,'TSS LRs'!$A$2:$O$324,7,FALSE)*I90*(1-(1-(((0.0304*D90^5)-(0.2619*D90^4)+(0.9161*D90^3)-(1.6837*D90^2)+(1.7072*D90)-0.0091)))*(1-(VLOOKUP(E90,'Efficiency BMPs'!$B$52:$J$57,9,FALSE)))),\nVLOOKUP('1. Summary'!$D$7&'1. Summary'!$D$5,'TSS LRs'!$A$2:$O$324,5,FALSE)*G90*(1-(1-(VLOOKUP(A90,'Efficiency BMPs'!$B$13:$J$43,9,FALSE)))*(1-(VLOOKUP(E90,'Efficiency BMPs'!$B$52:$J$57,9,FALSE))))+VLOOKUP('1. Summary'!$D$7&'1. Summary'!$D$5,'TSS LRs'!$A$2:$O$324,6,FALSE)*H90*(1-(1-(VLOOKUP(A90,'Efficiency BMPs'!$B$13:$J$43,9,FALSE)))*(1-(VLOOKUP(E90,'Efficiency BMPs'!$B$52:$J$57,9,FALSE))))+VLOOKUP('1. Summary'!$D$7&'1. Summary'!$D$5,'TSS LRs'!$A$2:$O$324,7,FALSE)*I90*(1-(1-(VLOOKUP(A90,'Efficiency BMPs'!$B$13:$J$43,9,FALSE)))*(1-(VLOOKUP(E90,'Efficiency BMPs'!$B$52:$J$57,9,FALSE))))))),0)","v":0},{"$f":"IFERROR(J90*VLOOKUP('1. Summary'!$D$5,DFs!$B$2:$F$183,3,0),0)","v":0},{"$f":"IFERROR(K90*VLOOKUP('1. Summary'!$D$5,DFs!$B$2:$F$183,4,0),0)","v":0},{"$f":"IFERROR(L90*VLOOKUP('1. Summary'!$D$5,DFs!$B$2:$F$183,5,0),0)","v":0}]
["Total",null,null,null,null,{"$f":"SUMIF(F81:F90,\"<>#N/A\")","v":0},0,0,0,0,0,0,0,0,0]

{"sheet":"5. Implementation Scenario","index":5,"n_rows":105,"n_cols":16,"rows_kept":105,"cut":false,"hidden":false,"merged":[[79,3,79,4],[79,1,79,2],[82,1,82,2],[81,1,81,2],[80,1,80,2],[82,3,82,4],[94,2,94,3],[76,0,76,15],[92,13,92,15],[92,4,93,4],[85,0,85,4],[92,2,93,3],[92,1,93,1],[92,0,93,0],[92,10,92,12],[92,5,93,5],[92,6,92,9],[89,0,89,15],[84,1,84,2],[84,3,84,4],[90,0,91,12],[1,0,1,15],[78,5,79,5],[11,1,11,2],[12,1,12,2],[20,0,21,0],[20,4,21,4],[20,5,20,7],[20,8,20,10],[13,1,13,2],[14,1,14,2],[15,1,15,2],[20,2,21,3],[20,1,21,1],[18,0,18,15],[37,0,37,1],[40,0,41,0],[45,0,45,1],[48,0,49,0],[48,5,49,5],[78,9,78,11],[78,6,78,8],[78,0,79,0],[2,0,3,0],[68,0,68,10],[4,0,7,0],[104,0,104,5],[98,2,98,3],[97,2,97,3],[96,2,96,3],[95,2,95,3],[102,2,102,3],[101,2,101,3],[100,2,100,3],[99,2,99,3],[59,5,60,5],[48,2,49,4],[54,2,54,4],[53,2,53,4],[52,2,52,4],[51,2,51,4],[50,2,50,4],[55,0,55,4],[69,4,70,4],[78,1,78,4],[8,0,11,0],[59,2,59,4],[16,0,16,2],[71,2,71,3],[2,3,2,5],[2,6,2,8],[2,1,3,2],[7,1,7,2],[6,1,6,2],[5,1,5,2],[4,1,4,2],[8,1,8,2],[9,1,9,2],[12,0,15,0],[10,1,10,2],[59,1,60,1],[40,1,41,1],[59,0,60,0],[40,3,40,5],[32,0,33,0],[19,0,19,10],[25,0,25,3],[48,6,48,8],[48,9,48,11],[32,2,33,2],[32,3,32,5],[24,2,24,3],[23,2,23,3],[22,2,22,3],[48,1,49,1],[27,0,27,15],[28,0,29,10],[59,6,59,8],[58,0,58,10],[103,2,103,3],[69,2,70,3],[40,6,40,8],[77,0,77,10],[31,0,31,15],[39,0,39,15],[47,0,47,15],[57,0,57,15],[67,0,67,15],[83,1,83,2],[83,3,83,4],[32,1,33,1],[69,6,69,8],[65,0,65,4],[81,3,81,4],[80,3,80,4],[74,0,74,4],[59,9,59,11],[69,9,69,11],[40,2,41,2],[69,1,70,1],[69,0,70,0],[73,2,73,3],[72,2,72,3]]}
["5. IMPLEMENTATION SCENARIO"]
["SUMMARY"]
["Scenario","BMP type",null,"Total EOS Load Reduction (lbs/yr)",null,null,"Total EOT Load Reduction (lbs/yr)"]
[null,null,null,"TN","TP","TSS","TN","TP","TSS",null,"If applicable, define each milestone desgination below:"]
["Milestone 1","Septic",null,{"$f":"SUMIF($A$23:$A$25,\"Milestone 1\",F23:F25)","v":0},0,0,0,0,0,null,"Milestone 1:"]
[null,"Alternative",null,{"$f":"SUMIF($A$72:$A$74,\"Milestone 1\",G72:G74)+SUMIF($A$51:$A$55,\"Milestone 1\",G51:G55)+SUMIF($A$62:$A$65,\"Milestone 1\",G62:G65)+SUMIF($A$43:$A$45,\"Milestone 1\",D43:D45)","v":0},{"$f":"SUMIF($A$72:$A$74,\"Milestone 1\",H72:H74)+SUMIF($A$51:$A$55,\"Milestone 1\",H51:H55)+SUMIF($A$62:$A$65,\"Milestone 1\",H62:H65)+SUMIF($A$43:$A$45,\"Milestone 1\",E43:E45)","v":0},{"$f":"SUMIF($A$72:$A$74,\"Milestone 1\",I72:I74)+SUMIF($A$51:$A$55,\"Milestone 1\",I51:I55)+SUMIF($A$62:$A$65,\"Milestone 1\",I62:I65)+SUMIF($A$43:$A$45,\"Milestone 1\",F43:F45)","v":0},{"$f":"SUMIF($A$72:$A$74,\"Milestone 1\",J72:J74)+SUMIF($A$51:$A$55,\"Milestone 1\",J51:J55)+SUMIF($A$62:$A$65,\"Milestone 1\",J62:J65)+SUMIF($A$43:$A$45,\"Milestone 1\",G43:G45)+SUMIF($A$35:$A$37,\"Milestone 1\",D35:D37)","v":0},{"$f":"SUMIF($A$72:$A$74,\"Milestone 1\",K72:K74)+SUMIF($A$51:$A$55,\"Milestone 1\",K51:K55)+SUMIF($A$62:$A$65,\"Milestone 1\",K62:K65)+SUMIF($A$43:$A$45,\"Milestone 1\",H43:H45)+SUMIF($A$35:$A$37,\"Milestone 1\",E35:E37)","v":0},{"$f":"SUMIF($A$72:$A$74,\"Milestone 1\",L72:L74)+SUMIF($A$51:$A$55,\"Milestone 1\",L51:L55)+SUMIF($A$62:$A$65,\"Milestone 1\",L62:L65)+SUMIF($A$43:$A$45,\"Milestone 1\",I43:I45)+SUMIF($A$35:$A$37,\"Milestone 1\",F35:F37)","v":0},null,"Milestone 2:"]
[null,"Land Use Conversion",null,{"$f":"SUMIF($A$81:$A$85,\"Milestone 1\",G81:G85)","v":0},0,0,0,0,0,null,"Planned: "]
[null,"Stormwater Management",null,{"$f":"SUMIF($A$95:$A$104,\"Milestone 1\",K95:K104)","v":0},0,0,0,0,0]
["Milestone 2","Septic",null,{"$f":"SUMIF($A$23:$A$25,\"Milestone 2\",F23:F25)","v":0},0,0,0,0,0]
[null,"Alternative",null,{"$f":"SUMIF($A$72:$A$74,\"Milestone 2\",G72:G74)+SUMIF($A$51:$A$55,\"Milestone 2\",G51:G55)+SUMIF($A$62:$A$65,\"Milestone 2\",G62:G65)+SUMIF($A$43:$A$45,\"Milestone 2\",D43:D45)","v":0},{"$f":"SUMIF($A$72:$A$74,\"Milestone 2\",H72:H74)+SUMIF($A$51:$A$55,\"Milestone 2\",H51:H55)+SUMIF($A$62:$A$65,\"Milestone 2\",H62:H65)+SUMIF($A$43:$A$45,\"Milestone 2\",E43:E45)","v":0},{"$f":"SUMIF($A$72:$A$74,\"Milestone 2\",I72:I74)+SUMIF($A$51:$A$55,\"Milestone 2\",I51:I55)+SUMIF($A$62:$A$65,\"Milestone 2\",I62:I65)+SUMIF($A$43:$A$45,\"Milestone 2\",F43:F45)","v":0},{"$f":"SUMIF($A$72:$A$74,\"Milestone 2\",J72:J74)+SUMIF($A$51:$A$55,\"Milestone 2\",J51:J55)+SUMIF($A$62:$A$65,\"Milestone 2\",J62:J65)+SUMIF($A$43:$A$45,\"Milestone 2\",G43:G45)+SUMIF($A$35:$A$37,\"Milestone 2\",D35:D37)","v":0},{"$f":"SUMIF($A$72:$A$74,\"Milestone 2\",K72:K74)+SUMIF($A$51:$A$55,\"Milestone 2\",K51:K55)+SUMIF($A$62:$A$65,\"Milestone 2\",K62:K65)+SUMIF($A$43:$A$45,\"Milestone 2\",H43:H45)+SUMIF($A$35:$A$37,\"Milestone 2\",E35:E37)","v":0},{"$f":"SUMIF($A$72:$A$74,\"Milestone 2\",L72:L74)+SUMIF($A$51:$A$55,\"Milestone 2\",L51:L55)+SUMIF($A$62:$A$65,\"Milestone 2\",L62:L65)+SUMIF($A$43:$A$45,\"Milestone 2\",I43:I45)+SUMIF($A$35:$A$37,\"Milestone 2\",F35:F37)","v":0}]
[null,"Land Use Conversion",null,{"$f":"SUMIF($A$81:$A$85,\"Milestone 2\",G81:G85)","v":0},0,0,0,0,0]
[null,"Stormwater Management",null,{"$f":"SUMIF($A$95:$A$104,\"Milestone 2\",K95:K104)","v":0},0,0,0,0,0]
["Planned","Septic",null,{"$f":"SUMIF($A$23:$A$25,\"Planned\",F23:F25)","v":0},0,0,0,0,0]
[null,"Alternative",null,{"$f":"SUMIF($A$72:$A$74,\"Planned\",G72:G74)+SUMIF($A$51:$A$55,\"Planned\",G51:G55)+SUMIF($A$62:$A$65,\"Planned\",G62:G65)+SUMIF($A$43:$A$45,\"Planned\",D43:D45)","v":0},{"$f":"SUMIF($A$72:$A$74,\"Planned\",H72:H74)+SUMIF($A$51:$A$55,\"Planned\",H51:H55)+SUMIF($A$62:$A$65,\"Planned\",H62:H65)+SUMIF($A$43:$A$45,\"Planned\",E43:E45)","v":0},{"$f":"SUMIF($A$72:$A$74,\"Planned\",I72:I74)+SUMIF($A$51:$A$55,\"Planned\",I51:I55)+SUMIF($A$62:$A$65,\"Planned\",I62:I65)+SUMIF($A$43:$A$45,\"Planned\",F43:F45)","v":0},{"$f":"SUMIF($A$72:$A$74,\"Planned\",J72:J74)+SUMIF($A$51:$A$55,\"Planned\",J51:J55)+SUMIF($A$62:$A$65,\"Planned\",J62:J65)+SUMIF($A$43:$A$45,\"Planned\",G43:G45)+SUMIF($A$35:$A$37,\"Planned\",D35:D37)","v":0},{"$f":"SUMIF($A$72:$A$74,\"Planned\",K72:K74)+SUMIF($A$51:$A$55,\"Planned\",K51:K55)+SUMIF($A$62:$A$65,\"Planned\",K62:K65)+SUMIF($A$43:$A$45,\"Planned\",H43:H45)+SUMIF($A$35:$A$37,\"Planned\",E35:E37)","v":0},{"$f":"SUMIF($A$72:$A$74,\"Planned\",L72:L74)+SUMIF($A$51:$A$55,\"Planned\",L51:L55)+SUMIF($A$62:$A$65,\"Planned\",L62:L65)+SUMIF($A$43:$A$45,\"Planned\",I43:I45)+SUMIF($A$35:$A$37,\"Planned\",F35:F37)","v":0}]
[null,"Land Use Conversion",null,{"$f":"SUMIF($A$81:$A$85,\"Planned\",G81:G85)","v":0},0,0,0,0,0]
[null,"Stormwater Management",null,{"$f":"SUMIF($A$95:$A$104,\"Planned\",K95:K104)","v":0},0,0,0,0,0]
["Total",null,null,{"$f":"SUMIF(D5:D16,\"<>#N/A\")","v":0},{"$f":"SUMIF(E5:E16,\"<>#N/A\")","v":0},0,0,0,0]
[]
["SEPTIC BMPs "]
["Populate blue cells below with proposed septic BMP information. Record each BMP's proposed impementation period by indicating whether it is a Milestone 1, Milestone 2, or Planned BMP. Please note that addition of septic loads is OPTIONAL."]
["Scenario","BMP Short Name","BMP Description",null,"# of Systems","EOS Load Reduction (lbs/yr)",null,null,"EOT Load Reduction (lbs/yr)"]
[null,null,null,null,null,"TN","TP","TSS","TN","TP","TSS"]
[null,null,{"$f":"IFERROR(VLOOKUP(B23,'Efficiency BMPs'!$B$38:$C$44,2,FALSE),\"\")","v":""},null,null,{"$f":"IFERROR((VLOOKUP(B23,'Efficiency BMPs'!$B$38:$J$44,7,FALSE)*E23*VLOOKUP('1. Summary'!$D$7&'1. Summary'!$D$5,'TN LRs'!$A$2:$O$324,14,FALSE)),0)","v":0},{"$f":"IFERROR((VLOOKUP(B23,'Efficiency BMPs'!$B$38:$J$44,8,FALSE)*E23*VLOOKUP('1. Summary'!$D$7&'1. Summary'!$D$5,'TP LRs'!$A$2:$O$324,14,FALSE)),0)","v":0},{"$f":"IFERROR((VLOOKUP(B23,'Efficiency BMPs'!$B$38:$J$44,9,FALSE)*E23*VLOOKUP('1. Summary'!$D$7&'1. Summary'!$D$5,'TSS LRs'!$A$2:$O$324,14,FALSE)),0)","v":0},{"$f":"IFERROR(F23*VLOOKUP('1. Summary'!$D$5,DFs!$B$2:$F$183,3,0),0)","v":0},{"$f":"IFERROR(G23*VLOOKUP('1. Summary'!$D$5,DFs!$B$2:$F$183,4,0),0)","v":0},{"$f":"IFERROR(H23*VLOOKUP('1. Summary'!$D$5,DFs!$B$2:$F$183,5,0),0)","v":0}]
[null,null,{"$f":"IFERROR(VLOOKUP(B24,'Efficiency BMPs'!$B$38:$C$44,2,FALSE),\"\")","v":""},null,null,{"$f":"IFERROR((VLOOKUP(B24,'Efficiency BMPs'!$B$38:$J$44,7,FALSE)*E24*VLOOKUP('1. Summary'!$D$7&'1. Summary'!$D$5,'TN LRs'!$A$2:$O$324,14,FALSE)),0)","v":0},{"$f":"IFERROR((VLOOKUP(B24,'Efficiency BMPs'!$B$38:$J$44,8,FALSE)*E24*VLOOKUP('1. Summary'!$D$7&'1. Summary'!$D$5,'TP LRs'!$A$2:$O$324,14,FALSE)),0)","v":0},{"$f":"IFERROR((VLOOKUP(B24,'Efficiency BMPs'!$B$38:$J$44,9,FALSE)*E24*VLOOKUP('1. Summary'!$D$7&'1. Summary'!$D$5,'TSS LRs'!$A$2:$O$324,14,FALSE)),0)","v":0},{"$f":"IFERROR(F24*VLOOKUP('1. Summary'!$D$5,DFs!$B$2:$F$183,3,0),0)","v":0},{"$f":"IFERROR(G24*VLOOKUP('1. Summary'!$D$5,DFs!$B$2:$F$183,4,0),0)","v":0},{"$f":"IFERROR(H24*VLOOKUP('1. Summary'!$D$5,DFs!$B$2:$F$183,5,0),0)","v":0}]
[null,null,{"$f":"IFERROR(VLOOKUP(B25,'Efficiency BMPs'!$B$38:$C$44,2,FALSE),\"\")","v":""},null,null,{"$f":"IFERROR((VLOOKUP(B25,'Efficiency BMPs'!$B$38:$J$44,7,FALSE)*E25*VLOOKUP('1. Summary'!$D$7&'1. Summary'!$D$5,'TN LRs'!$A$2:$O$324,14,FALSE)),0)","v":0},{"$f":"IFERROR((VLOOKUP(B25,'Efficiency BMPs'!$B$38:$J$44,8,FALSE)*E25*VLOOKUP('1. Summary'!$D$7&'1. Summary'!$D$5,'TP LRs'!$A$2:$O$324,14,FALSE)),0)","v":0},{"$f":"IFERROR((VLOOKUP(B25,'Efficiency BMPs'!$B$38:$J$44,9,FALSE)*E25*VLOOKUP('1. Summary'!$D$7&'1. Summary'!$D$5,'TSS LRs'!$A$2:$O$324,14,FALSE)),0)","v":0},{"$f":"IFERROR(F25*VLOOKUP('1. Summary'!$D$5,DFs!$B$2:$F$183,3,0),0)","v":0},{"$f":"IFERROR(G25*VLOOKUP('1. Summary'!$D$5,DFs!$B$2:$F$183,4,0),0)","v":0},{"$f":"IFERROR(H25*VLOOKUP('1. Summary'!$D$5,DFs!$B$2:$F$183,5,0),0)","v":0}]
["Total",null,null,null,{"$f":"SUMIF(E23:E25,\"<>#N/A\")","v":0},0,0,0,0,0,0]
[]
["ALTERNATIVE BMPs"]
["Populate blue cells below with proposed alternative BMP information. It is recommended that Shoreline Managment and Stream Restoration load reductions be entered manually, however, default planning rates are available for planning purposes. Record each BMP's proposed impementation period by indicating whether it is a Milestone 1, Milestone 2, or Planned BMP. Levels of planned annual BMPs should only reflect increases above the Progress Scenario."]
[]
[]
["SHORELINE MANAGEMENT"]
["Scenario","Type","Total Feet","EOT Load Reduction (lbs/yr)"]
[null,null,null,"TN","TP","TSS"]
[null,null,null,{"$f":"IF(B35=\"Default Planning\",C35*'Efficiency BMPs'!H46,\"\")","v":""},{"$f":"IF(B35=\"Default Planning\",C35*'Efficiency BMPs'!I46,\"\")","v":""},{"$f":"IF(B35=\"Default Planning\",C35*'Efficiency BMPs'!J46,\"\")","v":""}]
[null,null,null,{"$f":"IF(B36=\"Default Planning\",C36*'Efficiency BMPs'!H46,\"\")","v":""},{"$f":"IF(B36=\"Default Planning\",C36*'Efficiency BMPs'!I46,\"\")","v":""},{"$f":"IF(B36=\"Default Planning\",C36*'Efficiency BMPs'!J46,\"\")","v":""}]
[null,null,null,{"$f":"IF(B37=\"Default Planning\",C37*'Efficiency BMPs'!H46,\"\")","v":""},{"$f":"IF(B37=\"Default Planning\",C37*'Efficiency BMPs'!I46,\"\")","v":""},{"$f":"IF(B37=\"Default Planning\",C37*'Efficiency BMPs'!J46,\"\")","v":""}]
["Total",null,{"$f":"SUMIF(C35:C37,\"<>#N/A\")","v":0},{"$f":"SUMIF(D35:D37,\"<>#N/A\")","v":0},0,0]
[]
["STREAM RESTORATION"]
["Scenario","Type","Total Feet","EOS Load Reduction (lbs/yr)",null,null,"EOT Load Reduction (lbs/yr)"]
[null,null,null,"TN","TP","TSS","TN","TP","TSS"]
[null,null,null,{"$f":"IF(B43=\"Default Planning\",C43*'Efficiency BMPs'!H45,\"\")","v":""},{"$f":"IF(B43=\"Default Planning\",C43*'Efficiency BMPs'!I45,\"\")","v":""},{"$f":"IF(B43=\"Default Planning\",C43*'Efficiency BMPs'!J45,\"\")","v":""},{"$f":"IFERROR(D43*VLOOKUP('1. Summary'!$D$5,DFs!$B$2:$F$183,3,0),0)","v":0},{"$f":"IFERROR(E43*VLOOKUP('1. Summary'!$D$5,DFs!$B$2:$F$183,4,0),0)","v":0},{"$f":"IFERROR(F43*VLOOKUP('1. Summary'!$D$5,DFs!$B$2:$F$183,5,0),0)","v":0}]
[null,null,null,{"$f":"IF(B44=\"Default Planning\",C44*'Efficiency BMPs'!H45,\"\")","v":""},{"$f":"IF(B44=\"Default Planning\",C44*'Efficiency BMPs'!I45,\"\")","v":""},{"$f":"IF(B44=\"Default Planning\",C44*'Efficiency BMPs'!J45,\"\")","v":""},{"$f":"IFERROR(D44*VLOOKUP('1. Summary'!$D$5,DFs!$B$2:$F$183,3,0),0)","v":0},{"$f":"IFERROR(E44*VLOOKUP('1. Summary'!$D$5,DFs!$B$2:$F$183,4,0),0)","v":0},{"$f":"IFERROR(F44*VLOOKUP('1. Summary'!$D$5,DFs!$B$2:$F$183,5,0),0)","v":0}]
[null,null,null,{"$f":"IF(B45=\"Default Planning\",C45*'Efficiency BMPs'!H45,\"\")","v":""},{"$f":"IF(B45=\"Default Planning\",C45*'Efficiency BMPs'!I45,\"\")","v":""},{"$f":"IF(B45=\"Default Planning\",C45*'Efficiency BMPs'!J45,\"\")","v":""},{"$f":"IFERROR(D45*VLOOKUP('1. Summary'!$D$5,DFs!$B$2:$F$183,3,0),0)","v":0},{"$f":"IFERROR(E45*VLOOKUP('1. Summary'!$D$5,DFs!$B$2:$F$183,4,0),0)","v":0},{"$f":"IFERROR(F45*VLOOKUP('1. Summary'!$D$5,DFs!$B$2:$F$183,5,0),0)","v":0}]
["Total",null,{"$f":"SUMIF(C43:C45,\"<>#N/A\")","v":0},{"$f":"SUMIF(D43:D45,\"<>#N/A\")","v":0},0,0,0,0,0]
[]
["STREET SWEEPING"]
["Scenario","BMP Short Name","BMP Description",null,null,"Lane Miles","EOS Load Reduction (lbs/yr)",null,null,"EOT Load Reduction (lbs/yr)"]
[null,null,null,null,null,null,"TN","TP","TSS","TN","TP","TSS"]
[null,null,{"$f":"IFERROR(VLOOKUP(B51,'Efficiency BMPs'!$B$2:$C$12,2,FALSE),\"\")","v":""},null,null,null,{"$f":"IFERROR((VLOOKUP(B51,'Efficiency BMPs'!$B$2:$J$12,7,FALSE))*F51*VLOOKUP('1. Summary'!$D$7&'1. Summary'!$D$5,'TN LRs'!$A$2:$O$324,5,FALSE),0)","v":0},{"$f":"IFERROR((VLOOKUP(B51,'Efficiency BMPs'!$B$2:$J$12,8,FALSE))*F51*VLOOKUP('1. Summary'!$D$7&'1. Summary'!$D$5,'TP LRs'!$A$2:$O$324,5,FALSE),0)","v":0},{"$f":"IFERROR((VLOOKUP(B51,'Efficiency BMPs'!$B$2:$J$12,9,FALSE))*F51*VLOOKUP('1. Summary'!$D$7&'1. Summary'!$D$5,'TSS LRs'!$A$2:$O$324,5,FALSE),0)","v":0},{"$f":"IFERROR(G51*VLOOKUP('1. Summary'!$D$5,DFs!$B$2:$F$183,3,0),0)","v":0},{"$f":"IFERROR(H51*VLOOKUP('1. Summary'!$D$5,DFs!$B$2:$F$183,4,0),0)","v":0},{"$f":"IFERROR(I51*VLOOKUP('1. Summary'!$D$5,DFs!$B$2:$F$183,5,0),0)","v":0}]
[null,null,{"$f":"IFERROR(VLOOKUP(B52,'Efficiency BMPs'!$B$2:$C$12,2,FALSE),\"\")","v":""},null,null,null,{"$f":"IFERROR((VLOOKUP(B52,'Efficiency BMPs'!$B$2:$J$12,7,FALSE))*F52*VLOOKUP('1. Summary'!$D$7&'1. Summary'!$D$5,'TN LRs'!$A$2:$O$324,5,FALSE),0)","v":0},{"$f":"IFERROR((VLOOKUP(B52,'Efficiency BMPs'!$B$2:$J$12,8,FALSE))*F52*VLOOKUP('1. Summary'!$D$7&'1. Summary'!$D$5,'TP LRs'!$A$2:$O$324,5,FALSE),0)","v":0},{"$f":"IFERROR((VLOOKUP(B52,'Efficiency BMPs'!$B$2:$J$12,9,FALSE))*F52*VLOOKUP('1. Summary'!$D$7&'1. Summary'!$D$5,'TSS LRs'!$A$2:$O$324,5,FALSE),0)","v":0},{"$f":"IFERROR(G52*VLOOKUP('1. Summary'!$D$5,DFs!$B$2:$F$183,3,0),0)","v":0},{"$f":"IFERROR(H52*VLOOKUP('1. Summary'!$D$5,DFs!$B$2:$F$183,4,0),0)","v":0},{"$f":"IFERROR(I52*VLOOKUP('1. Summary'!$D$5,DFs!$B$2:$F$183,5,0),0)","v":0}]
[null,null,{"$f":"IFERROR(VLOOKUP(B53,'Efficiency BMPs'!$B$2:$C$12,2,FALSE),\"\")","v":""},null,null,null,{"$f":"IFERROR((VLOOKUP(B53,'Efficiency BMPs'!$B$2:$J$12,7,FALSE))*F53*VLOOKUP('1. Summary'!$D$7&'1. Summary'!$D$5,'TN LRs'!$A$2:$O$324,5,FALSE),0)","v":0},{"$f":"IFERROR((VLOOKUP(B53,'Efficiency BMPs'!$B$2:$J$12,8,FALSE))*F53*VLOOKUP('1. Summary'!$D$7&'1. Summary'!$D$5,'TP LRs'!$A$2:$O$324,5,FALSE),0)","v":0},{"$f":"IFERROR((VLOOKUP(B53,'Efficiency BMPs'!$B$2:$J$12,9,FALSE))*F53*VLOOKUP('1. Summary'!$D$7&'1. Summary'!$D$5,'TSS LRs'!$A$2:$O$324,5,FALSE),0)","v":0},{"$f":"IFERROR(G53*VLOOKUP('1. Summary'!$D$5,DFs!$B$2:$F$183,3,0),0)","v":0},{"$f":"IFERROR(H53*VLOOKUP('1. Summary'!$D$5,DFs!$B$2:$F$183,4,0),0)","v":0},{"$f":"IFERROR(I53*VLOOKUP('1. Summary'!$D$5,DFs!$B$2:$F$183,5,0),0)","v":0}]
[null,null,{"$f":"IFERROR(VLOOKUP(B54,'Efficiency BMPs'!$B$2:$C$12,2,FALSE),\"\")","v":""},null,null,null,{"$f":"IFERROR((VLOOKUP(B54,'Efficiency BMPs'!$B$2:$J$12,7,FALSE))*F54*VLOOKUP('1. Summary'!$D$7&'1. Summary'!$D$5,'TN LRs'!$A$2:$O$324,5,FALSE),0)","v":0},{"$f":"IFERROR((VLOOKUP(B54,'Efficiency BMPs'!$B$2:$J$12,8,FALSE))*F54*VLOOKUP('1. Summary'!$D$7&'1. Summary'!$D$5,'TP LRs'!$A$2:$O$324,5,FALSE),0)","v":0},{"$f":"IFERROR((VLOOKUP(B54,'Efficiency BMPs'!$B$2:$J$12,9,FALSE))*F54*VLOOKUP('1. Summary'!$D$7&'1. Summary'!$D$5,'TSS LRs'!$A$2:$O$324,5,FALSE),0)","v":0},{"$f":"IFERROR(G54*VLOOKUP('1. Summary'!$D$5,DFs!$B$2:$F$183,3,0),0)","v":0},{"$f":"IFERROR(H54*VLOOKUP('1. Summary'!$D$5,DFs!$B$2:$F$183,4,0),0)","v":0},{"$f":"IFERROR(I54*VLOOKUP('1. Summary'!$D$5,DFs!$B$2:$F$183,5,0),0)","v":0}]
[null,null,{"$f":"IFERROR(VLOOKUP(B55,'Efficiency BMPs'!$B$2:$C$12,2,FALSE),\"\")","v":""},null,null,null,{"$f":"IFERROR((VLOOKUP(B55,'Efficiency BMPs'!$B$2:$J$12,7,FALSE))*F55*VLOOKUP('1. Summary'!$D$7&'1. Summary'!$D$5,'TN LRs'!$A$2:$O$324,5,FALSE),0)","v":0},{"$f":"IFERROR((VLOOKUP(B55,'Efficiency BMPs'!$B$2:$J$12,8,FALSE))*F55*VLOOKUP('1. Summary'!$D$7&'1. Summary'!$D$5,'TP LRs'!$A$2:$O$324,5,FALSE),0)","v":0},{"$f":"IFERROR((VLOOKUP(B55,'Efficiency BMPs'!$B$2:$J$12,9,FALSE))*F55*VLOOKUP('1. Summary'!$D$7&'1. Summary'!$D$5,'TSS LRs'!$A$2:$O$324,5,FALSE),0)","v":0},{"$f":"IFERROR(G55*VLOOKUP('1. Summary'!$D$5,DFs!$B$2:$F$183,3,0),0)","v":0},{"$f":"IFERROR(H55*VLOOKUP('1. Summary'!$D$5,DFs!$B$2:$F$183,4,0),0)","v":0},{"$f":"IFERROR(I55*VLOOKUP('1. Summary'!$D$5,DFs!$B$2:$F$183,5,0),0)","v":0}]
["Total",null,null,null,null,{"$f":"SUMIF(F51:F55,\"<>#N/A\")","v":0},0,0,0,0,0,0]
[]
["STORM DRAIN CLEANING"]
["User must indicate whether using default enrichment factors. If yes, leave TN and TP input cells blank."]
["Scenario","Material","Nutrient Enrichment Factor",null,null,"lbs","EOS Load Reduction (lbs/yr)",null,null,"EOT Load Reduction (lbs/yr)"]
[null,null,"Defaults?","TN","TP",null,"TN","TP","TSS","TN","TP","TSS"]
[null,null,null,null,null,null,{"$f":"IFERROR(IF(C62=\"No\",IF(B62=\"Inorganic\",(F62*0.7*D62),(F62*0.2*D62)),IF(B62=\"Inorganic\",(F62*0.7*0.0027),(F62*0.2*0.0111))),0)","v":0},{"$f":"IFERROR(IF(C62=\"No\",IF(B62=\"Inorganic\",(F62*0.7*E62),(F62*0.2*E62)),IF(B62=\"Inorganic\",(F62*0.7*0.0006),(F62*0.2*0.0012))),0)","v":0},{"$f":"IFERROR(IF(B62=\"Inorganic\",(F62*0.7),(F62*0.2)),0)","v":0},{"$f":"IFERROR(G62*VLOOKUP('1. Summary'!$D$5,DFs!$B$2:$F$183,3,0),0)","v":0},{"$f":"IFERROR(H62*VLOOKUP('1. Summary'!$D$5,DFs!$B$2:$F$183,4,0),0)","v":0},{"$f":"IFERROR(I62*VLOOKUP('1. Summary'!$D$5,DFs!$B$2:$F$183,5,0),0)","v":0}]
[null,null,null,null,null,null,{"$f":"IFERROR(IF(C63=\"No\",IF(B63=\"Inorganic\",(F63*0.7*D63),(F63*0.2*D63)),IF(B63=\"Inorganic\",(F63*0.7*0.0027),(F63*0.2*0.0111))),0)","v":0},{"$f":"IFERROR(IF(C63=\"No\",IF(B63=\"Inorganic\",(F63*0.7*E63),(F63*0.2*E63)),IF(B63=\"Inorganic\",(F63*0.7*0.0006),(F63*0.2*0.0012))),0)","v":0},{"$f":"IFERROR(IF(B63=\"Inorganic\",(F63*0.7),(F63*0.2)),0)","v":0},{"$f":"IFERROR(G63*VLOOKUP('1. Summary'!$D$5,DFs!$B$2:$F$183,3,0),0)","v":0},{"$f":"IFERROR(H63*VLOOKUP('1. Summary'!$D$5,DFs!$B$2:$F$183,4,0),0)","v":0},{"$f":"IFERROR(I63*VLOOKUP('1. Summary'!$D$5,DFs!$B$2:$F$183,5,0),0)","v":0}]
[null,null,null,null,null,null,{"$f":"IFERROR(IF(C64=\"No\",IF(B64=\"Inorganic\",(F64*0.7*D64),(F64*0.2*D64)),IF(B64=\"Inorganic\",(F64*0.7*0.0027),(F64*0.2*0.0111))),0)","v":0},{"$f":"IFERROR(IF(C64=\"No\",IF(B64=\"Inorganic\",(F64*0.7*E64),(F64*0.2*E64)),IF(B64=\"Inorganic\",(F64*0.7*0.0006),(F64*0.2*0.0012))),0)","v":0},{"$f":"IFERROR(IF(B64=\"Inorganic\",(F64*0.7),(F64*0.2)),0)","v":0},{"$f":"IFERROR(G64*VLOOKUP('1. Summary'!$D$5,DFs!$B$2:$F$183,3,0),0)","v":0},{"$f":"IFERROR(H64*VLOOKUP('1. Summary'!$D$5,DFs!$B$2:$F$183,4,0),0)","v":0},{"$f":"IFERROR(I64*VLOOKUP('1. Summary'!$D$5,DFs!$B$2:$F$183,5,0),0)","v":0}]
[null,null,null,null,null,null,0,{"$f":"IFERROR(IF(C65=\"No\",IF(B65=\"Inorganic\",(F65*0.7*E65),(F65*0.2*E65)),IF(B65=\"Inorganic\",(F65*0.7*0.0006),(F65*0.2*0.0012))),0)","v":0},{"$f":"IFERROR(IF(B65=\"Inorganic\",(F65*0.7),(F65*0.2)),0)","v":0},{"$f":"IFERROR(G65*VLOOKUP('1. Summary'!$D$5,DFs!$B$2:$F$183,3,0),0)","v":0},{"$f":"IFERROR(H65*VLOOKUP('1. Summary'!$D$5,DFs!$B$2:$F$183,4,0),0)","v":0},{"$f":"IFERROR(I65*VLOOKUP('1. Summary'!$D$5,DFs!$B$2:$F$183,5,0),0)","v":0}]
["Total",null,null,null,null,{"$f":"SUMIF(F62:F65,\"<>#N/A\")","v":0},0,0,0,0,0,0]
[]
["URBAN NUTRIENT MANAGEMENT"]
["User must indicate whether or not the Fertilizer Act applies to the practice. In general, the Fertilizer Act applies to all practices implemented after 2014."]
["Scenario","BMP Short Name","BMP Description",null,"Fertilizer Act?","Treated Turf","EOS Load Reduction (lbs/yr)",null,null,"EOT Load Reduction (lbs/yr)"]
[null,null,null,null,null,"(acres)","TN","TP","TSS","TN","TP","TSS"]
[null,null,{"$f":"IFERROR(VLOOKUP(B72,'Efficiency BMPs'!$B$47:$C$51,2,FALSE),\"\")","v":""},null,null,null,{"$f":"IFERROR(VLOOKUP('1. Summary'!$D$7&'1. Summary'!$D$5,'TN LRs'!$A$2:$O$324,7,FALSE)*F72*(VLOOKUP(B72,'Efficiency BMPs'!$B$47:$J$51,7,FALSE)),0)","v":0},{"$f":"IFERROR(IF(E72=\"No\",VLOOKUP('1. Summary'!$D$7&'1. Summary'!$D$5,'TP LRs'!$A$2:$O$324,7,FALSE)*F72*(VLOOKUP(B72,'Efficiency BMPs'!$B$47:$J$51,8,FALSE)),VLOOKUP('1. Summary'!$D$7&'1. Summary'!$D$5,'TP LRs'!$A$2:$O$324,7,FALSE)*F72*(VLOOKUP(B72,'Efficiency BMPs'!$B$47:$J$51,8,FALSE))+(0.0413*VLOOKUP('1. Summary'!$D$7&'1. Summary'!$D$5,'TP LRs'!$A$2:$O$324,7,FALSE)*F72)),0)","v":0},{"$f":"IFERROR(VLOOKUP('1. Summary'!$D$7&'1. Summary'!$D$5,'TSS LRs'!$A$2:$O$324,7,FALSE)*F72*(VLOOKUP(B72,'Efficiency BMPs'!$B$47:$J$51,9,FALSE)),0)","v":0},{"$f":"IFERROR(G72*VLOOKUP('1. Summary'!$D$5,DFs!$B$2:$F$183,3,0),0)","v":0},{"$f":"IFERROR(H72*VLOOKUP('1. Summary'!$D$5,DFs!$B$2:$F$183,4,0),0)","v":0},{"$f":"IFERROR(I72*VLOOKUP('1. Summary'!$D$5,DFs!$B$2:$F$183,5,0),0)","v":0}]
[null,null,{"$f":"IFERROR(VLOOKUP(B73,'Efficiency BMPs'!$B$47:$C$51,2,FALSE),\"\")","v":""},null,null,null,{"$f":"IFERROR(VLOOKUP('1. Summary'!$D$7&'1. Summary'!$D$5,'TN LRs'!$A$2:$O$324,7,FALSE)*F73*(VLOOKUP(B73,'Efficiency BMPs'!$B$47:$J$51,7,FALSE)),0)","v":0},{"$f":"IFERROR(IF(E73=\"No\",VLOOKUP('1. Summary'!$D$7&'1. Summary'!$D$5,'TP LRs'!$A$2:$O$324,7,FALSE)*F73*(VLOOKUP(B73,'Efficiency BMPs'!$B$47:$J$51,8,FALSE)),VLOOKUP('1. Summary'!$D$7&'1. Summary'!$D$5,'TP LRs'!$A$2:$O$324,7,FALSE)*F73*(VLOOKUP(B73,'Efficiency BMPs'!$B$47:$J$51,8,FALSE))+(0.0413*VLOOKUP('1. Summary'!$D$7&'1. Summary'!$D$5,'TP LRs'!$A$2:$O$324,7,FALSE)*F73)),0)","v":0},{"$f":"IFERROR(VLOOKUP('1. Summary'!$D$7&'1. Summary'!$D$5,'TSS LRs'!$A$2:$O$324,7,FALSE)*F73*(VLOOKUP(B73,'Efficiency BMPs'!$B$47:$J$51,9,FALSE)),0)","v":0},{"$f":"IFERROR(G73*VLOOKUP('1. Summary'!$D$5,DFs!$B$2:$F$183,3,0),0)","v":0},{"$f":"IFERROR(H73*VLOOKUP('1. Summary'!$D$5,DFs!$B$2:$F$183,4,0),0)","v":0},{"$f":"IFERROR(I73*VLOOKUP('1. Summary'!$D$5,DFs!$B$2:$F$183,5,0),0)","v":0}]
[null,null,{"$f":"IFERROR(VLOOKUP(B74,'Efficiency BMPs'!$B$47:$C$51,2,FALSE),\"\")","v":""},null,null,null,{"$f":"IFERROR(VLOOKUP('1. Summary'!$D$7&'1. Summary'!$D$5,'TN LRs'!$A$2:$O$324,7,FALSE)*F74*(VLOOKUP(B74,'Efficiency BMPs'!$B$47:$J$51,7,FALSE)),0)","v":0},{"$f":"IFERROR(IF(E74=\"No\",VLOOKUP('1. Summary'!$D$7&'1. Summary'!$D$5,'TP LRs'!$A$2:$O$324,7,FALSE)*F74*(VLOOKUP(B74,'Efficiency BMPs'!$B$47:$J$51,8,FALSE)),VLOOKUP('1. Summary'!$D$7&'1. Summary'!$D$5,'TP LRs'!$A$2:$O$324,7,FALSE)*F74*(VLOOKUP(B74,'Efficiency BMPs'!$B$47:$J$51,8,FALSE))+(0.0413*VLOOKUP('1. Summary'!$D$7&'1. Summary'!$D$5,'TP LRs'!$A$2:$O$324,7,FALSE)*F74)),0)","v":0},{"$f":"IFERROR(VLOOKUP('1. Summary'!$D$7&'1. Summary'!$D$5,'TSS LRs'!$A$2:$O$324,7,FALSE)*F74*(VLOOKUP(B74,'Efficiency BMPs'!$B$47:$J$51,9,FALSE)),0)","v":0},{"$f":"IFERROR(G74*VLOOKUP('1. Summary'!$D$5,DFs!$B$2:$F$183,3,0),0)","v":0},{"$f":"IFERROR(H74*VLOOKUP('1. Summary'!$D$5,DFs!$B$2:$F$183,4,0),0)","v":0},{"$f":"IFERROR(I74*VLOOKUP('1. Summary'!$D$5,DFs!$B$2:$F$183,5,0),0)","v":0}]
["Total",null,null,null,null,{"$f":"SUMIF(F72:F74,\"<>#N/A\")","v":0},0,0,0,0,0,0]
[]
["LAND USE CONVERSION BMPS"]
["Populate blue cells below with land use conversion information. Record each BMP's proposed impementation period by indicating whether it is a Milestone 1, Milestone 2, or Planned BMP. Only approved MDE BMPs will be accepted. "]
["Scenario","Land Use Conversion",null,null,null,"Acres","EOS Load Reduction (lbs/yr)",null,null,"EOT Load Reduction (lbs/yr)"]
[null,"Converting from",null,"Converting to",null,null,"TN","TP","TSS","TN","TP","TSS"]
[null,null,null,null,null,null,{"$f":"IFERROR(IF(D81=\"Forest with Buffer\",((VLOOKUP('1. Summary'!$D$7&'1. Summary'!$D$5,'TN LRs'!$A$2:$O$324,7,FALSE)-VLOOKUP('1. Summary'!$D$7&'1. Summary'!$D$5,'TN LRs'!$A$2:$O$324,13,FALSE))+(0.25*VLOOKUP('1. Summary'!$D$7&'1. Summary'!$D$5,'TN LRs'!$A$2:$O$324,15,FALSE)))*F81,\nIF(D81=\"Mixed Open with Buffer\", ((VLOOKUP('1. Summary'!$D$7&'1. Summary'!$D$5,'TN LRs'!$A$2:$O$324,7,FALSE)-VLOOKUP('1. Summary'!$D$7&'1. Summary'!$D$5,'TN LRs'!$A$2:$O$324,8,FALSE))+(0.12*VLOOKUP('1. Summary'!$D$7&'1. Summary'!$D$5,'TN LRs'!$A$2:$O$324,15,FALSE)))*F81,\nF81*INDEX('TN LRs'!$A$2:$O$324,MATCH('1. Summary'!$D$7&'1. Summary'!$D$5,'TN LRs'!$A$2:$A$324,0),MATCH(B81,'TN LRs'!$A$1:$O$1,0))-F81*INDEX('TN LRs'!$A$2:$O$324,MATCH('1. Summary'!$D$7&'1. Summary'!$D$5,'TN LRs'!$A$2:$A$324,0),MATCH(D81,'TN LRs'!$A$1:$O$1,0)))),0)","v":0},{"$f":"IFERROR(IF(D81=\"Forest with Buffer\",((VLOOKUP('1. Summary'!$D$7&'1. Summary'!$D$5,'TP LRs'!$A$2:$O$324,7,FALSE)-VLOOKUP('1. Summary'!$D$7&'1. Summary'!$D$5,'TP LRs'!$A$2:$O$324,13,FALSE))+(0.5*VLOOKUP('1. Summary'!$D$7&'1. Summary'!$D$5,'TP LRs'!$A$2:$O$324,15,FALSE)))*F81,\nIF(D81=\"Mixed Open with Buffer\", ((VLOOKUP('1. Summary'!$D$7&'1. Summary'!$D$5,'TP LRs'!$A$2:$O$324,7,FALSE)-VLOOKUP('1. Summary'!$D$7&'1. Summary'!$D$5,'TP LRs'!$A$2:$O$324,8,FALSE))+(0.15*VLOOKUP('1. Summary'!$D$7&'1. Summary'!$D$5,'TP LRs'!$A$2:$O$324,15,FALSE)))*F81,\nF81*INDEX('TP LRs'!$A$2:$O$324,MATCH('1. Summary'!$D$7&'1. Summary'!$D$5,'TP LRs'!$A$2:$A$324,0),MATCH(B81,'TP LRs'!$A$1:$O$1,0))-F81*INDEX('TP LRs'!$A$2:$O$324,MATCH('1. Summary'!$D$7&'1. Summary'!$D$5,'TP LRs'!$A$2:$A$324,0),MATCH(D81,'TP LRs'!$A$1:$O$1,0)))),0)","v":0},{"$f":"IFERROR(IF(D81=\"Forest with Buffer\",((VLOOKUP('1. Summary'!$D$7&'1. Summary'!$D$5,'TSS LRs'!$A$2:$O$324,7,FALSE)-VLOOKUP('1. Summary'!$D$7&'1. Summary'!$D$5,'TSS LRs'!$A$2:$O$324,13,FALSE))+(0.5*VLOOKUP('1. Summary'!$D$7&'1. Summary'!$D$5,'TSS LRs'!$A$2:$O$324,15,FALSE)))*F81,\nIF(D81=\"Mixed Open with Buffer\", ((VLOOKUP('1. Summary'!$D$7&'1. Summary'!$D$5,'TSS LRs'!$A$2:$O$324,7,FALSE)-VLOOKUP('1. Summary'!$D$7&'1. Summary'!$D$5,'TSS LRs'!$A$2:$O$324,8,FALSE))+(0*VLOOKUP('1. Summary'!$D$7&'1. Summary'!$D$5,'TSS LRs'!$A$2:$O$324,15,FALSE)))*F81,\nF81*INDEX('TSS LRs'!$A$2:$O$324,MATCH('1. Summary'!$D$7&'1. Summary'!$D$5,'TSS LRs'!$A$2:$A$324,0),MATCH(B81,'TSS LRs'!$A$1:$O$1,0))-F81*INDEX('TSS LRs'!$A$2:$O$324,MATCH('1. Summary'!$D$7&'1. Summary'!$D$5,'TSS LRs'!$A$2:$A$324,0),MATCH(D81,'TSS LRs'!$A$1:$O$1,0)))),0)","v":0},{"$f":"IFERROR(G81*VLOOKUP('1. Summary'!$D$5,DFs!$B$2:$F$183,3,0),0)","v":0},{"$f":"IFERROR(H81*VLOOKUP('1. Summary'!$D$5,DFs!$B$2:$F$183,4,0),0)","v":0},{"$f":"IFERROR(I81*VLOOKUP('1. Summary'!$D$5,DFs!$B$2:$F$183,5,0),0)","v":0}]
[null,null,null,null,null,null,{"$f":"IFERROR(IF(D82=\"Forest with Buffer\",((VLOOKUP('1. Summary'!$D$7&'1. Summary'!$D$5,'TN LRs'!$A$2:$O$324,7,FALSE)-VLOOKUP('1. Summary'!$D$7&'1. Summary'!$D$5,'TN LRs'!$A$2:$O$324,13,FALSE))+(0.25*VLOOKUP('1. Summary'!$D$7&'1. Summary'!$D$5,'TN LRs'!$A$2:$O$324,15,FALSE)))*F82,\nIF(D82=\"Mixed Open with Buffer\", ((VLOOKUP('1. Summary'!$D$7&'1. Summary'!$D$5,'TN LRs'!$A$2:$O$324,7,FALSE)-VLOOKUP('1. Summary'!$D$7&'1. Summary'!$D$5,'TN LRs'!$A$2:$O$324,8,FALSE))+(0.12*VLOOKUP('1. Summary'!$D$7&'1. Summary'!$D$5,'TN LRs'!$A$2:$O$324,15,FALSE)))*F82,\nF82*INDEX('TN LRs'!$A$2:$O$324,MATCH('1. Summary'!$D$7&'1. Summary'!$D$5,'TN LRs'!$A$2:$A$324,0),MATCH(B82,'TN LRs'!$A$1:$O$1,0))-F82*INDEX('TN LRs'!$A$2:$O$324,MATCH('1. Summary'!$D$7&'1. Summary'!$D$5,'TN LRs'!$A$2:$A$324,0),MATCH(D82,'TN LRs'!$A$1:$O$1,0)))),0)","v":0},{"$f":"IFERROR(IF(D82=\"Forest with Buffer\",((VLOOKUP('1. Summary'!$D$7&'1. Summary'!$D$5,'TP LRs'!$A$2:$O$324,7,FALSE)-VLOOKUP('1. Summary'!$D$7&'1. Summary'!$D$5,'TP LRs'!$A$2:$O$324,13,FALSE))+(0.5*VLOOKUP('1. Summary'!$D$7&'1. Summary'!$D$5,'TP LRs'!$A$2:$O$324,15,FALSE)))*F82,\nIF(D82=\"Mixed Open with Buffer\", ((VLOOKUP('1. Summary'!$D$7&'1. Summary'!$D$5,'TP LRs'!$A$2:$O$324,7,FALSE)-VLOOKUP('1. Summary'!$D$7&'1. Summary'!$D$5,'TP LRs'!$A$2:$O$324,8,FALSE))+(0.15*VLOOKUP('1. Summary'!$D$7&'1. Summary'!$D$5,'TP LRs'!$A$2:$O$324,15,FALSE)))*F82,\nF82*INDEX('TP LRs'!$A$2:$O$324,MATCH('1. Summary'!$D$7&'1. Summary'!$D$5,'TP LRs'!$A$2:$A$324,0),MATCH(B82,'TP LRs'!$A$1:$O$1,0))-F82*INDEX('TP LRs'!$A$2:$O$324,MATCH('1. Summary'!$D$7&'1. Summary'!$D$5,'TP LRs'!$A$2:$A$324,0),MATCH(D82,'TP LRs'!$A$1:$O$1,0)))),0)","v":0},{"$f":"IFERROR(IF(D82=\"Forest with Buffer\",((VLOOKUP('1. Summary'!$D$7&'1. Summary'!$D$5,'TSS LRs'!$A$2:$O$324,7,FALSE)-VLOOKUP('1. Summary'!$D$7&'1. Summary'!$D$5,'TSS LRs'!$A$2:$O$324,13,FALSE))+(0.5*VLOOKUP('1. Summary'!$D$7&'1. Summary'!$D$5,'TSS LRs'!$A$2:$O$324,15,FALSE)))*F82,\nIF(D82=\"Mixed Open with Buffer\", ((VLOOKUP('1. Summary'!$D$7&'1. Summary'!$D$5,'TSS LRs'!$A$2:$O$324,7,FALSE)-VLOOKUP('1. Summary'!$D$7&'1. Summary'!$D$5,'TSS LRs'!$A$2:$O$324,8,FALSE))+(0*VLOOKUP('1. Summary'!$D$7&'1. Summary'!$D$5,'TSS LRs'!$A$2:$O$324,15,FALSE)))*F82,\nF82*INDEX('TSS LRs'!$A$2:$O$324,MATCH('1. Summary'!$D$7&'1. Summary'!$D$5,'TSS LRs'!$A$2:$A$324,0),MATCH(B82,'TSS LRs'!$A$1:$O$1,0))-F82*INDEX('TSS LRs'!$A$2:$O$324,MATCH('1. Summary'!$D$7&'1. Summary'!$D$5,'TSS LRs'!$A$2:$A$324,0),MATCH(D82,'TSS LRs'!$A$1:$O$1,0)))),0)","v":0},{"$f":"IFERROR(G82*VLOOKUP('1. Summary'!$D$5,DFs!$B$2:$F$183,3,0),0)","v":0},{"$f":"IFERROR(H82*VLOOKUP('1. Summary'!$D$5,DFs!$B$2:$F$183,4,0),0)","v":0},{"$f":"IFERROR(I82*VLOOKUP('1. Summary'!$D$5,DFs!$B$2:$F$183,5,0),0)","v":0}]
[null,null,null,null,null,null,{"$f":"IFERROR(IF(D83=\"Forest with Buffer\",((VLOOKUP('1. Summary'!$D$7&'1. Summary'!$D$5,'TN LRs'!$A$2:$O$324,7,FALSE)-VLOOKUP('1. Summary'!$D$7&'1. Summary'!$D$5,'TN LRs'!$A$2:$O$324,13,FALSE))+(0.25*VLOOKUP('1. Summary'!$D$7&'1. Summary'!$D$5,'TN LRs'!$A$2:$O$324,15,FALSE)))*F83,\nIF(D83=\"Mixed Open with Buffer\", ((VLOOKUP('1. Summary'!$D$7&'1. Summary'!$D$5,'TN LRs'!$A$2:$O$324,7,FALSE)-VLOOKUP('1. Summary'!$D$7&'1. Summary'!$D$5,'TN LRs'!$A$2:$O$324,8,FALSE))+(0.12*VLOOKUP('1. Summary'!$D$7&'1. Summary'!$D$5,'TN LRs'!$A$2:$O$324,15,FALSE)))*F83,\nF83*INDEX('TN LRs'!$A$2:$O$324,MATCH('1. Summary'!$D$7&'1. Summary'!$D$5,'TN LRs'!$A$2:$A$324,0),MATCH(B83,'TN LRs'!$A$1:$O$1,0))-F83*INDEX('TN LRs'!$A$2:$O$324,MATCH('1. Summary'!$D$7&'1. Summary'!$D$5,'TN LRs'!$A$2:$A$324,0),MATCH(D83,'TN LRs'!$A$1:$O$1,0)))),0)","v":0},{"$f":"IFERROR(IF(D83=\"Forest with Buffer\",((VLOOKUP('1. Summary'!$D$7&'1. Summary'!$D$5,'TP LRs'!$A$2:$O$324,7,FALSE)-VLOOKUP('1. Summary'!$D$7&'1. Summary'!$D$5,'TP LRs'!$A$2:$O$324,13,FALSE))+(0.5*VLOOKUP('1. Summary'!$D$7&'1. Summary'!$D$5,'TP LRs'!$A$2:$O$324,15,FALSE)))*F83,\nIF(D83=\"Mixed Open with Buffer\", ((VLOOKUP('1. Summary'!$D$7&'1. Summary'!$D$5,'TP LRs'!$A$2:$O$324,7,FALSE)-VLOOKUP('1. Summary'!$D$7&'1. Summary'!$D$5,'TP LRs'!$A$2:$O$324,8,FALSE))+(0.15*VLOOKUP('1. Summary'!$D$7&'1. Summary'!$D$5,'TP LRs'!$A$2:$O$324,15,FALSE)))*F83,\nF83*INDEX('TP LRs'!$A$2:$O$324,MATCH('1. Summary'!$D$7&'1. Summary'!$D$5,'TP LRs'!$A$2:$A$324,0),MATCH(B83,'TP LRs'!$A$1:$O$1,0))-F83*INDEX('TP LRs'!$A$2:$O$324,MATCH('1. Summary'!$D$7&'1. Summary'!$D$5,'TP LRs'!$A$2:$A$324,0),MATCH(D83,'TP LRs'!$A$1:$O$1,0)))),0)","v":0},{"$f":"IFERROR(IF(D83=\"Forest with Buffer\",((VLOOKUP('1. Summary'!$D$7&'1. Summary'!$D$5,'TSS LRs'!$A$2:$O$324,7,FALSE)-VLOOKUP('1. Summary'!$D$7&'1. Summary'!$D$5,'TSS LRs'!$A$2:$O$324,13,FALSE))+(0.5*VLOOKUP('1. Summary'!$D$7&'1. Summary'!$D$5,'TSS LRs'!$A$2:$O$324,15,FALSE)))*F83,\nIF(D83=\"Mixed Open with Buffer\", ((VLOOKUP('1. Summary'!$D$7&'1. Summary'!$D$5,'TSS LRs'!$A$2:$O$324,7,FALSE)-VLOOKUP('1. Summary'!$D$7&'1. Summary'!$D$5,'TSS LRs'!$A$2:$O$324,8,FALSE))+(0*VLOOKUP('1. Summary'!$D$7&'1. Summary'!$D$5,'TSS LRs'!$A$2:$O$324,15,FALSE)))*F83,\nF83*INDEX('TSS LRs'!$A$2:$O$324,MATCH('1. Summary'!$D$7&'1. Summary'!$D$5,'TSS LRs'!$A$2:$A$324,0),MATCH(B83,'TSS LRs'!$A$1:$O$1,0))-F83*INDEX('TSS LRs'!$A$2:$O$324,MATCH('1. Summary'!$D$7&'1. Summary'!$D$5,'TSS LRs'!$A$2:$A$324,0),MATCH(D83,'TSS LRs'!$A$1:$O$1,0)))),0)","v":0},{"$f":"IFERROR(G83*VLOOKUP('1. Summary'!$D$5,DFs!$B$2:$F$183,3,0),0)","v":0},{"$f":"IFERROR(H83*VLOOKUP('1. Summary'!$D$5,DFs!$B$2:$F$183,4,0),0)","v":0},{"$f":"IFERROR(I83*VLOOKUP('1. Summary'!$D$5,DFs!$B$2:$F$183,5,0),0)","v":0}]
[null,null,null,null,null,null,{"$f":"IFERROR(IF(D84=\"Forest with Buffer\",((VLOOKUP('1. Summary'!$D$7&'1. Summary'!$D$5,'TN LRs'!$A$2:$O$324,7,FALSE)-VLOOKUP('1. Summary'!$D$7&'1. Summary'!$D$5,'TN LRs'!$A$2:$O$324,13,FALSE))+(0.25*VLOOKUP('1. Summary'!$D$7&'1. Summary'!$D$5,'TN LRs'!$A$2:$O$324,15,FALSE)))*F84,\nIF(D84=\"Mixed Open with Buffer\", ((VLOOKUP('1. Summary'!$D$7&'1. Summary'!$D$5,'TN LRs'!$A$2:$O$324,7,FALSE)-VLOOKUP('1. Summary'!$D$7&'1. Summary'!$D$5,'TN LRs'!$A$2:$O$324,8,FALSE))+(0.12*VLOOKUP('1. Summary'!$D$7&'1. Summary'!$D$5,'TN LRs'!$A$2:$O$324,15,FALSE)))*F84,\nF84*INDEX('TN LRs'!$A$2:$O$324,MATCH('1. Summary'!$D$7&'1. Summary'!$D$5,'TN LRs'!$A$2:$A$324,0),MATCH(B84,'TN LRs'!$A$1:$O$1,0))-F84*INDEX('TN LRs'!$A$2:$O$324,MATCH('1. Summary'!$D$7&'1. Summary'!$D$5,'TN LRs'!$A$2:$A$324,0),MATCH(D84,'TN LRs'!$A$1:$O$1,0)))),0)","v":0},{"$f":"IFERROR(IF(D84=\"Forest with Buffer\",((VLOOKUP('1. Summary'!$D$7&'1. Summary'!$D$5,'TP LRs'!$A$2:$O$324,7,FALSE)-VLOOKUP('1. Summary'!$D$7&'1. Summary'!$D$5,'TP LRs'!$A$2:$O$324,13,FALSE))+(0.5*VLOOKUP('1. Summary'!$D$7&'1. Summary'!$D$5,'TP LRs'!$A$2:$O$324,15,FALSE)))*F84,\nIF(D84=\"Mixed Open with Buffer\", ((VLOOKUP('1. Summary'!$D$7&'1. Summary'!$D$5,'TP LRs'!$A$2:$O$324,7,FALSE)-VLOOKUP('1. Summary'!$D$7&'1. Summary'!$D$5,'TP LRs'!$A$2:$O$324,8,FALSE))+(0.15*VLOOKUP('1. Summary'!$D$7&'1. Summary'!$D$5,'TP LRs'!$A$2:$O$324,15,FALSE)))*F84,\nF84*INDEX('TP LRs'!$A$2:$O$324,MATCH('1. Summary'!$D$7&'1. Summary'!$D$5,'TP LRs'!$A$2:$A$324,0),MATCH(B84,'TP LRs'!$A$1:$O$1,0))-F84*INDEX('TP LRs'!$A$2:$O$324,MATCH('1. Summary'!$D$7&'1. Summary'!$D$5,'TP LRs'!$A$2:$A$324,0),MATCH(D84,'TP LRs'!$A$1:$O$1,0)))),0)","v":0},{"$f":"IFERROR(IF(D84=\"Forest with Buffer\",((VLOOKUP('1. Summary'!$D$7&'1. Summary'!$D$5,'TSS LRs'!$A$2:$O$324,7,FALSE)-VLOOKUP('1. Summary'!$D$7&'1. Summary'!$D$5,'TSS LRs'!$A$2:$O$324,13,FALSE))+(0.5*VLOOKUP('1. Summary'!$D$7&'1. Summary'!$D$5,'TSS LRs'!$A$2:$O$324,15,FALSE)))*F84,\nIF(D84=\"Mixed Open with Buffer\", ((VLOOKUP('1. Summary'!$D$7&'1. Summary'!$D$5,'TSS LRs'!$A$2:$O$324,7,FALSE)-VLOOKUP('1. Summary'!$D$7&'1. Summary'!$D$5,'TSS LRs'!$A$2:$O$324,8,FALSE))+(0*VLOOKUP('1. Summary'!$D$7&'1. Summary'!$D$5,'TSS LRs'!$A$2:$O$324,15,FALSE)))*F84,\nF84*INDEX('TSS LRs'!$A$2:$O$324,MATCH('1. Summary'!$D$7&'1. Summary'!$D$5,'TSS LRs'!$A$2:$A$324,0),MATCH(B84,'TSS LRs'!$A$1:$O$1,0))-F84*INDEX('TSS LRs'!$A$2:$O$324,MATCH('1. Summary'!$D$7&'1. Summary'!$D$5,'TSS LRs'!$A$2:$A$324,0),MATCH(D84,'TSS LRs'!$A$1:$O$1,0)))),0)","v":0},{"$f":"IFERROR(G84*VLOOKUP('1. Summary'!$D$5,DFs!$B$2:$F$183,3,0),0)","v":0},{"$f":"IFERROR(H84*VLOOKUP('1. Summary'!$D$5,DFs!$B$2:$F$183,4,0),0)","v":0},{"$f":"IFERROR(I84*VLOOKUP('1. Summary'!$D$5,DFs!$B$2:$F$183,5,0),0)","v":0}]
[null,null,null,null,null,null,{"$f":"IFERROR(IF(D85=\"Forest with Buffer\",((VLOOKUP('1. Summary'!$D$7&'1. Summary'!$D$5,'TN LRs'!$A$2:$O$324,7,FALSE)-VLOOKUP('1. Summary'!$D$7&'1. Summary'!$D$5,'TN LRs'!$A$2:$O$324,13,FALSE))+(0.25*VLOOKUP('1. Summary'!$D$7&'1. Summary'!$D$5,'TN LRs'!$A$2:$O$324,15,FALSE)))*F85,\nIF(D85=\"Mixed Open with Buffer\", ((VLOOKUP('1. Summary'!$D$7&'1. Summary'!$D$5,'TN LRs'!$A$2:$O$324,7,FALSE)-VLOOKUP('1. Summary'!$D$7&'1. Summary'!$D$5,'TN LRs'!$A$2:$O$324,8,FALSE))+(0.12*VLOOKUP('1. Summary'!$D$7&'1. Summary'!$D$5,'TN LRs'!$A$2:$O$324,15,FALSE)))*F85,\nF85*INDEX('TN LRs'!$A$2:$O$324,MATCH('1. Summary'!$D$7&'1. Summary'!$D$5,'TN LRs'!$A$2:$A$324,0),MATCH(B85,'TN LRs'!$A$1:$O$1,0))-F85*INDEX('TN LRs'!$A$2:$O$324,MATCH('1. Summary'!$D$7&'1. Summary'!$D$5,'TN LRs'!$A$2:$A$324,0),MATCH(D85,'TN LRs'!$A$1:$O$1,0)))),0)","v":0},{"$f":"IFERROR(IF(D85=\"Forest with Buffer\",((VLOOKUP('1. Summary'!$D$7&'1. Summary'!$D$5,'TP LRs'!$A$2:$O$324,7,FALSE)-VLOOKUP('1. Summary'!$D$7&'1. Summary'!$D$5,'TP LRs'!$A$2:$O$324,13,FALSE))+(0.5*VLOOKUP('1. Summary'!$D$7&'1. Summary'!$D$5,'TP LRs'!$A$2:$O$324,15,FALSE)))*F85,\nIF(D85=\"Mixed Open with Buffer\", ((VLOOKUP('1. Summary'!$D$7&'1. Summary'!$D$5,'TP LRs'!$A$2:$O$324,7,FALSE)-VLOOKUP('1. Summary'!$D$7&'1. Summary'!$D$5,'TP LRs'!$A$2:$O$324,8,FALSE))+(0.15*VLOOKUP('1. Summary'!$D$7&'1. Summary'!$D$5,'TP LRs'!$A$2:$O$324,15,FALSE)))*F85,\nF85*INDEX('TP LRs'!$A$2:$O$324,MATCH('1. Summary'!$D$7&'1. Summary'!$D$5,'TP LRs'!$A$2:$A$324,0),MATCH(B85,'TP LRs'!$A$1:$O$1,0))-F85*INDEX('TP LRs'!$A$2:$O$324,MATCH('1. Summary'!$D$7&'1. Summary'!$D$5,'TP LRs'!$A$2:$A$324,0),MATCH(D85,'TP LRs'!$A$1:$O$1,0)))),0)","v":0},{"$f":"IFERROR(IF(D85=\"Forest with Buffer\",((VLOOKUP('1. Summary'!$D$7&'1. Summary'!$D$5,'TSS LRs'!$A$2:$O$324,7,FALSE)-VLOOKUP('1. Summary'!$D$7&'1. Summary'!$D$5,'TSS LRs'!$A$2:$O$324,13,FALSE))+(0.5*VLOOKUP('1. Summary'!$D$7&'1. Summary'!$D$5,'TSS LRs'!$A$2:$O$324,15,FALSE)))*F85,\nIF(D85=\"Mixed Open with Buffer\", ((VLOOKUP('1. Summary'!$D$7&'1. Summary'!$D$5,'TSS LRs'!$A$2:$O$324,7,FALSE)-VLOOKUP('1. Summary'!$D$7&'1. Summary'!$D$5,'TSS LRs'!$A$2:$O$324,8,FALSE))+(0*VLOOKUP('1. Summary'!$D$7&'1. Summary'!$D$5,'TSS LRs'!$A$2:$O$324,15,FALSE)))*F85,\nF85*INDEX('TSS LRs'!$A$2:$O$324,MATCH('1. Summary'!$D$7&'1. Summary'!$D$5,'TSS LRs'!$A$2:$A$324,0),MATCH(B85,'TSS LRs'!$A$1:$O$1,0))-F85*INDEX('TSS LRs'!$A$2:$O$324,MATCH('1. Summary'!$D$7&'1. Summary'!$D$5,'TSS LRs'!$A$2:$A$324,0),MATCH(D85,'TSS LRs'!$A$1:$O$1,0)))),0)","v":0},{"$f":"IFERROR(G85*VLOOKUP('1. Summary'!$D$5,DFs!$B$2:$F$183,3,0),0)","v":0},{"$f":"IFERROR(H85*VLOOKUP('1. Summary'!$D$5,DFs!$B$2:$F$183,4,0),0)","v":0},{"$f":"IFERROR(I85*VLOOKUP('1. Summary'!$D$5,DFs!$B$2:$F$183,5,0),0)","v":0}]
["Total",null,null,null,null,{"$f":"SUMIF(F81:F85,\"<>#N/A\")","v":0},0,0,0,0,0,0]
[]
[]
[]
["STORMWATER MANAGEMENT BMPs "]
["Populate blue cells below with stormwater management BMP information. Record each BMP's proposed impementation period by indicating whether it is a Milestone 1, Milestone 2, or Planned BMP. Cells will be grayed out based on specific or non-specific land use selection. For RR/ST BMPs, users have two options: 1) Input applicable BMPs by type and use the BMP efficiency to determine the load reduction or 2) designate the BMP as an RR or ST practice and use the Pe treated to determine the load reduction. User must desginate if a Floating Treatment Wetland is present.\t\t\t\t\t\t\t\t\t\t\n\t\t\t\t\t\t\t\t\t\t"]
[]
["Scenario","BMP Short Name","BMP Description",null,"Pe, if applicable","Floating Treatment Wetland?","Treated (acres)",null,null,null,"EOS Load Reduction (lbs/yr)",null,null,"EOT Load Reduction (lbs/yr)"]
[null,null,null,null,null,null,"Aggregate Impervious","Impervious Road","Impervious NonRoad","Turf","TN","TP","TSS","TN","TP","TSS"]
[null,null,{"$f":"IFERROR(VLOOKUP(B95,'Efficiency BMPs'!$B$13:$C$36,2,FALSE),\"\")","v":""},null,null,null,null,null,null,null,{"$f":"IFERROR(IF('1. Summary'!$D$12=\"No\",\nIF(B95=\"RR\",VLOOKUP('1. Summary'!$D$7&'1. Summary'!$D$5,'TN LRs'!$A$2:$O$324,4,FALSE)*G95*(1-(1-((0.0308*E95^5)-(0.2562*E95^4)+(0.8634*E95^3)-(1.5285*E95^2)+(1.501*E95)-0.013))*(1-(VLOOKUP(F95,'Efficiency BMPs'!$B$52:$J$57,7,FALSE))))+VLOOKUP('1. Summary'!$D$7&'1. Summary'!$D$5,'TN LRs'!$A$2:$O$324,7,FALSE)*J95*(1-(1-((0.0308*E95^5)-(0.2562*E95^4)+(0.8634*E95^3)-(1.5285*E95^2)+(1.501*E95)-0.013))*(1-(VLOOKUP(F95,'Efficiency BMPs'!$B$52:$J$57,7,FALSE)))),\nIF(B95=\"ST\",VLOOKUP('1. Summary'!$D$7&'1. Summary'!$D$5,'TN LRs'!$A$2:$O$324,4,FALSE)*G95*(1-(1-((0.0152*E95^5)-(0.131*E95^4)+(0.4581*E95^3)-(0.8418*E95^2)+(0.8536*E95)-0.0046))*(1-(VLOOKUP(F95,'Efficiency BMPs'!$B$52:$J$57,7,FALSE))))+VLOOKUP('1. Summary'!$D$7&'1. Summary'!$D$5,'TN LRs'!$A$2:$O$324,7,FALSE)*J95*(1-(1-((0.0152*E95^5)-(0.131*E95^4)+(0.4581*E95^3)-(0.8418*E95^2)+(0.8536*E95)-0.0046))*(1-(VLOOKUP(F95,'Efficiency BMPs'!$B$52:$J$57,7,FALSE)))),\nVLOOKUP('1. Summary'!$D$7&'1. Summary'!$D$5,'TN LRs'!$A$2:$O$324,4,FALSE)*G95*(1-(1-(VLOOKUP(B95,'Efficiency BMPs'!$B$13:$J$43,7,FALSE)))*(1-(VLOOKUP(F95,'Efficiency BMPs'!$B$52:$J$57,7,FALSE))))+VLOOKUP('1. Summary'!$D$7&'1. Summary'!$D$5,'TN LRs'!$A$2:$O$324,7,FALSE)*J95*(1-(1-(VLOOKUP(B95,'Efficiency BMPs'!$B$13:$J$43,7,FALSE)))*(1-(VLOOKUP(F95,'Efficiency BMPs'!$B$52:$J$57,7,FALSE)))))),\nIF(B95=\"RR\",VLOOKUP('1. Summary'!$D$7&'1. Summary'!$D$5,'TN LRs'!$A$2:$O$324,5,FALSE)*H95*(1-(1-(((0.0308*E95^5)-(0.2562*E95^4)+(0.8634*E95^3)-(1.5285*E95^2)+(1.501*E95)-0.013)))*(1-(VLOOKUP(F95,'Efficiency BMPs'!$B$52:$J$57,7,FALSE))))+VLOOKUP('1. Summary'!$D$7&'1. Summary'!$D$5,'TN LRs'!$A$2:$O$324,6,FALSE)*I95*(1-(1-(((0.0308*E95^5)-(0.2562*E95^4)+(0.8634*E95^3)-(1.5285*E95^2)+(1.501*E95)-0.013)))*(1-(VLOOKUP(F95,'Efficiency BMPs'!$B$52:$J$57,7,FALSE))))+VLOOKUP('1. Summary'!$D$7&'1. Summary'!$D$5,'TN LRs'!$A$2:$O$324,7,FALSE)*J95*(1-(1-(((0.0308*E95^5)-(0.2562*E95^4)+(0.8634*E95^3)-(1.5285*E95^2)+(1.501*E95)-0.013)))*(1-(VLOOKUP(F95,'Efficiency BMPs'!$B$52:$J$57,7,FALSE)))),\nIF(B95=\"ST\",VLOOKUP('1. Summary'!$D$7&'1. Summary'!$D$5,'TN LRs'!$A$2:$O$324,5,FALSE)*H95*(1-(1-(((0.0152*E95^5)-(0.131*E95^4)+(0.4581*E95^3)-(0.8418*E95^2)+(0.8536*E95)-0.0046)))*(1-(VLOOKUP(F95,'Efficiency BMPs'!$B$52:$J$57,7,FALSE))))+VLOOKUP('1. Summary'!$D$7&'1. Summary'!$D$5,'TN LRs'!$A$2:$O$324,6,FALSE)*I95*(1-(1-(((0.0152*E95^5)-(0.131*E95^4)+(0.4581*E95^3)-(0.8418*E95^2)+(0.8536*E95)-0.0046)))*(1-(VLOOKUP(F95,'Efficiency BMPs'!$B$52:$J$57,7,FALSE))))+VLOOKUP('1. Summary'!$D$7&'1. Summary'!$D$5,'TN LRs'!$A$2:$O$324,7,FALSE)*J95*(1-(1-(((0.0152*E95^5)-(0.131*E95^4)+(0.4581*E95^3)-(0.8418*E95^2)+(0.8536*E95)-0.0046)))*(1-(VLOOKUP(F95,'Efficiency BMPs'!$B$52:$J$57,7,FALSE)))),\nVLOOKUP('1. Summary'!$D$7&'1. Summary'!$D$5,'TN LRs'!$A$2:$O$324,5,FALSE)*H95*(1-(1-(VLOOKUP(B95,'Efficiency BMPs'!$B$13:$J$43,7,FALSE)))*(1-(VLOOKUP(F95,'Efficiency BMPs'!$B$52:$J$57,7,FALSE))))+VLOOKUP('1. Summary'!$D$7&'1. Summary'!$D$5,'TN LRs'!$A$2:$O$324,6,FALSE)*I95*(1-(1-(VLOOKUP(B95,'Efficiency BMPs'!$B$13:$J$43,7,FALSE)))*(1-(VLOOKUP(F95,'Efficiency BMPs'!$B$52:$J$57,7,FALSE))))+VLOOKUP('1. Summary'!$D$7&'1. Summary'!$D$5,'TN LRs'!$A$2:$O$324,7,FALSE)*J95*(1-(1-(VLOOKUP(B95,'Efficiency BMPs'!$B$13:$J$43,7,FALSE)))*(1-(VLOOKUP(F95,'Efficiency BMPs'!$B$52:$J$57,7,FALSE))))))),0)","v":0},{"$f":"IFERROR(IF('1. Summary'!$D$12=\"No\",\nIF(B95=\"RR\",VLOOKUP('1. Summary'!$D$7&'1. Summary'!$D$5,'TP LRs'!$A$2:$O$324,4,FALSE)*G95*(1-(1-((0.0304*E95^5)-(0.2619*E95^4)+(0.9161*E95^3)-(1.6837*E95^2)+(1.7072*E95)-0.0091))*(1-(VLOOKUP(F95,'Efficiency BMPs'!$B$52:$J$57,8,FALSE))))+VLOOKUP('1. Summary'!$D$7&'1. Summary'!$D$5,'TP LRs'!$A$2:$O$324,7,FALSE)*J95*(1-(1-((0.0304*E95^5)-(0.2619*E95^4)+(0.9161*E95^3)-(1.6837*E95^2)+(1.7072*E95)-0.0091))*(1-(VLOOKUP(F95,'Efficiency BMPs'!$B$52:$J$57,8,FALSE)))),\nIF(B95=\"ST\",VLOOKUP('1. Summary'!$D$7&'1. Summary'!$D$5,'TP LRs'!$A$2:$O$324,4,FALSE)*G95*(1-(1-((0.0239*E95^5)-(0.2058*E95^4)+(0.7198*E95^3)-(1.3229*E95^2)+(1.3414*E95)-0.0072))*(1-(VLOOKUP(F95,'Efficiency BMPs'!$B$52:$J$57,8,FALSE))))+VLOOKUP('1. Summary'!$D$7&'1. Summary'!$D$5,'TP LRs'!$A$2:$O$324,7,FALSE)*J95*(1-(1-((0.0239*E95^5)-(0.2058*E95^4)+(0.7198*E95^3)-(1.3229*E95^2)+(1.3414*E95)-0.0072))*(1-(VLOOKUP(F95,'Efficiency BMPs'!$B$52:$J$57,8,FALSE)))),\nVLOOKUP('1. Summary'!$D$7&'1. Summary'!$D$5,'TP LRs'!$A$2:$O$324,4,FALSE)*G95*(1-(1-(VLOOKUP(B95,'Efficiency BMPs'!$B$13:$J$43,8,FALSE)))*(1-(VLOOKUP(F95,'Efficiency BMPs'!$B$52:$J$57,8,FALSE))))+VLOOKUP('1. Summary'!$D$7&'1. Summary'!$D$5,'TP LRs'!$A$2:$O$324,7,FALSE)*J95*(1-(1-(VLOOKUP(B95,'Efficiency BMPs'!$B$13:$J$43,8,FALSE)))*(1-(VLOOKUP(F95,'Efficiency BMPs'!$B$52:$J$57,8,FALSE)))))),\nIF(B95=\"RR\",VLOOKUP('1. Summary'!$D$7&'1. Summary'!$D$5,'TP LRs'!$A$2:$O$324,5,FALSE)*H95*(1-(1-(((0.0304*E95^5)-(0.2619*E95^4)+(0.9161*E95^3)-(1.6837*E95^2)+(1.7072*E95)-0.0091)))*(1-(VLOOKUP(F95,'Efficiency BMPs'!$B$52:$J$57,8,FALSE))))+VLOOKUP('1. Summary'!$D$7&'1. Summary'!$D$5,'TP LRs'!$A$2:$O$324,6,FALSE)*I95*(1-(1-(((0.0304*E95^5)-(0.2619*E95^4)+(0.9161*E95^3)-(1.6837*E95^2)+(1.7072*E95)-0.0091)))*(1-(VLOOKUP(F95,'Efficiency BMPs'!$B$52:$J$57,8,FALSE))))+VLOOKUP('1. Summary'!$D$7&'1. Summary'!$D$5,'TP LRs'!$A$2:$O$324,7,FALSE)*J95*(1-(1-(((0.0304*E95^5)-(0.2619*E95^4)+(0.9161*E95^3)-(1.6837*E95^2)+(1.7072*E95)-0.0091)))*(1-(VLOOKUP(F95,'Efficiency BMPs'!$B$52:$J$57,8,FALSE)))),\nIF(B95=\"ST\",VLOOKUP('1. Summary'!$D$7&'1. Summary'!$D$5,'TP LRs'!$A$2:$O$324,5,FALSE)*H95*(1-(1-(((0.0239*E95^5)-(0.2058*E95^4)+(0.7198*E95^3)-(1.3229*E95^2)+(1.3414*E95)-0.0072)))*(1-(VLOOKUP(F95,'Efficiency BMPs'!$B$52:$J$57,8,FALSE))))+VLOOKUP('1. Summary'!$D$7&'1. Summary'!$D$5,'TP LRs'!$A$2:$O$324,6,FALSE)*I95*(1-(1-(((0.0239*E95^5)-(0.2058*E95^4)+(0.7198*E95^3)-(1.3229*E95^2)+(1.3414*E95)-0.0072)))*(1-(VLOOKUP(F95,'Efficiency BMPs'!$B$52:$J$57,8,FALSE))))+VLOOKUP('1. Summary'!$D$7&'1. Summary'!$D$5,'TP LRs'!$A$2:$O$324,7,FALSE)*J95*(1-(1-(((0.0239*E95^5)-(0.2058*E95^4)+(0.7198*E95^3)-(1.3229*E95^2)+(1.3414*E95)-0.0072)))*(1-(VLOOKUP(F95,'Efficiency BMPs'!$B$52:$J$57,8,FALSE)))),\nVLOOKUP('1. Summary'!$D$7&'1. Summary'!$D$5,'TP LRs'!$A$2:$O$324,5,FALSE)*H95*(1-(1-(VLOOKUP(B95,'Efficiency BMPs'!$B$13:$J$43,8,FALSE)))*(1-(VLOOKUP(F95,'Efficiency BMPs'!$B$52:$J$57,8,FALSE))))+VLOOKUP('1. Summary'!$D$7&'1. Summary'!$D$5,'TP LRs'!$A$2:$O$324,6,FALSE)*I95*(1-(1-(VLOOKUP(B95,'Efficiency BMPs'!$B$13:$J$43,8,FALSE)))*(1-(VLOOKUP(F95,'Efficiency BMPs'!$B$52:$J$57,8,FALSE))))+VLOOKUP('1. Summary'!$D$7&'1. Summary'!$D$5,'TP LRs'!$A$2:$O$324,7,FALSE)*J95*(1-(1-(VLOOKUP(B95,'Efficiency BMPs'!$B$13:$J$43,8,FALSE)))*(1-(VLOOKUP(F95,'Efficiency BMPs'!$B$52:$J$57,8,FALSE))))))),0)","v":0},{"$f":"IFERROR(IF('1. Summary'!$D$12=\"No\",\nIF(B95=\"RR\",VLOOKUP('1. Summary'!$D$7&'1. Summary'!$D$5,'TSS LRs'!$A$2:$O$324,4,FALSE)*G95*(1-(1-((0.0326*E95^5)-(0.2806*E95^4)+(0.9816*E95^3)-(1.8039*E95^2)+(1.8292*E95)-0.0098))*(1-(VLOOKUP(F95,'Efficiency BMPs'!$B$52:$J$57,9,FALSE))))+VLOOKUP('1. Summary'!$D$7&'1. Summary'!$D$5,'TSS LRs'!$A$2:$O$324,7,FALSE)*J95*(1-(1-((0.0326*E95^5)-(0.2806*E95^4)+(0.9816*E95^3)-(1.8039*E95^2)+(1.8292*E95)-0.0098))*(1-(VLOOKUP(F95,'Efficiency BMPs'!$B$52:$J$57,9,FALSE)))),\nIF(B95=\"ST\",VLOOKUP('1. Summary'!$D$7&'1. Summary'!$D$5,'TSS LRs'!$A$2:$O$324,4,FALSE)*G95*(1-(1-((0.0304*E95^5)-(0.2619*E95^4)+(0.9161*E95^3)-(1.6837*E95^2)+(1.7072*E95)-0.0091))*(1-(VLOOKUP(F95,'Efficiency BMPs'!$B$52:$J$57,9,FALSE))))+VLOOKUP('1. Summary'!$D$7&'1. Summary'!$D$5,'TSS LRs'!$A$2:$O$324,7,FALSE)*J95*(1-(1-((0.0304*E95^5)-(0.2619*E95^4)+(0.9161*E95^3)-(1.6837*E95^2)+(1.7072*E95)-0.0091))*(1-(VLOOKUP(F95,'Efficiency BMPs'!$B$52:$J$57,9,FALSE)))),\nVLOOKUP('1. Summary'!$D$7&'1. Summary'!$D$5,'TSS LRs'!$A$2:$O$324,4,FALSE)*G95*(1-(1-(VLOOKUP(B95,'Efficiency BMPs'!$B$13:$J$43,9,FALSE)))*(1-(VLOOKUP(F95,'Efficiency BMPs'!$B$52:$J$57,9,FALSE))))+VLOOKUP('1. Summary'!$D$7&'1. Summary'!$D$5,'TSS LRs'!$A$2:$O$324,7,FALSE)*J95*(1-(1-(VLOOKUP(B95,'Efficiency BMPs'!$B$13:$J$43,9,FALSE)))*(1-(VLOOKUP(F95,'Efficiency BMPs'!$B$52:$J$57,9,FALSE)))))),\nIF(B95=\"RR\",VLOOKUP('1. Summary'!$D$7&'1. Summary'!$D$5,'TSS LRs'!$A$2:$O$324,5,FALSE)*H95*(1-(1-(((0.0326*E95^5)-(0.2806*E95^4)+(0.9816*E95^3)-(1.8039*E95^2)+(1.8292*E95)-0.0098)))*(1-(VLOOKUP(F95,'Efficiency BMPs'!$B$52:$J$57,9,FALSE))))+VLOOKUP('1. Summary'!$D$7&'1. Summary'!$D$5,'TSS LRs'!$A$2:$O$324,6,FALSE)*I95*(1-(1-(((0.0326*E95^5)-(0.2806*E95^4)+(0.9816*E95^3)-(1.8039*E95^2)+(1.8292*E95)-0.0098)))*(1-(VLOOKUP(F95,'Efficiency BMPs'!$B$52:$J$57,9,FALSE))))+VLOOKUP('1. Summary'!$D$7&'1. Summary'!$D$5,'TSS LRs'!$A$2:$O$324,7,FALSE)*J95*(1-(1-(((0.0326*E95^5)-(0.2806*E95^4)+(0.9816*E95^3)-(1.8039*E95^2)+(1.8292*E95)-0.0098)))*(1-(VLOOKUP(F95,'Efficiency BMPs'!$B$52:$J$57,9,FALSE)))),\nIF(B95=\"ST\",VLOOKUP('1. Summary'!$D$7&'1. Summary'!$D$5,'TSS LRs'!$A$2:$O$324,5,FALSE)*H95*(1-(1-(((0.0304*E95^5)-(0.2619*E95^4)+(0.9161*E95^3)-(1.6837*E95^2)+(1.7072*E95)-0.0091)))*(1-(VLOOKUP(F95,'Efficiency BMPs'!$B$52:$J$57,9,FALSE))))+VLOOKUP('1. Summary'!$D$7&'1. Summary'!$D$5,'TSS LRs'!$A$2:$O$324,6,FALSE)*I95*(1-(1-(((0.0304*E95^5)-(0.2619*E95^4)+(0.9161*E95^3)-(1.6837*E95^2)+(1.7072*E95)-0.0091)))*(1-(VLOOKUP(F95,'Efficiency BMPs'!$B$52:$J$57,9,FALSE))))+VLOOKUP('1. Summary'!$D$7&'1. Summary'!$D$5,'TSS LRs'!$A$2:$O$324,7,FALSE)*J95*(1-(1-(((0.0304*E95^5)-(0.2619*E95^4)+(0.9161*E95^3)-(1.6837*E95^2)+(1.7072*E95)-0.0091)))*(1-(VLOOKUP(F95,'Efficiency BMPs'!$B$52:$J$57,9,FALSE)))),\nVLOOKUP('1. Summary'!$D$7&'1. Summary'!$D$5,'TSS LRs'!$A$2:$O$324,5,FALSE)*H95*(1-(1-(VLOOKUP(B95,'Efficiency BMPs'!$B$13:$J$43,9,FALSE)))*(1-(VLOOKUP(F95,'Efficiency BMPs'!$B$52:$J$57,9,FALSE))))+VLOOKUP('1. Summary'!$D$7&'1. Summary'!$D$5,'TSS LRs'!$A$2:$O$324,6,FALSE)*I95*(1-(1-(VLOOKUP(B95,'Efficiency BMPs'!$B$13:$J$43,9,FALSE)))*(1-(VLOOKUP(F95,'Efficiency BMPs'!$B$52:$J$57,9,FALSE))))+VLOOKUP('1. Summary'!$D$7&'1. Summary'!$D$5,'TSS LRs'!$A$2:$O$324,7,FALSE)*J95*(1-(1-(VLOOKUP(B95,'Efficiency BMPs'!$B$13:$J$43,9,FALSE)))*(1-(VLOOKUP(F95,'Efficiency BMPs'!$B$52:$J$57,9,FALSE))))))),0)","v":0},{"$f":"IFERROR(K95*VLOOKUP('1. Summary'!$D$5,DFs!$B$2:$F$183,3,0),0)","v":0},{"$f":"IFERROR(L95*VLOOKUP('1. Summary'!$D$5,DFs!$B$2:$F$183,4,0),0)","v":0},{"$f":"IFERROR(M95*VLOOKUP('1. Summary'!$D$5,DFs!$B$2:$F$183,5,0),0)","v":0}]
[null,null,{"$f":"IFERROR(VLOOKUP(B96,'Efficiency BMPs'!$B$13:$C$36,2,FALSE),\"\")","v":""},null,null,null,null,null,null,null,{"$f":"IFERROR(IF('1. Summary'!$D$12=\"No\",\nIF(B96=\"RR\",VLOOKUP('1. Summary'!$D$7&'1. Summary'!$D$5,'TN LRs'!$A$2:$O$324,4,FALSE)*G96*(1-(1-((0.0308*E96^5)-(0.2562*E96^4)+(0.8634*E96^3)-(1.5285*E96^2)+(1.501*E96)-0.013))*(1-(VLOOKUP(F96,'Efficiency BMPs'!$B$52:$J$57,7,FALSE))))+VLOOKUP('1. Summary'!$D$7&'1. Summary'!$D$5,'TN LRs'!$A$2:$O$324,7,FALSE)*J96*(1-(1-((0.0308*E96^5)-(0.2562*E96^4)+(0.8634*E96^3)-(1.5285*E96^2)+(1.501*E96)-0.013))*(1-(VLOOKUP(F96,'Efficiency BMPs'!$B$52:$J$57,7,FALSE)))),\nIF(B96=\"ST\",VLOOKUP('1. Summary'!$D$7&'1. Summary'!$D$5,'TN LRs'!$A$2:$O$324,4,FALSE)*G96*(1-(1-((0.0152*E96^5)-(0.131*E96^4)+(0.4581*E96^3)-(0.8418*E96^2)+(0.8536*E96)-0.0046))*(1-(VLOOKUP(F96,'Efficiency BMPs'!$B$52:$J$57,7,FALSE))))+VLOOKUP('1. Summary'!$D$7&'1. Summary'!$D$5,'TN LRs'!$A$2:$O$324,7,FALSE)*J96*(1-(1-((0.0152*E96^5)-(0.131*E96^4)+(0.4581*E96^3)-(0.8418*E96^2)+(0.8536*E96)-0.0046))*(1-(VLOOKUP(F96,'Efficiency BMPs'!$B$52:$J$57,7,FALSE)))),\nVLOOKUP('1. Summary'!$D$7&'1. Summary'!$D$5,'TN LRs'!$A$2:$O$324,4,FALSE)*G96*(1-(1-(VLOOKUP(B96,'Efficiency BMPs'!$B$13:$J$43,7,FALSE)))*(1-(VLOOKUP(F96,'Efficiency BMPs'!$B$52:$J$57,7,FALSE))))+VLOOKUP('1. Summary'!$D$7&'1. Summary'!$D$5,'TN LRs'!$A$2:$O$324,7,FALSE)*J96*(1-(1-(VLOOKUP(B96,'Efficiency BMPs'!$B$13:$J$43,7,FALSE)))*(1-(VLOOKUP(F96,'Efficiency BMPs'!$B$52:$J$57,7,FALSE)))))),\nIF(B96=\"RR\",VLOOKUP('1. Summary'!$D$7&'1. Summary'!$D$5,'TN LRs'!$A$2:$O$324,5,FALSE)*H96*(1-(1-(((0.0308*E96^5)-(0.2562*E96^4)+(0.8634*E96^3)-(1.5285*E96^2)+(1.501*E96)-0.013)))*(1-(VLOOKUP(F96,'Efficiency BMPs'!$B$52:$J$57,7,FALSE))))+VLOOKUP('1. Summary'!$D$7&'1. Summary'!$D$5,'TN LRs'!$A$2:$O$324,6,FALSE)*I96*(1-(1-(((0.0308*E96^5)-(0.2562*E96^4)+(0.8634*E96^3)-(1.5285*E96^2)+(1.501*E96)-0.013)))*(1-(VLOOKUP(F96,'Efficiency BMPs'!$B$52:$J$57,7,FALSE))))+VLOOKUP('1. Summary'!$D$7&'1. Summary'!$D$5,'TN LRs'!$A$2:$O$324,7,FALSE)*J96*(1-(1-(((0.0308*E96^5)-(0.2562*E96^4)+(0.8634*E96^3)-(1.5285*E96^2)+(1.501*E96)-0.013)))*(1-(VLOOKUP(F96,'Efficiency BMPs'!$B$52:$J$57,7,FALSE)))),\nIF(B96=\"ST\",VLOOKUP('1. Summary'!$D$7&'1. Summary'!$D$5,'TN LRs'!$A$2:$O$324,5,FALSE)*H96*(1-(1-(((0.0152*E96^5)-(0.131*E96^4)+(0.4581*E96^3)-(0.8418*E96^2)+(0.8536*E96)-0.0046)))*(1-(VLOOKUP(F96,'Efficiency BMPs'!$B$52:$J$57,7,FALSE))))+VLOOKUP('1. Summary'!$D$7&'1. Summary'!$D$5,'TN LRs'!$A$2:$O$324,6,FALSE)*I96*(1-(1-(((0.0152*E96^5)-(0.131*E96^4)+(0.4581*E96^3)-(0.8418*E96^2)+(0.8536*E96)-0.0046)))*(1-(VLOOKUP(F96,'Efficiency BMPs'!$B$52:$J$57,7,FALSE))))+VLOOKUP('1. Summary'!$D$7&'1. Summary'!$D$5,'TN LRs'!$A$2:$O$324,7,FALSE)*J96*(1-(1-(((0.0152*E96^5)-(0.131*E96^4)+(0.4581*E96^3)-(0.8418*E96^2)+(0.8536*E96)-0.0046)))*(1-(VLOOKUP(F96,'Efficiency BMPs'!$B$52:$J$57,7,FALSE)))),\nVLOOKUP('1. Summary'!$D$7&'1. Summary'!$D$5,'TN LRs'!$A$2:$O$324,5,FALSE)*H96*(1-(1-(VLOOKUP(B96,'Efficiency BMPs'!$B$13:$J$43,7,FALSE)))*(1-(VLOOKUP(F96,'Efficiency BMPs'!$B$52:$J$57,7,FALSE))))+VLOOKUP('1. Summary'!$D$7&'1. Summary'!$D$5,'TN LRs'!$A$2:$O$324,6,FALSE)*I96*(1-(1-(VLOOKUP(B96,'Efficiency BMPs'!$B$13:$J$43,7,FALSE)))*(1-(VLOOKUP(F96,'Efficiency BMPs'!$B$52:$J$57,7,FALSE))))+VLOOKUP('1. Summary'!$D$7&'1. Summary'!$D$5,'TN LRs'!$A$2:$O$324,7,FALSE)*J96*(1-(1-(VLOOKUP(B96,'Efficiency BMPs'!$B$13:$J$43,7,FALSE)))*(1-(VLOOKUP(F96,'Efficiency BMPs'!$B$52:$J$57,7,FALSE))))))),0)","v":0},{"$f":"IFERROR(IF('1. Summary'!$D$12=\"No\",\nIF(B96=\"RR\",VLOOKUP('1. Summary'!$D$7&'1. Summary'!$D$5,'TP LRs'!$A$2:$O$324,4,FALSE)*G96*(1-(1-((0.0304*E96^5)-(0.2619*E96^4)+(0.9161*E96^3)-(1.6837*E96^2)+(1.7072*E96)-0.0091))*(1-(VLOOKUP(F96,'Efficiency BMPs'!$B$52:$J$57,8,FALSE))))+VLOOKUP('1. Summary'!$D$7&'1. Summary'!$D$5,'TP LRs'!$A$2:$O$324,7,FALSE)*J96*(1-(1-((0.0304*E96^5)-(0.2619*E96^4)+(0.9161*E96^3)-(1.6837*E96^2)+(1.7072*E96)-0.0091))*(1-(VLOOKUP(F96,'Efficiency BMPs'!$B$52:$J$57,8,FALSE)))),\nIF(B96=\"ST\",VLOOKUP('1. Summary'!$D$7&'1. Summary'!$D$5,'TP LRs'!$A$2:$O$324,4,FALSE)*G96*(1-(1-((0.0239*E96^5)-(0.2058*E96^4)+(0.7198*E96^3)-(1.3229*E96^2)+(1.3414*E96)-0.0072))*(1-(VLOOKUP(F96,'Efficiency BMPs'!$B$52:$J$57,8,FALSE))))+VLOOKUP('1. Summary'!$D$7&'1. Summary'!$D$5,'TP LRs'!$A$2:$O$324,7,FALSE)*J96*(1-(1-((0.0239*E96^5)-(0.2058*E96^4)+(0.7198*E96^3)-(1.3229*E96^2)+(1.3414*E96)-0.0072))*(1-(VLOOKUP(F96,'Efficiency BMPs'!$B$52:$J$57,8,FALSE)))),\nVLOOKUP('1. Summary'!$D$7&'1. Summary'!$D$5,'TP LRs'!$A$2:$O$324,4,FALSE)*G96*(1-(1-(VLOOKUP(B96,'Efficiency BMPs'!$B$13:$J$43,8,FALSE)))*(1-(VLOOKUP(F96,'Efficiency BMPs'!$B$52:$J$57,8,FALSE))))+VLOOKUP('1. Summary'!$D$7&'1. Summary'!$D$5,'TP LRs'!$A$2:$O$324,7,FALSE)*J96*(1-(1-(VLOOKUP(B96,'Efficiency BMPs'!$B$13:$J$43,8,FALSE)))*(1-(VLOOKUP(F96,'Efficiency BMPs'!$B$52:$J$57,8,FALSE)))))),\nIF(B96=\"RR\",VLOOKUP('1. Summary'!$D$7&'1. Summary'!$D$5,'TP LRs'!$A$2:$O$324,5,FALSE)*H96*(1-(1-(((0.0304*E96^5)-(0.2619*E96^4)+(0.9161*E96^3)-(1.6837*E96^2)+(1.7072*E96)-0.0091)))*(1-(VLOOKUP(F96,'Efficiency BMPs'!$B$52:$J$57,8,FALSE))))+VLOOKUP('1. Summary'!$D$7&'1. Summary'!$D$5,'TP LRs'!$A$2:$O$324,6,FALSE)*I96*(1-(1-(((0.0304*E96^5)-(0.2619*E96^4)+(0.9161*E96^3)-(1.6837*E96^2)+(1.7072*E96)-0.0091)))*(1-(VLOOKUP(F96,'Efficiency BMPs'!$B$52:$J$57,8,FALSE))))+VLOOKUP('1. Summary'!$D$7&'1. Summary'!$D$5,'TP LRs'!$A$2:$O$324,7,FALSE)*J96*(1-(1-(((0.0304*E96^5)-(0.2619*E96^4)+(0.9161*E96^3)-(1.6837*E96^2)+(1.7072*E96)-0.0091)))*(1-(VLOOKUP(F96,'Efficiency BMPs'!$B$52:$J$57,8,FALSE)))),\nIF(B96=\"ST\",VLOOKUP('1. Summary'!$D$7&'1. Summary'!$D$5,'TP LRs'!$A$2:$O$324,5,FALSE)*H96*(1-(1-(((0.0239*E96^5)-(0.2058*E96^4)+(0.7198*E96^3)-(1.3229*E96^2)+(1.3414*E96)-0.0072)))*(1-(VLOOKUP(F96,'Efficiency BMPs'!$B$52:$J$57,8,FALSE))))+VLOOKUP('1. Summary'!$D$7&'1. Summary'!$D$5,'TP LRs'!$A$2:$O$324,6,FALSE)*I96*(1-(1-(((0.0239*E96^5)-(0.2058*E96^4)+(0.7198*E96^3)-(1.3229*E96^2)+(1.3414*E96)-0.0072)))*(1-(VLOOKUP(F96,'Efficiency BMPs'!$B$52:$J$57,8,FALSE))))+VLOOKUP('1. Summary'!$D$7&'1. Summary'!$D$5,'TP LRs'!$A$2:$O$324,7,FALSE)*J96*(1-(1-(((0.0239*E96^5)-(0.2058*E96^4)+(0.7198*E96^3)-(1.3229*E96^2)+(1.3414*E96)-0.0072)))*(1-(VLOOKUP(F96,'Efficiency BMPs'!$B$52:$J$57,8,FALSE)))),\nVLOOKUP('1. Summary'!$D$7&'1. Summary'!$D$5,'TP LRs'!$A$2:$O$324,5,FALSE)*H96*(1-(1-(VLOOKUP(B96,'Efficiency BMPs'!$B$13:$J$43,8,FALSE)))*(1-(VLOOKUP(F96,'Efficiency BMPs'!$B$52:$J$57,8,FALSE))))+VLOOKUP('1. Summary'!$D$7&'1. Summary'!$D$5,'TP LRs'!$A$2:$O$324,6,FALSE)*I96*(1-(1-(VLOOKUP(B96,'Efficiency BMPs'!$B$13:$J$43,8,FALSE)))*(1-(VLOOKUP(F96,'Efficiency BMPs'!$B$52:$J$57,8,FALSE))))+VLOOKUP('1. Summary'!$D$7&'1. Summary'!$D$5,'TP LRs'!$A$2:$O$324,7,FALSE)*J96*(1-(1-(VLOOKUP(B96,'Efficiency BMPs'!$B$13:$J$43,8,FALSE)))*(1-(VLOOKUP(F96,'Efficiency BMPs'!$B$52:$J$57,8,FALSE))))))),0)","v":0},{"$f":"IFERROR(IF('1. Summary'!$D$12=\"No\",\nIF(B96=\"RR\",VLOOKUP('1. Summary'!$D$7&'1. Summary'!$D$5,'TSS LRs'!$A$2:$O$324,4,FALSE)*G96*(1-(1-((0.0326*E96^5)-(0.2806*E96^4)+(0.9816*E96^3)-(1.8039*E96^2)+(1.8292*E96)-0.0098))*(1-(VLOOKUP(F96,'Efficiency BMPs'!$B$52:$J$57,9,FALSE))))+VLOOKUP('1. Summary'!$D$7&'1. Summary'!$D$5,'TSS LRs'!$A$2:$O$324,7,FALSE)*J96*(1-(1-((0.0326*E96^5)-(0.2806*E96^4)+(0.9816*E96^3)-(1.8039*E96^2)+(1.8292*E96)-0.0098))*(1-(VLOOKUP(F96,'Efficiency BMPs'!$B$52:$J$57,9,FALSE)))),\nIF(B96=\"ST\",VLOOKUP('1. Summary'!$D$7&'1. Summary'!$D$5,'TSS LRs'!$A$2:$O$324,4,FALSE)*G96*(1-(1-((0.0304*E96^5)-(0.2619*E96^4)+(0.9161*E96^3)-(1.6837*E96^2)+(1.7072*E96)-0.0091))*(1-(VLOOKUP(F96,'Efficiency BMPs'!$B$52:$J$57,9,FALSE))))+VLOOKUP('1. Summary'!$D$7&'1. Summary'!$D$5,'TSS LRs'!$A$2:$O$324,7,FALSE)*J96*(1-(1-((0.0304*E96^5)-(0.2619*E96^4)+(0.9161*E96^3)-(1.6837*E96^2)+(1.7072*E96)-0.0091))*(1-(VLOOKUP(F96,'Efficiency BMPs'!$B$52:$J$57,9,FALSE)))),\nVLOOKUP('1. Summary'!$D$7&'1. Summary'!$D$5,'TSS LRs'!$A$2:$O$324,4,FALSE)*G96*(1-(1-(VLOOKUP(B96,'Efficiency BMPs'!$B$13:$J$43,9,FALSE)))*(1-(VLOOKUP(F96,'Efficiency BMPs'!$B$52:$J$57,9,FALSE))))+VLOOKUP('1. Summary'!$D$7&'1. Summary'!$D$5,'TSS LRs'!$A$2:$O$324,7,FALSE)*J96*(1-(1-(VLOOKUP(B96,'Efficiency BMPs'!$B$13:$J$43,9,FALSE)))*(1-(VLOOKUP(F96,'Efficiency BMPs'!$B$52:$J$57,9,FALSE)))))),\nIF(B96=\"RR\",VLOOKUP('1. Summary'!$D$7&'1. Summary'!$D$5,'TSS LRs'!$A$2:$O$324,5,FALSE)*H96*(1-(1-(((0.0326*E96^5)-(0.2806*E96^4)+(0.9816*E96^3)-(1.8039*E96^2)+(1.8292*E96)-0.0098)))*(1-(VLOOKUP(F96,'Efficiency BMPs'!$B$52:$J$57,9,FALSE))))+VLOOKUP('1. Summary'!$D$7&'1. Summary'!$D$5,'TSS LRs'!$A$2:$O$324,6,FALSE)*I96*(1-(1-(((0.0326*E96^5)-(0.2806*E96^4)+(0.9816*E96^3)-(1.8039*E96^2)+(1.8292*E96)-0.0098)))*(1-(VLOOKUP(F96,'Efficiency BMPs'!$B$52:$J$57,9,FALSE))))+VLOOKUP('1. Summary'!$D$7&'1. Summary'!$D$5,'TSS LRs'!$A$2:$O$324,7,FALSE)*J96*(1-(1-(((0.0326*E96^5)-(0.2806*E96^4)+(0.9816*E96^3)-(1.8039*E96^2)+(1.8292*E96)-0.0098)))*(1-(VLOOKUP(F96,'Efficiency BMPs'!$B$52:$J$57,9,FALSE)))),\nIF(B96=\"ST\",VLOOKUP('1. Summary'!$D$7&'1. Summary'!$D$5,'TSS LRs'!$A$2:$O$324,5,FALSE)*H96*(1-(1-(((0.0304*E96^5)-(0.2619*E96^4)+(0.9161*E96^3)-(1.6837*E96^2)+(1.7072*E96)-0.0091)))*(1-(VLOOKUP(F96,'Efficiency BMPs'!$B$52:$J$57,9,FALSE))))+VLOOKUP('1. Summary'!$D$7&'1. Summary'!$D$5,'TSS LRs'!$A$2:$O$324,6,FALSE)*I96*(1-(1-(((0.0304*E96^5)-(0.2619*E96^4)+(0.9161*E96^3)-(1.6837*E96^2)+(1.7072*E96)-0.0091)))*(1-(VLOOKUP(F96,'Efficiency BMPs'!$B$52:$J$57,9,FALSE))))+VLOOKUP('1. Summary'!$D$7&'1. Summary'!$D$5,'TSS LRs'!$A$2:$O$324,7,FALSE)*J96*(1-(1-(((0.0304*E96^5)-(0.2619*E96^4)+(0.9161*E96^3)-(1.6837*E96^2)+(1.7072*E96)-0.0091)))*(1-(VLOOKUP(F96,'Efficiency BMPs'!$B$52:$J$57,9,FALSE)))),\nVLOOKUP('1. Summary'!$D$7&'1. Summary'!$D$5,'TSS LRs'!$A$2:$O$324,5,FALSE)*H96*(1-(1-(VLOOKUP(B96,'Efficiency BMPs'!$B$13:$J$43,9,FALSE)))*(1-(VLOOKUP(F96,'Efficiency BMPs'!$B$52:$J$57,9,FALSE))))+VLOOKUP('1. Summary'!$D$7&'1. Summary'!$D$5,'TSS LRs'!$A$2:$O$324,6,FALSE)*I96*(1-(1-(VLOOKUP(B96,'Efficiency BMPs'!$B$13:$J$43,9,FALSE)))*(1-(VLOOKUP(F96,'Efficiency BMPs'!$B$52:$J$57,9,FALSE))))+VLOOKUP('1. Summary'!$D$7&'1. Summary'!$D$5,'TSS LRs'!$A$2:$O$324,7,FALSE)*J96*(1-(1-(VLOOKUP(B96,'Efficiency BMPs'!$B$13:$J$43,9,FALSE)))*(1-(VLOOKUP(F96,'Efficiency BMPs'!$B$52:$J$57,9,FALSE))))))),0)","v":0},{"$f":"IFERROR(K96*VLOOKUP('1. Summary'!$D$5,DFs!$B$2:$F$183,3,0),0)","v":0},{"$f":"IFERROR(L96*VLOOKUP('1. Summary'!$D$5,DFs!$B$2:$F$183,4,0),0)","v":0},{"$f":"IFERROR(M96*VLOOKUP('1. Summary'!$D$5,DFs!$B$2:$F$183,5,0),0)","v":0}]
[null,null,{"$f":"IFERROR(VLOOKUP(B97,'Efficiency BMPs'!$B$13:$C$36,2,FALSE),\"\")","v":""},null,null,null,null,null,null,null,{"$f":"IFERROR(IF('1. Summary'!$D$12=\"No\",\nIF(B97=\"RR\",VLOOKUP('1. Summary'!$D$7&'1. Summary'!$D$5,'TN LRs'!$A$2:$O$324,4,FALSE)*G97*(1-(1-((0.0308*E97^5)-(0.2562*E97^4)+(0.8634*E97^3)-(1.5285*E97^2)+(1.501*E97)-0.013))*(1-(VLOOKUP(F97,'Efficiency BMPs'!$B$52:$J$57,7,FALSE))))+VLOOKUP('1. Summary'!$D$7&'1. Summary'!$D$5,'TN LRs'!$A$2:$O$324,7,FALSE)*J97*(1-(1-((0.0308*E97^5)-(0.2562*E97^4)+(0.8634*E97^3)-(1.5285*E97^2)+(1.501*E97)-0.013))*(1-(VLOOKUP(F97,'Efficiency BMPs'!$B$52:$J$57,7,FALSE)))),\nIF(B97=\"ST\",VLOOKUP('1. Summary'!$D$7&'1. Summary'!$D$5,'TN LRs'!$A$2:$O$324,4,FALSE)*G97*(1-(1-((0.0152*E97^5)-(0.131*E97^4)+(0.4581*E97^3)-(0.8418*E97^2)+(0.8536*E97)-0.0046))*(1-(VLOOKUP(F97,'Efficiency BMPs'!$B$52:$J$57,7,FALSE))))+VLOOKUP('1. Summary'!$D$7&'1. Summary'!$D$5,'TN LRs'!$A$2:$O$324,7,FALSE)*J97*(1-(1-((0.0152*E97^5)-(0.131*E97^4)+(0.4581*E97^3)-(0.8418*E97^2)+(0.8536*E97)-0.0046))*(1-(VLOOKUP(F97,'Efficiency BMPs'!$B$52:$J$57,7,FALSE)))),\nVLOOKUP('1. Summary'!$D$7&'1. Summary'!$D$5,'TN LRs'!$A$2:$O$324,4,FALSE)*G97*(1-(1-(VLOOKUP(B97,'Efficiency BMPs'!$B$13:$J$43,7,FALSE)))*(1-(VLOOKUP(F97,'Efficiency BMPs'!$B$52:$J$57,7,FALSE))))+VLOOKUP('1. Summary'!$D$7&'1. Summary'!$D$5,'TN LRs'!$A$2:$O$324,7,FALSE)*J97*(1-(1-(VLOOKUP(B97,'Efficiency BMPs'!$B$13:$J$43,7,FALSE)))*(1-(VLOOKUP(F97,'Efficiency BMPs'!$B$52:$J$57,7,FALSE)))))),\nIF(B97=\"RR\",VLOOKUP('1. Summary'!$D$7&'1. Summary'!$D$5,'TN LRs'!$A$2:$O$324,5,FALSE)*H97*(1-(1-(((0.0308*E97^5)-(0.2562*E97^4)+(0.8634*E97^3)-(1.5285*E97^2)+(1.501*E97)-0.013)))*(1-(VLOOKUP(F97,'Efficiency BMPs'!$B$52:$J$57,7,FALSE))))+VLOOKUP('1. Summary'!$D$7&'1. Summary'!$D$5,'TN LRs'!$A$2:$O$324,6,FALSE)*I97*(1-(1-(((0.0308*E97^5)-(0.2562*E97^4)+(0.8634*E97^3)-(1.5285*E97^2)+(1.501*E97)-0.013)))*(1-(VLOOKUP(F97,'Efficiency BMPs'!$B$52:$J$57,7,FALSE))))+VLOOKUP('1. Summary'!$D$7&'1. Summary'!$D$5,'TN LRs'!$A$2:$O$324,7,FALSE)*J97*(1-(1-(((0.0308*E97^5)-(0.2562*E97^4)+(0.8634*E97^3)-(1.5285*E97^2)+(1.501*E97)-0.013)))*(1-(VLOOKUP(F97,'Efficiency BMPs'!$B$52:$J$57,7,FALSE)))),\nIF(B97=\"ST\",VLOOKUP('1. Summary'!$D$7&'1. Summary'!$D$5,'TN LRs'!$A$2:$O$324,5,FALSE)*H97*(1-(1-(((0.0152*E97^5)-(0.131*E97^4)+(0.4581*E97^3)-(0.8418*E97^2)+(0.8536*E97)-0.0046)))*(1-(VLOOKUP(F97,'Efficiency BMPs'!$B$52:$J$57,7,FALSE))))+VLOOKUP('1. Summary'!$D$7&'1. Summary'!$D$5,'TN LRs'!$A$2:$O$324,6,FALSE)*I97*(1-(1-(((0.0152*E97^5)-(0.131*E97^4)+(0.4581*E97^3)-(0.8418*E97^2)+(0.8536*E97)-0.0046)))*(1-(VLOOKUP(F97,'Efficiency BMPs'!$B$52:$J$57,7,FALSE))))+VLOOKUP('1. Summary'!$D$7&'1. Summary'!$D$5,'TN LRs'!$A$2:$O$324,7,FALSE)*J97*(1-(1-(((0.0152*E97^5)-(0.131*E97^4)+(0.4581*E97^3)-(0.8418*E97^2)+(0.8536*E97)-0.0046)))*(1-(VLOOKUP(F97,'Efficiency BMPs'!$B$52:$J$57,7,FALSE)))),\nVLOOKUP('1. Summary'!$D$7&'1. Summary'!$D$5,'TN LRs'!$A$2:$O$324,5,FALSE)*H97*(1-(1-(VLOOKUP(B97,'Efficiency BMPs'!$B$13:$J$43,7,FALSE)))*(1-(VLOOKUP(F97,'Efficiency BMPs'!$B$52:$J$57,7,FALSE))))+VLOOKUP('1. Summary'!$D$7&'1. Summary'!$D$5,'TN LRs'!$A$2:$O$324,6,FALSE)*I97*(1-(1-(VLOOKUP(B97,'Efficiency BMPs'!$B$13:$J$43,7,FALSE)))*(1-(VLOOKUP(F97,'Efficiency BMPs'!$B$52:$J$57,7,FALSE))))+VLOOKUP('1. Summary'!$D$7&'1. Summary'!$D$5,'TN LRs'!$A$2:$O$324,7,FALSE)*J97*(1-(1-(VLOOKUP(B97,'Efficiency BMPs'!$B$13:$J$43,7,FALSE)))*(1-(VLOOKUP(F97,'Efficiency BMPs'!$B$52:$J$57,7,FALSE))))))),0)","v":0},{"$f":"IFERROR(IF('1. Summary'!$D$12=\"No\",\nIF(B97=\"RR\",VLOOKUP('1. Summary'!$D$7&'1. Summary'!$D$5,'TP LRs'!$A$2:$O$324,4,FALSE)*G97*(1-(1-((0.0304*E97^5)-(0.2619*E97^4)+(0.9161*E97^3)-(1.6837*E97^2)+(1.7072*E97)-0.0091))*(1-(VLOOKUP(F97,'Efficiency BMPs'!$B$52:$J$57,8,FALSE))))+VLOOKUP('1. Summary'!$D$7&'1. Summary'!$D$5,'TP LRs'!$A$2:$O$324,7,FALSE)*J97*(1-(1-((0.0304*E97^5)-(0.2619*E97^4)+(0.9161*E97^3)-(1.6837*E97^2)+(1.7072*E97)-0.0091))*(1-(VLOOKUP(F97,'Efficiency BMPs'!$B$52:$J$57,8,FALSE)))),\nIF(B97=\"ST\",VLOOKUP('1. Summary'!$D$7&'1. Summary'!$D$5,'TP LRs'!$A$2:$O$324,4,FALSE)*G97*(1-(1-((0.0239*E97^5)-(0.2058*E97^4)+(0.7198*E97^3)-(1.3229*E97^2)+(1.3414*E97)-0.0072))*(1-(VLOOKUP(F97,'Efficiency BMPs'!$B$52:$J$57,8,FALSE))))+VLOOKUP('1. Summary'!$D$7&'1. Summary'!$D$5,'TP LRs'!$A$2:$O$324,7,FALSE)*J97*(1-(1-((0.0239*E97^5)-(0.2058*E97^4)+(0.7198*E97^3)-(1.3229*E97^2)+(1.3414*E97)-0.0072))*(1-(VLOOKUP(F97,'Efficiency BMPs'!$B$52:$J$57,8,FALSE)))),\nVLOOKUP('1. Summary'!$D$7&'1. Summary'!$D$5,'TP LRs'!$A$2:$O$324,4,FALSE)*G97*(1-(1-(VLOOKUP(B97,'Efficiency BMPs'!$B$13:$J$43,8,FALSE)))*(1-(VLOOKUP(F97,'Efficiency BMPs'!$B$52:$J$57,8,FALSE))))+VLOOKUP('1. Summary'!$D$7&'1. Summary'!$D$5,'TP LRs'!$A$2:$O$324,7,FALSE)*J97*(1-(1-(VLOOKUP(B97,'Efficiency BMPs'!$B$13:$J$43,8,FALSE)))*(1-(VLOOKUP(F97,'Efficiency BMPs'!$B$52:$J$57,8,FALSE)))))),\nIF(B97=\"RR\",VLOOKUP('1. Summary'!$D$7&'1. Summary'!$D$5,'TP LRs'!$A$2:$O$324,5,FALSE)*H97*(1-(1-(((0.0304*E97^5)-(0.2619*E97^4)+(0.9161*E97^3)-(1.6837*E97^2)+(1.7072*E97)-0.0091)))*(1-(VLOOKUP(F97,'Efficiency BMPs'!$B$52:$J$57,8,FALSE))))+VLOOKUP('1. Summary'!$D$7&'1. Summary'!$D$5,'TP LRs'!$A$2:$O$324,6,FALSE)*I97*(1-(1-(((0.0304*E97^5)-(0.2619*E97^4)+(0.9161*E97^3)-(1.6837*E97^2)+(1.7072*E97)-0.0091)))*(1-(VLOOKUP(F97,'Efficiency BMPs'!$B$52:$J$57,8,FALSE))))+VLOOKUP('1. Summary'!$D$7&'1. Summary'!$D$5,'TP LRs'!$A$2:$O$324,7,FALSE)*J97*(1-(1-(((0.0304*E97^5)-(0.2619*E97^4)+(0.9161*E97^3)-(1.6837*E97^2)+(1.7072*E97)-0.0091)))*(1-(VLOOKUP(F97,'Efficiency BMPs'!$B$52:$J$57,8,FALSE)))),\nIF(B97=\"ST\",VLOOKUP('1. Summary'!$D$7&'1. Summary'!$D$5,'TP LRs'!$A$2:$O$324,5,FALSE)*H97*(1-(1-(((0.0239*E97^5)-(0.2058*E97^4)+(0.7198*E97^3)-(1.3229*E97^2)+(1.3414*E97)-0.0072)))*(1-(VLOOKUP(F97,'Efficiency BMPs'!$B$52:$J$57,8,FALSE))))+VLOOKUP('1. Summary'!$D$7&'1. Summary'!$D$5,'TP LRs'!$A$2:$O$324,6,FALSE)*I97*(1-(1-(((0.0239*E97^5)-(0.2058*E97^4)+(0.7198*E97^3)-(1.3229*E97^2)+(1.3414*E97)-0.0072)))*(1-(VLOOKUP(F97,'Efficiency BMPs'!$B$52:$J$57,8,FALSE))))+VLOOKUP('1. Summary'!$D$7&'1. Summary'!$D$5,'TP LRs'!$A$2:$O$324,7,FALSE)*J97*(1-(1-(((0.0239*E97^5)-(0.2058*E97^4)+(0.7198*E97^3)-(1.3229*E97^2)+(1.3414*E97)-0.0072)))*(1-(VLOOKUP(F97,'Efficiency BMPs'!$B$52:$J$57,8,FALSE)))),\nVLOOKUP('1. Summary'!$D$7&'1. Summary'!$D$5,'TP LRs'!$A$2:$O$324,5,FALSE)*H97*(1-(1-(VLOOKUP(B97,'Efficiency BMPs'!$B$13:$J$43,8,FALSE)))*(1-(VLOOKUP(F97,'Efficiency BMPs'!$B$52:$J$57,8,FALSE))))+VLOOKUP('1. Summary'!$D$7&'1. Summary'!$D$5,'TP LRs'!$A$2:$O$324,6,FALSE)*I97*(1-(1-(VLOOKUP(B97,'Efficiency BMPs'!$B$13:$J$43,8,FALSE)))*(1-(VLOOKUP(F97,'Efficiency BMPs'!$B$52:$J$57,8,FALSE))))+VLOOKUP('1. Summary'!$D$7&'1. Summary'!$D$5,'TP LRs'!$A$2:$O$324,7,FALSE)*J97*(1-(1-(VLOOKUP(B97,'Efficiency BMPs'!$B$13:$J$43,8,FALSE)))*(1-(VLOOKUP(F97,'Efficiency BMPs'!$B$52:$J$57,8,FALSE))))))),0)","v":0},{"$f":"IFERROR(IF('1. Summary'!$D$12=\"No\",\nIF(B97=\"RR\",VLOOKUP('1. Summary'!$D$7&'1. Summary'!$D$5,'TSS LRs'!$A$2:$O$324,4,FALSE)*G97*(1-(1-((0.0326*E97^5)-(0.2806*E97^4)+(0.9816*E97^3)-(1.8039*E97^2)+(1.8292*E97)-0.0098))*(1-(VLOOKUP(F97,'Efficiency BMPs'!$B$52:$J$57,9,FALSE))))+VLOOKUP('1. Summary'!$D$7&'1. Summary'!$D$5,'TSS LRs'!$A$2:$O$324,7,FALSE)*J97*(1-(1-((0.0326*E97^5)-(0.2806*E97^4)+(0.9816*E97^3)-(1.8039*E97^2)+(1.8292*E97)-0.0098))*(1-(VLOOKUP(F97,'Efficiency BMPs'!$B$52:$J$57,9,FALSE)))),\nIF(B97=\"ST\",VLOOKUP('1. Summary'!$D$7&'1. Summary'!$D$5,'TSS LRs'!$A$2:$O$324,4,FALSE)*G97*(1-(1-((0.0304*E97^5)-(0.2619*E97^4)+(0.9161*E97^3)-(1.6837*E97^2)+(1.7072*E97)-0.0091))*(1-(VLOOKUP(F97,'Efficiency BMPs'!$B$52:$J$57,9,FALSE))))+VLOOKUP('1. Summary'!$D$7&'1. Summary'!$D$5,'TSS LRs'!$A$2:$O$324,7,FALSE)*J97*(1-(1-((0.0304*E97^5)-(0.2619*E97^4)+(0.9161*E97^3)-(1.6837*E97^2)+(1.7072*E97)-0.0091))*(1-(VLOOKUP(F97,'Efficiency BMPs'!$B$52:$J$57,9,FALSE)))),\nVLOOKUP('1. Summary'!$D$7&'1. Summary'!$D$5,'TSS LRs'!$A$2:$O$324,4,FALSE)*G97*(1-(1-(VLOOKUP(B97,'Efficiency BMPs'!$B$13:$J$43,9,FALSE)))*(1-(VLOOKUP(F97,'Efficiency BMPs'!$B$52:$J$57,9,FALSE))))+VLOOKUP('1. Summary'!$D$7&'1. Summary'!$D$5,'TSS LRs'!$A$2:$O$324,7,FALSE)*J97*(1-(1-(VLOOKUP(B97,'Efficiency BMPs'!$B$13:$J$43,9,FALSE)))*(1-(VLOOKUP(F97,'Efficiency BMPs'!$B$52:$J$57,9,FALSE)))))),\nIF(B97=\"RR\",VLOOKUP('1. Summary'!$D$7&'1. Summary'!$D$5,'TSS LRs'!$A$2:$O$324,5,FALSE)*H97*(1-(1-(((0.0326*E97^5)-(0.2806*E97^4)+(0.9816*E97^3)-(1.8039*E97^2)+(1.8292*E97)-0.0098)))*(1-(VLOOKUP(F97,'Efficiency BMPs'!$B$52:$J$57,9,FALSE))))+VLOOKUP('1. Summary'!$D$7&'1. Summary'!$D$5,'TSS LRs'!$A$2:$O$324,6,FALSE)*I97*(1-(1-(((0.0326*E97^5)-(0.2806*E97^4)+(0.9816*E97^3)-(1.8039*E97^2)+(1.8292*E97)-0.0098)))*(1-(VLOOKUP(F97,'Efficiency BMPs'!$B$52:$J$57,9,FALSE))))+VLOOKUP('1. Summary'!$D$7&'1. Summary'!$D$5,'TSS LRs'!$A$2:$O$324,7,FALSE)*J97*(1-(1-(((0.0326*E97^5)-(0.2806*E97^4)+(0.9816*E97^3)-(1.8039*E97^2)+(1.8292*E97)-0.0098)))*(1-(VLOOKUP(F97,'Efficiency BMPs'!$B$52:$J$57,9,FALSE)))),\nIF(B97=\"ST\",VLOOKUP('1. Summary'!$D$7&'1. Summary'!$D$5,'TSS LRs'!$A$2:$O$324,5,FALSE)*H97*(1-(1-(((0.0304*E97^5)-(0.2619*E97^4)+(0.9161*E97^3)-(1.6837*E97^2)+(1.7072*E97)-0.0091)))*(1-(VLOOKUP(F97,'Efficiency BMPs'!$B$52:$J$57,9,FALSE))))+VLOOKUP('1. Summary'!$D$7&'1. Summary'!$D$5,'TSS LRs'!$A$2:$O$324,6,FALSE)*I97*(1-(1-(((0.0304*E97^5)-(0.2619*E97^4)+(0.9161*E97^3)-(1.6837*E97^2)+(1.7072*E97)-0.0091)))*(1-(VLOOKUP(F97,'Efficiency BMPs'!$B$52:$J$57,9,FALSE))))+VLOOKUP('1. Summary'!$D$7&'1. Summary'!$D$5,'TSS LRs'!$A$2:$O$324,7,FALSE)*J97*(1-(1-(((0.0304*E97^5)-(0.2619*E97^4)+(0.9161*E97^3)-(1.6837*E97^2)+(1.7072*E97)-0.0091)))*(1-(VLOOKUP(F97,'Efficiency BMPs'!$B$52:$J$57,9,FALSE)))),\nVLOOKUP('1. Summary'!$D$7&'1. Summary'!$D$5,'TSS LRs'!$A$2:$O$324,5,FALSE)*H97*(1-(1-(VLOOKUP(B97,'Efficiency BMPs'!$B$13:$J$43,9,FALSE)))*(1-(VLOOKUP(F97,'Efficiency BMPs'!$B$52:$J$57,9,FALSE))))+VLOOKUP('1. Summary'!$D$7&'1. Summary'!$D$5,'TSS LRs'!$A$2:$O$324,6,FALSE)*I97*(1-(1-(VLOOKUP(B97,'Efficiency BMPs'!$B$13:$J$43,9,FALSE)))*(1-(VLOOKUP(F97,'Efficiency BMPs'!$B$52:$J$57,9,FALSE))))+VLOOKUP('1. Summary'!$D$7&'1. Summary'!$D$5,'TSS LRs'!$A$2:$O$324,7,FALSE)*J97*(1-(1-(VLOOKUP(B97,'Efficiency BMPs'!$B$13:$J$43,9,FALSE)))*(1-(VLOOKUP(F97,'Efficiency BMPs'!$B$52:$J$57,9,FALSE))))))),0)","v":0},{"$f":"IFERROR(K97*VLOOKUP('1. Summary'!$D$5,DFs!$B$2:$F$183,3,0),0)","v":0},{"$f":"IFERROR(L97*VLOOKUP('1. Summary'!$D$5,DFs!$B$2:$F$183,4,0),0)","v":0},{"$f":"IFERROR(M97*VLOOKUP('1. Summary'!$D$5,DFs!$B$2:$F$183,5,0),0)","v":0}]
[null,null,{"$f":"IFERROR(VLOOKUP(B98,'Efficiency BMPs'!$B$13:$C$36,2,FALSE),\"\")","v":""},null,null,null,null,null,null,null,{"$f":"IFERROR(IF('1. Summary'!$D$12=\"No\",\nIF(B98=\"RR\",VLOOKUP('1. Summary'!$D$7&'1. Summary'!$D$5,'TN LRs'!$A$2:$O$324,4,FALSE)*G98*(1-(1-((0.0308*E98^5)-(0.2562*E98^4)+(0.8634*E98^3)-(1.5285*E98^2)+(1.501*E98)-0.013))*(1-(VLOOKUP(F98,'Efficiency BMPs'!$B$52:$J$57,7,FALSE))))+VLOOKUP('1. Summary'!$D$7&'1. Summary'!$D$5,'TN LRs'!$A$2:$O$324,7,FALSE)*J98*(1-(1-((0.0308*E98^5)-(0.2562*E98^4)+(0.8634*E98^3)-(1.5285*E98^2)+(1.501*E98)-0.013))*(1-(VLOOKUP(F98,'Efficiency BMPs'!$B$52:$J$57,7,FALSE)))),\nIF(B98=\"ST\",VLOOKUP('1. Summary'!$D$7&'1. Summary'!$D$5,'TN LRs'!$A$2:$O$324,4,FALSE)*G98*(1-(1-((0.0152*E98^5)-(0.131*E98^4)+(0.4581*E98^3)-(0.8418*E98^2)+(0.8536*E98)-0.0046))*(1-(VLOOKUP(F98,'Efficiency BMPs'!$B$52:$J$57,7,FALSE))))+VLOOKUP('1. Summary'!$D$7&'1. Summary'!$D$5,'TN LRs'!$A$2:$O$324,7,FALSE)*J98*(1-(1-((0.0152*E98^5)-(0.131*E98^4)+(0.4581*E98^3)-(0.8418*E98^2)+(0.8536*E98)-0.0046))*(1-(VLOOKUP(F98,'Efficiency BMPs'!$B$52:$J$57,7,FALSE)))),\nVLOOKUP('1. Summary'!$D$7&'1. Summary'!$D$5,'TN LRs'!$A$2:$O$324,4,FALSE)*G98*(1-(1-(VLOOKUP(B98,'Efficiency BMPs'!$B$13:$J$43,7,FALSE)))*(1-(VLOOKUP(F98,'Efficiency BMPs'!$B$52:$J$57,7,FALSE))))+VLOOKUP('1. Summary'!$D$7&'1. Summary'!$D$5,'TN LRs'!$A$2:$O$324,7,FALSE)*J98*(1-(1-(VLOOKUP(B98,'Efficiency BMPs'!$B$13:$J$43,7,FALSE)))*(1-(VLOOKUP(F98,'Efficiency BMPs'!$B$52:$J$57,7,FALSE)))))),\nIF(B98=\"RR\",VLOOKUP('1. Summary'!$D$7&'1. Summary'!$D$5,'TN LRs'!$A$2:$O$324,5,FALSE)*H98*(1-(1-(((0.0308*E98^5)-(0.2562*E98^4)+(0.8634*E98^3)-(1.5285*E98^2)+(1.501*E98)-0.013)))*(1-(VLOOKUP(F98,'Efficiency BMPs'!$B$52:$J$57,7,FALSE))))+VLOOKUP('1. Summary'!$D$7&'1. Summary'!$D$5,'TN LRs'!$A$2:$O$324,6,FALSE)*I98*(1-(1-(((0.0308*E98^5)-(0.2562*E98^4)+(0.8634*E98^3)-(1.5285*E98^2)+(1.501*E98)-0.013)))*(1-(VLOOKUP(F98,'Efficiency BMPs'!$B$52:$J$57,7,FALSE))))+VLOOKUP('1. Summary'!$D$7&'1. Summary'!$D$5,'TN LRs'!$A$2:$O$324,7,FALSE)*J98*(1-(1-(((0.0308*E98^5)-(0.2562*E98^4)+(0.8634*E98^3)-(1.5285*E98^2)+(1.501*E98)-0.013)))*(1-(VLOOKUP(F98,'Efficiency BMPs'!$B$52:$J$57,7,FALSE)))),\nIF(B98=\"ST\",VLOOKUP('1. Summary'!$D$7&'1. Summary'!$D$5,'TN LRs'!$A$2:$O$324,5,FALSE)*H98*(1-(1-(((0.0152*E98^5)-(0.131*E98^4)+(0.4581*E98^3)-(0.8418*E98^2)+(0.8536*E98)-0.0046)))*(1-(VLOOKUP(F98,'Efficiency BMPs'!$B$52:$J$57,7,FALSE))))+VLOOKUP('1. Summary'!$D$7&'1. Summary'!$D$5,'TN LRs'!$A$2:$O$324,6,FALSE)*I98*(1-(1-(((0.0152*E98^5)-(0.131*E98^4)+(0.4581*E98^3)-(0.8418*E98^2)+(0.8536*E98)-0.0046)))*(1-(VLOOKUP(F98,'Efficiency BMPs'!$B$52:$J$57,7,FALSE))))+VLOOKUP('1. Summary'!$D$7&'1. Summary'!$D$5,'TN LRs'!$A$2:$O$324,7,FALSE)*J98*(1-(1-(((0.0152*E98^5)-(0.131*E98^4)+(0.4581*E98^3)-(0.8418*E98^2)+(0.8536*E98)-0.0046)))*(1-(VLOOKUP(F98,'Efficiency BMPs'!$B$52:$J$57,7,FALSE)))),\nVLOOKUP('1. Summary'!$D$7&'1. Summary'!$D$5,'TN LRs'!$A$2:$O$324,5,FALSE)*H98*(1-(1-(VLOOKUP(B98,'Efficiency BMPs'!$B$13:$J$43,7,FALSE)))*(1-(VLOOKUP(F98,'Efficiency BMPs'!$B$52:$J$57,7,FALSE))))+VLOOKUP('1. Summary'!$D$7&'1. Summary'!$D$5,'TN LRs'!$A$2:$O$324,6,FALSE)*I98*(1-(1-(VLOOKUP(B98,'Efficiency BMPs'!$B$13:$J$43,7,FALSE)))*(1-(VLOOKUP(F98,'Efficiency BMPs'!$B$52:$J$57,7,FALSE))))+VLOOKUP('1. Summary'!$D$7&'1. Summary'!$D$5,'TN LRs'!$A$2:$O$324,7,FALSE)*J98*(1-(1-(VLOOKUP(B98,'Efficiency BMPs'!$B$13:$J$43,7,FALSE)))*(1-(VLOOKUP(F98,'Efficiency BMPs'!$B$52:$J$57,7,FALSE))))))),0)","v":0},{"$f":"IFERROR(IF('1. Summary'!$D$12=\"No\",\nIF(B98=\"RR\",VLOOKUP('1. Summary'!$D$7&'1. Summary'!$D$5,'TP LRs'!$A$2:$O$324,4,FALSE)*G98*(1-(1-((0.0304*E98^5)-(0.2619*E98^4)+(0.9161*E98^3)-(1.6837*E98^2)+(1.7072*E98)-0.0091))*(1-(VLOOKUP(F98,'Efficiency BMPs'!$B$52:$J$57,8,FALSE))))+VLOOKUP('1. Summary'!$D$7&'1. Summary'!$D$5,'TP LRs'!$A$2:$O$324,7,FALSE)*J98*(1-(1-((0.0304*E98^5)-(0.2619*E98^4)+(0.9161*E98^3)-(1.6837*E98^2)+(1.7072*E98)-0.0091))*(1-(VLOOKUP(F98,'Efficiency BMPs'!$B$52:$J$57,8,FALSE)))),\nIF(B98=\"ST\",VLOOKUP('1. Summary'!$D$7&'1. Summary'!$D$5,'TP LRs'!$A$2:$O$324,4,FALSE)*G98*(1-(1-((0.0239*E98^5)-(0.2058*E98^4)+(0.7198*E98^3)-(1.3229*E98^2)+(1.3414*E98)-0.0072))*(1-(VLOOKUP(F98,'Efficiency BMPs'!$B$52:$J$57,8,FALSE))))+VLOOKUP('1. Summary'!$D$7&'1. Summary'!$D$5,'TP LRs'!$A$2:$O$324,7,FALSE)*J98*(1-(1-((0.0239*E98^5)-(0.2058*E98^4)+(0.7198*E98^3)-(1.3229*E98^2)+(1.3414*E98)-0.0072))*(1-(VLOOKUP(F98,'Efficiency BMPs'!$B$52:$J$57,8,FALSE)))),\nVLOOKUP('1. Summary'!$D$7&'1. Summary'!$D$5,'TP LRs'!$A$2:$O$324,4,FALSE)*G98*(1-(1-(VLOOKUP(B98,'Efficiency BMPs'!$B$13:$J$43,8,FALSE)))*(1-(VLOOKUP(F98,'Efficiency BMPs'!$B$52:$J$57,8,FALSE))))+VLOOKUP('1. Summary'!$D$7&'1. Summary'!$D$5,'TP LRs'!$A$2:$O$324,7,FALSE)*J98*(1-(1-(VLOOKUP(B98,'Efficiency BMPs'!$B$13:$J$43,8,FALSE)))*(1-(VLOOKUP(F98,'Efficiency BMPs'!$B$52:$J$57,8,FALSE)))))),\nIF(B98=\"RR\",VLOOKUP('1. Summary'!$D$7&'1. Summary'!$D$5,'TP LRs'!$A$2:$O$324,5,FALSE)*H98*(1-(1-(((0.0304*E98^5)-(0.2619*E98^4)+(0.9161*E98^3)-(1.6837*E98^2)+(1.7072*E98)-0.0091)))*(1-(VLOOKUP(F98,'Efficiency BMPs'!$B$52:$J$57,8,FALSE))))+VLOOKUP('1. Summary'!$D$7&'1. Summary'!$D$5,'TP LRs'!$A$2:$O$324,6,FALSE)*I98*(1-(1-(((0.0304*E98^5)-(0.2619*E98^4)+(0.9161*E98^3)-(1.6837*E98^2)+(1.7072*E98)-0.0091)))*(1-(VLOOKUP(F98,'Efficiency BMPs'!$B$52:$J$57,8,FALSE))))+VLOOKUP('1. Summary'!$D$7&'1. Summary'!$D$5,'TP LRs'!$A$2:$O$324,7,FALSE)*J98*(1-(1-(((0.0304*E98^5)-(0.2619*E98^4)+(0.9161*E98^3)-(1.6837*E98^2)+(1.7072*E98)-0.0091)))*(1-(VLOOKUP(F98,'Efficiency BMPs'!$B$52:$J$57,8,FALSE)))),\nIF(B98=\"ST\",VLOOKUP('1. Summary'!$D$7&'1. Summary'!$D$5,'TP LRs'!$A$2:$O$324,5,FALSE)*H98*(1-(1-(((0.0239*E98^5)-(0.2058*E98^4)+(0.7198*E98^3)-(1.3229*E98^2)+(1.3414*E98)-0.0072)))*(1-(VLOOKUP(F98,'Efficiency BMPs'!$B$52:$J$57,8,FALSE))))+VLOOKUP('1. Summary'!$D$7&'1. Summary'!$D$5,'TP LRs'!$A$2:$O$324,6,FALSE)*I98*(1-(1-(((0.0239*E98^5)-(0.2058*E98^4)+(0.7198*E98^3)-(1.3229*E98^2)+(1.3414*E98)-0.0072)))*(1-(VLOOKUP(F98,'Efficiency BMPs'!$B$52:$J$57,8,FALSE))))+VLOOKUP('1. Summary'!$D$7&'1. Summary'!$D$5,'TP LRs'!$A$2:$O$324,7,FALSE)*J98*(1-(1-(((0.0239*E98^5)-(0.2058*E98^4)+(0.7198*E98^3)-(1.3229*E98^2)+(1.3414*E98)-0.0072)))*(1-(VLOOKUP(F98,'Efficiency BMPs'!$B$52:$J$57,8,FALSE)))),\nVLOOKUP('1. Summary'!$D$7&'1. Summary'!$D$5,'TP LRs'!$A$2:$O$324,5,FALSE)*H98*(1-(1-(VLOOKUP(B98,'Efficiency BMPs'!$B$13:$J$43,8,FALSE)))*(1-(VLOOKUP(F98,'Efficiency BMPs'!$B$52:$J$57,8,FALSE))))+VLOOKUP('1. Summary'!$D$7&'1. Summary'!$D$5,'TP LRs'!$A$2:$O$324,6,FALSE)*I98*(1-(1-(VLOOKUP(B98,'Efficiency BMPs'!$B$13:$J$43,8,FALSE)))*(1-(VLOOKUP(F98,'Efficiency BMPs'!$B$52:$J$57,8,FALSE))))+VLOOKUP('1. Summary'!$D$7&'1. Summary'!$D$5,'TP LRs'!$A$2:$O$324,7,FALSE)*J98*(1-(1-(VLOOKUP(B98,'Efficiency BMPs'!$B$13:$J$43,8,FALSE)))*(1-(VLOOKUP(F98,'Efficiency BMPs'!$B$52:$J$57,8,FALSE))))))),0)","v":0},{"$f":"IFERROR(IF('1. Summary'!$D$12=\"No\",\nIF(B98=\"RR\",VLOOKUP('1. Summary'!$D$7&'1. Summary'!$D$5,'TSS LRs'!$A$2:$O$324,4,FALSE)*G98*(1-(1-((0.0326*E98^5)-(0.2806*E98^4)+(0.9816*E98^3)-(1.8039*E98^2)+(1.8292*E98)-0.0098))*(1-(VLOOKUP(F98,'Efficiency BMPs'!$B$52:$J$57,9,FALSE))))+VLOOKUP('1. Summary'!$D$7&'1. Summary'!$D$5,'TSS LRs'!$A$2:$O$324,7,FALSE)*J98*(1-(1-((0.0326*E98^5)-(0.2806*E98^4)+(0.9816*E98^3)-(1.8039*E98^2)+(1.8292*E98)-0.0098))*(1-(VLOOKUP(F98,'Efficiency BMPs'!$B$52:$J$57,9,FALSE)))),\nIF(B98=\"ST\",VLOOKUP('1. Summary'!$D$7&'1. Summary'!$D$5,'TSS LRs'!$A$2:$O$324,4,FALSE)*G98*(1-(1-((0.0304*E98^5)-(0.2619*E98^4)+(0.9161*E98^3)-(1.6837*E98^2)+(1.7072*E98)-0.0091))*(1-(VLOOKUP(F98,'Efficiency BMPs'!$B$52:$J$57,9,FALSE))))+VLOOKUP('1. Summary'!$D$7&'1. Summary'!$D$5,'TSS LRs'!$A$2:$O$324,7,FALSE)*J98*(1-(1-((0.0304*E98^5)-(0.2619*E98^4)+(0.9161*E98^3)-(1.6837*E98^2)+(1.7072*E98)-0.0091))*(1-(VLOOKUP(F98,'Efficiency BMPs'!$B$52:$J$57,9,FALSE)))),\nVLOOKUP('1. Summary'!$D$7&'1. Summary'!$D$5,'TSS LRs'!$A$2:$O$324,4,FALSE)*G98*(1-(1-(VLOOKUP(B98,'Efficiency BMPs'!$B$13:$J$43,9,FALSE)))*(1-(VLOOKUP(F98,'Efficiency BMPs'!$B$52:$J$57,9,FALSE))))+VLOOKUP('1. Summary'!$D$7&'1. Summary'!$D$5,'TSS LRs'!$A$2:$O$324,7,FALSE)*J98*(1-(1-(VLOOKUP(B98,'Efficiency BMPs'!$B$13:$J$43,9,FALSE)))*(1-(VLOOKUP(F98,'Efficiency BMPs'!$B$52:$J$57,9,FALSE)))))),\nIF(B98=\"RR\",VLOOKUP('1. Summary'!$D$7&'1. Summary'!$D$5,'TSS LRs'!$A$2:$O$324,5,FALSE)*H98*(1-(1-(((0.0326*E98^5)-(0.2806*E98^4)+(0.9816*E98^3)-(1.8039*E98^2)+(1.8292*E98)-0.0098)))*(1-(VLOOKUP(F98,'Efficiency BMPs'!$B$52:$J$57,9,FALSE))))+VLOOKUP('1. Summary'!$D$7&'1. Summary'!$D$5,'TSS LRs'!$A$2:$O$324,6,FALSE)*I98*(1-(1-(((0.0326*E98^5)-(0.2806*E98^4)+(0.9816*E98^3)-(1.8039*E98^2)+(1.8292*E98)-0.0098)))*(1-(VLOOKUP(F98,'Efficiency BMPs'!$B$52:$J$57,9,FALSE))))+VLOOKUP('1. Summary'!$D$7&'1. Summary'!$D$5,'TSS LRs'!$A$2:$O$324,7,FALSE)*J98*(1-(1-(((0.0326*E98^5)-(0.2806*E98^4)+(0.9816*E98^3)-(1.8039*E98^2)+(1.8292*E98)-0.0098)))*(1-(VLOOKUP(F98,'Efficiency BMPs'!$B$52:$J$57,9,FALSE)))),\nIF(B98=\"ST\",VLOOKUP('1. Summary'!$D$7&'1. Summary'!$D$5,'TSS LRs'!$A$2:$O$324,5,FALSE)*H98*(1-(1-(((0.0304*E98^5)-(0.2619*E98^4)+(0.9161*E98^3)-(1.6837*E98^2)+(1.7072*E98)-0.0091)))*(1-(VLOOKUP(F98,'Efficiency BMPs'!$B$52:$J$57,9,FALSE))))+VLOOKUP('1. Summary'!$D$7&'1. Summary'!$D$5,'TSS LRs'!$A$2:$O$324,6,FALSE)*I98*(1-(1-(((0.0304*E98^5)-(0.2619*E98^4)+(0.9161*E98^3)-(1.6837*E98^2)+(1.7072*E98)-0.0091)))*(1-(VLOOKUP(F98,'Efficiency BMPs'!$B$52:$J$57,9,FALSE))))+VLOOKUP('1. Summary'!$D$7&'1. Summary'!$D$5,'TSS LRs'!$A$2:$O$324,7,FALSE)*J98*(1-(1-(((0.0304*E98^5)-(0.2619*E98^4)+(0.9161*E98^3)-(1.6837*E98^2)+(1.7072*E98)-0.0091)))*(1-(VLOOKUP(F98,'Efficiency BMPs'!$B$52:$J$57,9,FALSE)))),\nVLOOKUP('1. Summary'!$D$7&'1. Summary'!$D$5,'TSS LRs'!$A$2:$O$324,5,FALSE)*H98*(1-(1-(VLOOKUP(B98,'Efficiency BMPs'!$B$13:$J$43,9,FALSE)))*(1-(VLOOKUP(F98,'Efficiency BMPs'!$B$52:$J$57,9,FALSE))))+VLOOKUP('1. Summary'!$D$7&'1. Summary'!$D$5,'TSS LRs'!$A$2:$O$324,6,FALSE)*I98*(1-(1-(VLOOKUP(B98,'Efficiency BMPs'!$B$13:$J$43,9,FALSE)))*(1-(VLOOKUP(F98,'Efficiency BMPs'!$B$52:$J$57,9,FALSE))))+VLOOKUP('1. Summary'!$D$7&'1. Summary'!$D$5,'TSS LRs'!$A$2:$O$324,7,FALSE)*J98*(1-(1-(VLOOKUP(B98,'Efficiency BMPs'!$B$13:$J$43,9,FALSE)))*(1-(VLOOKUP(F98,'Efficiency BMPs'!$B$52:$J$57,9,FALSE))))))),0)","v":0},{"$f":"IFERROR(K98*VLOOKUP('1. Summary'!$D$5,DFs!$B$2:$F$183,3,0),0)","v":0},{"$f":"IFERROR(L98*VLOOKUP('1. Summary'!$D$5,DFs!$B$2:$F$183,4,0),0)","v":0},{"$f":"IFERROR(M98*VLOOKUP('1. Summary'!$D$5,DFs!$B$2:$F$183,5,0),0)","v":0}]
[null,null,{"$f":"IFERROR(VLOOKUP(B99,'Efficiency BMPs'!$B$13:$C$36,2,FALSE),\"\")","v":""},null,null,null,null,null,null,null,{"$f":"IFERROR(IF('1. Summary'!$D$12=\"No\",\nIF(B99=\"RR\",VLOOKUP('1. Summary'!$D$7&'1. Summary'!$D$5,'TN LRs'!$A$2:$O$324,4,FALSE)*G99*(1-(1-((0.0308*E99^5)-(0.2562*E99^4)+(0.8634*E99^3)-(1.5285*E99^2)+(1.501*E99)-0.013))*(1-(VLOOKUP(F99,'Efficiency BMPs'!$B$52:$J$57,7,FALSE))))+VLOOKUP('1. Summary'!$D$7&'1. Summary'!$D$5,'TN LRs'!$A$2:$O$324,7,FALSE)*J99*(1-(1-((0.0308*E99^5)-(0.2562*E99^4)+(0.8634*E99^3)-(1.5285*E99^2)+(1.501*E99)-0.013))*(1-(VLOOKUP(F99,'Efficiency BMPs'!$B$52:$J$57,7,FALSE)))),\nIF(B99=\"ST\",VLOOKUP('1. Summary'!$D$7&'1. Summary'!$D$5,'TN LRs'!$A$2:$O$324,4,FALSE)*G99*(1-(1-((0.0152*E99^5)-(0.131*E99^4)+(0.4581*E99^3)-(0.8418*E99^2)+(0.8536*E99)-0.0046))*(1-(VLOOKUP(F99,'Efficiency BMPs'!$B$52:$J$57,7,FALSE))))+VLOOKUP('1. Summary'!$D$7&'1. Summary'!$D$5,'TN LRs'!$A$2:$O$324,7,FALSE)*J99*(1-(1-((0.0152*E99^5)-(0.131*E99^4)+(0.4581*E99^3)-(0.8418*E99^2)+(0.8536*E99)-0.0046))*(1-(VLOOKUP(F99,'Efficiency BMPs'!$B$52:$J$57,7,FALSE)))),\nVLOOKUP('1. Summary'!$D$7&'1. Summary'!$D$5,'TN LRs'!$A$2:$O$324,4,FALSE)*G99*(1-(1-(VLOOKUP(B99,'Efficiency BMPs'!$B$13:$J$43,7,FALSE)))*(1-(VLOOKUP(F99,'Efficiency BMPs'!$B$52:$J$57,7,FALSE))))+VLOOKUP('1. Summary'!$D$7&'1. Summary'!$D$5,'TN LRs'!$A$2:$O$324,7,FALSE)*J99*(1-(1-(VLOOKUP(B99,'Efficiency BMPs'!$B$13:$J$43,7,FALSE)))*(1-(VLOOKUP(F99,'Efficiency BMPs'!$B$52:$J$57,7,FALSE)))))),\nIF(B99=\"RR\",VLOOKUP('1. Summary'!$D$7&'1. Summary'!$D$5,'TN LRs'!$A$2:$O$324,5,FALSE)*H99*(1-(1-(((0.0308*E99^5)-(0.2562*E99^4)+(0.8634*E99^3)-(1.5285*E99^2)+(1.501*E99)-0.013)))*(1-(VLOOKUP(F99,'Efficiency BMPs'!$B$52:$J$57,7,FALSE))))+VLOOKUP('1. Summary'!$D$7&'1. Summary'!$D$5,'TN LRs'!$A$2:$O$324,6,FALSE)*I99*(1-(1-(((0.0308*E99^5)-(0.2562*E99^4)+(0.8634*E99^3)-(1.5285*E99^2)+(1.501*E99)-0.013)))*(1-(VLOOKUP(F99,'Efficiency BMPs'!$B$52:$J$57,7,FALSE))))+VLOOKUP('1. Summary'!$D$7&'1. Summary'!$D$5,'TN LRs'!$A$2:$O$324,7,FALSE)*J99*(1-(1-(((0.0308*E99^5)-(0.2562*E99^4)+(0.8634*E99^3)-(1.5285*E99^2)+(1.501*E99)-0.013)))*(1-(VLOOKUP(F99,'Efficiency BMPs'!$B$52:$J$57,7,FALSE)))),\nIF(B99=\"ST\",VLOOKUP('1. Summary'!$D$7&'1. Summary'!$D$5,'TN LRs'!$A$2:$O$324,5,FALSE)*H99*(1-(1-(((0.0152*E99^5)-(0.131*E99^4)+(0.4581*E99^3)-(0.8418*E99^2)+(0.8536*E99)-0.0046)))*(1-(VLOOKUP(F99,'Efficiency BMPs'!$B$52:$J$57,7,FALSE))))+VLOOKUP('1. Summary'!$D$7&'1. Summary'!$D$5,'TN LRs'!$A$2:$O$324,6,FALSE)*I99*(1-(1-(((0.0152*E99^5)-(0.131*E99^4)+(0.4581*E99^3)-(0.8418*E99^2)+(0.8536*E99)-0.0046)))*(1-(VLOOKUP(F99,'Efficiency BMPs'!$B$52:$J$57,7,FALSE))))+VLOOKUP('1. Summary'!$D$7&'1. Summary'!$D$5,'TN LRs'!$A$2:$O$324,7,FALSE)*J99*(1-(1-(((0.0152*E99^5)-(0.131*E99^4)+(0.4581*E99^3)-(0.8418*E99^2)+(0.8536*E99)-0.0046)))*(1-(VLOOKUP(F99,'Efficiency BMPs'!$B$52:$J$57,7,FALSE)))),\nVLOOKUP('1. Summary'!$D$7&'1. Summary'!$D$5,'TN LRs'!$A$2:$O$324,5,FALSE)*H99*(1-(1-(VLOOKUP(B99,'Efficiency BMPs'!$B$13:$J$43,7,FALSE)))*(1-(VLOOKUP(F99,'Efficiency BMPs'!$B$52:$J$57,7,FALSE))))+VLOOKUP('1. Summary'!$D$7&'1. Summary'!$D$5,'TN LRs'!$A$2:$O$324,6,FALSE)*I99*(1-(1-(VLOOKUP(B99,'Efficiency BMPs'!$B$13:$J$43,7,FALSE)))*(1-(VLOOKUP(F99,'Efficiency BMPs'!$B$52:$J$57,7,FALSE))))+VLOOKUP('1. Summary'!$D$7&'1. Summary'!$D$5,'TN LRs'!$A$2:$O$324,7,FALSE)*J99*(1-(1-(VLOOKUP(B99,'Efficiency BMPs'!$B$13:$J$43,7,FALSE)))*(1-(VLOOKUP(F99,'Efficiency BMPs'!$B$52:$J$57,7,FALSE))))))),0)","v":0},{"$f":"IFERROR(IF('1. Summary'!$D$12=\"No\",\nIF(B99=\"RR\",VLOOKUP('1. Summary'!$D$7&'1. Summary'!$D$5,'TP LRs'!$A$2:$O$324,4,FALSE)*G99*(1-(1-((0.0304*E99^5)-(0.2619*E99^4)+(0.9161*E99^3)-(1.6837*E99^2)+(1.7072*E99)-0.0091))*(1-(VLOOKUP(F99,'Efficiency BMPs'!$B$52:$J$57,8,FALSE))))+VLOOKUP('1. Summary'!$D$7&'1. Summary'!$D$5,'TP LRs'!$A$2:$O$324,7,FALSE)*J99*(1-(1-((0.0304*E99^5)-(0.2619*E99^4)+(0.9161*E99^3)-(1.6837*E99^2)+(1.7072*E99)-0.0091))*(1-(VLOOKUP(F99,'Efficiency BMPs'!$B$52:$J$57,8,FALSE)))),\nIF(B99=\"ST\",VLOOKUP('1. Summary'!$D$7&'1. Summary'!$D$5,'TP LRs'!$A$2:$O$324,4,FALSE)*G99*(1-(1-((0.0239*E99^5)-(0.2058*E99^4)+(0.7198*E99^3)-(1.3229*E99^2)+(1.3414*E99)-0.0072))*(1-(VLOOKUP(F99,'Efficiency BMPs'!$B$52:$J$57,8,FALSE))))+VLOOKUP('1. Summary'!$D$7&'1. Summary'!$D$5,'TP LRs'!$A$2:$O$324,7,FALSE)*J99*(1-(1-((0.0239*E99^5)-(0.2058*E99^4)+(0.7198*E99^3)-(1.3229*E99^2)+(1.3414*E99)-0.0072))*(1-(VLOOKUP(F99,'Efficiency BMPs'!$B$52:$J$57,8,FALSE)))),\nVLOOKUP('1. Summary'!$D$7&'1. Summary'!$D$5,'TP LRs'!$A$2:$O$324,4,FALSE)*G99*(1-(1-(VLOOKUP(B99,'Efficiency BMPs'!$B$13:$J$43,8,FALSE)))*(1-(VLOOKUP(F99,'Efficiency BMPs'!$B$52:$J$57,8,FALSE))))+VLOOKUP('1. Summary'!$D$7&'1. Summary'!$D$5,'TP LRs'!$A$2:$O$324,7,FALSE)*J99*(1-(1-(VLOOKUP(B99,'Efficiency BMPs'!$B$13:$J$43,8,FALSE)))*(1-(VLOOKUP(F99,'Efficiency BMPs'!$B$52:$J$57,8,FALSE)))))),\nIF(B99=\"RR\",VLOOKUP('1. Summary'!$D$7&'1. Summary'!$D$5,'TP LRs'!$A$2:$O$324,5,FALSE)*H99*(1-(1-(((0.0304*E99^5)-(0.2619*E99^4)+(0.9161*E99^3)-(1.6837*E99^2)+(1.7072*E99)-0.0091)))*(1-(VLOOKUP(F99,'Efficiency BMPs'!$B$52:$J$57,8,FALSE))))+VLOOKUP('1. Summary'!$D$7&'1. Summary'!$D$5,'TP LRs'!$A$2:$O$324,6,FALSE)*I99*(1-(1-(((0.0304*E99^5)-(0.2619*E99^4)+(0.9161*E99^3)-(1.6837*E99^2)+(1.7072*E99)-0.0091)))*(1-(VLOOKUP(F99,'Efficiency BMPs'!$B$52:$J$57,8,FALSE))))+VLOOKUP('1. Summary'!$D$7&'1. Summary'!$D$5,'TP LRs'!$A$2:$O$324,7,FALSE)*J99*(1-(1-(((0.0304*E99^5)-(0.2619*E99^4)+(0.9161*E99^3)-(1.6837*E99^2)+(1.7072*E99)-0.0091)))*(1-(VLOOKUP(F99,'Efficiency BMPs'!$B$52:$J$57,8,FALSE)))),\nIF(B99=\"ST\",VLOOKUP('1. Summary'!$D$7&'1. Summary'!$D$5,'TP LRs'!$A$2:$O$324,5,FALSE)*H99*(1-(1-(((0.0239*E99^5)-(0.2058*E99^4)+(0.7198*E99^3)-(1.3229*E99^2)+(1.3414*E99)-0.0072)))*(1-(VLOOKUP(F99,'Efficiency BMPs'!$B$52:$J$57,8,FALSE))))+VLOOKUP('1. Summary'!$D$7&'1. Summary'!$D$5,'TP LRs'!$A$2:$O$324,6,FALSE)*I99*(1-(1-(((0.0239*E99^5)-(0.2058*E99^4)+(0.7198*E99^3)-(1.3229*E99^2)+(1.3414*E99)-0.0072)))*(1-(VLOOKUP(F99,'Efficiency BMPs'!$B$52:$J$57,8,FALSE))))+VLOOKUP('1. Summary'!$D$7&'1. Summary'!$D$5,'TP LRs'!$A$2:$O$324,7,FALSE)*J99*(1-(1-(((0.0239*E99^5)-(0.2058*E99^4)+(0.7198*E99^3)-(1.3229*E99^2)+(1.3414*E99)-0.0072)))*(1-(VLOOKUP(F99,'Efficiency BMPs'!$B$52:$J$57,8,FALSE)))),\nVLOOKUP('1. Summary'!$D$7&'1. Summary'!$D$5,'TP LRs'!$A$2:$O$324,5,FALSE)*H99*(1-(1-(VLOOKUP(B99,'Efficiency BMPs'!$B$13:$J$43,8,FALSE)))*(1-(VLOOKUP(F99,'Efficiency BMPs'!$B$52:$J$57,8,FALSE))))+VLOOKUP('1. Summary'!$D$7&'1. Summary'!$D$5,'TP LRs'!$A$2:$O$324,6,FALSE)*I99*(1-(1-(VLOOKUP(B99,'Efficiency BMPs'!$B$13:$J$43,8,FALSE)))*(1-(VLOOKUP(F99,'Efficiency BMPs'!$B$52:$J$57,8,FALSE))))+VLOOKUP('1. Summary'!$D$7&'1. Summary'!$D$5,'TP LRs'!$A$2:$O$324,7,FALSE)*J99*(1-(1-(VLOOKUP(B99,'Efficiency BMPs'!$B$13:$J$43,8,FALSE)))*(1-(VLOOKUP(F99,'Efficiency BMPs'!$B$52:$J$57,8,FALSE))))))),0)","v":0},{"$f":"IFERROR(IF('1. Summary'!$D$12=\"No\",\nIF(B99=\"RR\",VLOOKUP('1. Summary'!$D$7&'1. Summary'!$D$5,'TSS LRs'!$A$2:$O$324,4,FALSE)*G99*(1-(1-((0.0326*E99^5)-(0.2806*E99^4)+(0.9816*E99^3)-(1.8039*E99^2)+(1.8292*E99)-0.0098))*(1-(VLOOKUP(F99,'Efficiency BMPs'!$B$52:$J$57,9,FALSE))))+VLOOKUP('1. Summary'!$D$7&'1. Summary'!$D$5,'TSS LRs'!$A$2:$O$324,7,FALSE)*J99*(1-(1-((0.0326*E99^5)-(0.2806*E99^4)+(0.9816*E99^3)-(1.8039*E99^2)+(1.8292*E99)-0.0098))*(1-(VLOOKUP(F99,'Efficiency BMPs'!$B$52:$J$57,9,FALSE)))),\nIF(B99=\"ST\",VLOOKUP('1. Summary'!$D$7&'1. Summary'!$D$5,'TSS LRs'!$A$2:$O$324,4,FALSE)*G99*(1-(1-((0.0304*E99^5)-(0.2619*E99^4)+(0.9161*E99^3)-(1.6837*E99^2)+(1.7072*E99)-0.0091))*(1-(VLOOKUP(F99,'Efficiency BMPs'!$B$52:$J$57,9,FALSE))))+VLOOKUP('1. Summary'!$D$7&'1. Summary'!$D$5,'TSS LRs'!$A$2:$O$324,7,FALSE)*J99*(1-(1-((0.0304*E99^5)-(0.2619*E99^4)+(0.9161*E99^3)-(1.6837*E99^2)+(1.7072*E99)-0.0091))*(1-(VLOOKUP(F99,'Efficiency BMPs'!$B$52:$J$57,9,FALSE)))),\nVLOOKUP('1. Summary'!$D$7&'1. Summary'!$D$5,'TSS LRs'!$A$2:$O$324,4,FALSE)*G99*(1-(1-(VLOOKUP(B99,'Efficiency BMPs'!$B$13:$J$43,9,FALSE)))*(1-(VLOOKUP(F99,'Efficiency BMPs'!$B$52:$J$57,9,FALSE))))+VLOOKUP('1. Summary'!$D$7&'1. Summary'!$D$5,'TSS LRs'!$A$2:$O$324,7,FALSE)*J99*(1-(1-(VLOOKUP(B99,'Efficiency BMPs'!$B$13:$J$43,9,FALSE)))*(1-(VLOOKUP(F99,'Efficiency BMPs'!$B$52:$J$57,9,FALSE)))))),\nIF(B99=\"RR\",VLOOKUP('1. Summary'!$D$7&'1. Summary'!$D$5,'TSS LRs'!$A$2:$O$324,5,FALSE)*H99*(1-(1-(((0.0326*E99^5)-(0.2806*E99^4)+(0.9816*E99^3)-(1.8039*E99^2)+(1.8292*E99)-0.0098)))*(1-(VLOOKUP(F99,'Efficiency BMPs'!$B$52:$J$57,9,FALSE))))+VLOOKUP('1. Summary'!$D$7&'1. Summary'!$D$5,'TSS LRs'!$A$2:$O$324,6,FALSE)*I99*(1-(1-(((0.0326*E99^5)-(0.2806*E99^4)+(0.9816*E99^3)-(1.8039*E99^2)+(1.8292*E99)-0.0098)))*(1-(VLOOKUP(F99,'Efficiency BMPs'!$B$52:$J$57,9,FALSE))))+VLOOKUP('1. Summary'!$D$7&'1. Summary'!$D$5,'TSS LRs'!$A$2:$O$324,7,FALSE)*J99*(1-(1-(((0.0326*E99^5)-(0.2806*E99^4)+(0.9816*E99^3)-(1.8039*E99^2)+(1.8292*E99)-0.0098)))*(1-(VLOOKUP(F99,'Efficiency BMPs'!$B$52:$J$57,9,FALSE)))),\nIF(B99=\"ST\",VLOOKUP('1. Summary'!$D$7&'1. Summary'!$D$5,'TSS LRs'!$A$2:$O$324,5,FALSE)*H99*(1-(1-(((0.0304*E99^5)-(0.2619*E99^4)+(0.9161*E99^3)-(1.6837*E99^2)+(1.7072*E99)-0.0091)))*(1-(VLOOKUP(F99,'Efficiency BMPs'!$B$52:$J$57,9,FALSE))))+VLOOKUP('1. Summary'!$D$7&'1. Summary'!$D$5,'TSS LRs'!$A$2:$O$324,6,FALSE)*I99*(1-(1-(((0.0304*E99^5)-(0.2619*E99^4)+(0.9161*E99^3)-(1.6837*E99^2)+(1.7072*E99)-0.0091)))*(1-(VLOOKUP(F99,'Efficiency BMPs'!$B$52:$J$57,9,FALSE))))+VLOOKUP('1. Summary'!$D$7&'1. Summary'!$D$5,'TSS LRs'!$A$2:$O$324,7,FALSE)*J99*(1-(1-(((0.0304*E99^5)-(0.2619*E99^4)+(0.9161*E99^3)-(1.6837*E99^2)+(1.7072*E99)-0.0091)))*(1-(VLOOKUP(F99,'Efficiency BMPs'!$B$52:$J$57,9,FALSE)))),\nVLOOKUP('1. Summary'!$D$7&'1. Summary'!$D$5,'TSS LRs'!$A$2:$O$324,5,FALSE)*H99*(1-(1-(VLOOKUP(B99,'Efficiency BMPs'!$B$13:$J$43,9,FALSE)))*(1-(VLOOKUP(F99,'Efficiency BMPs'!$B$52:$J$57,9,FALSE))))+VLOOKUP('1. Summary'!$D$7&'1. Summary'!$D$5,'TSS LRs'!$A$2:$O$324,6,FALSE)*I99*(1-(1-(VLOOKUP(B99,'Efficiency BMPs'!$B$13:$J$43,9,FALSE)))*(1-(VLOOKUP(F99,'Efficiency BMPs'!$B$52:$J$57,9,FALSE))))+VLOOKUP('1. Summary'!$D$7&'1. Summary'!$D$5,'TSS LRs'!$A$2:$O$324,7,FALSE)*J99*(1-(1-(VLOOKUP(B99,'Efficiency BMPs'!$B$13:$J$43,9,FALSE)))*(1-(VLOOKUP(F99,'Efficiency BMPs'!$B$52:$J$57,9,FALSE))))))),0)","v":0},{"$f":"IFERROR(K99*VLOOKUP('1. Summary'!$D$5,DFs!$B$2:$F$183,3,0),0)","v":0},{"$f":"IFERROR(L99*VLOOKUP('1. Summary'!$D$5,DFs!$B$2:$F$183,4,0),0)","v":0},{"$f":"IFERROR(M99*VLOOKUP('1. Summary'!$D$5,DFs!$B$2:$F$183,5,0),0)","v":0}]
[null,null,{"$f":"IFERROR(VLOOKUP(B100,'Efficiency BMPs'!$B$13:$C$36,2,FALSE),\"\")","v":""},null,null,null,null,null,null,null,{"$f":"IFERROR(IF('1. Summary'!$D$12=\"No\",\nIF(B100=\"RR\",VLOOKUP('1. Summary'!$D$7&'1. Summary'!$D$5,'TN LRs'!$A$2:$O$324,4,FALSE)*G100*(1-(1-((0.0308*E100^5)-(0.2562*E100^4)+(0.8634*E100^3)-(1.5285*E100^2)+(1.501*E100)-0.013))*(1-(VLOOKUP(F100,'Efficiency BMPs'!$B$52:$J$57,7,FALSE))))+VLOOKUP('1. Summary'!$D$7&'1. Summary'!$D$5,'TN LRs'!$A$2:$O$324,7,FALSE)*J100*(1-(1-((0.0308*E100^5)-(0.2562*E100^4)+(0.8634*E100^3)-(1.5285*E100^2)+(1.501*E100)-0.013))*(1-(VLOOKUP(F100,'Efficiency BMPs'!$B$52:$J$57,7,FALSE)))),\nIF(B100=\"ST\",VLOOKUP('1. Summary'!$D$7&'1. Summary'!$D$5,'TN LRs'!$A$2:$O$324,4,FALSE)*G100*(1-(1-((0.0152*E100^5)-(0.131*E100^4)+(0.4581*E100^3)-(0.8418*E100^2)+(0.8536*E100)-0.0046))*(1-(VLOOKUP(F100,'Efficiency BMPs'!$B$52:$J$57,7,FALSE))))+VLOOKUP('1. Summary'!$D$7&'1. Summary'!$D$5,'TN LRs'!$A$2:$O$324,7,FALSE)*J100*(1-(1-((0.0152*E100^5)-(0.131*E100^4)+(0.4581*E100^3)-(0.8418*E100^2)+(0.8536*E100)-0.0046))*(1-(VLOOKUP(F100,'Efficiency BMPs'!$B$52:$J$57,7,FALSE)))),\nVLOOKUP('1. Summary'!$D$7&'1. Summary'!$D$5,'TN LRs'!$A$2:$O$324,4,FALSE)*G100*(1-(1-(VLOOKUP(B100,'Efficiency BMPs'!$B$13:$J$43,7,FALSE)))*(1-(VLOOKUP(F100,'Efficiency BMPs'!$B$52:$J$57,7,FALSE))))+VLOOKUP('1. Summary'!$D$7&'1. Summary'!$D$5,'TN LRs'!$A$2:$O$324,7,FALSE)*J100*(1-(1-(VLOOKUP(B100,'Efficiency BMPs'!$B$13:$J$43,7,FALSE)))*(1-(VLOOKUP(F100,'Efficiency BMPs'!$B$52:$J$57,7,FALSE)))))),\nIF(B100=\"RR\",VLOOKUP('1. Summary'!$D$7&'1. Summary'!$D$5,'TN LRs'!$A$2:$O$324,5,FALSE)*H100*(1-(1-(((0.0308*E100^5)-(0.2562*E100^4)+(0.8634*E100^3)-(1.5285*E100^2)+(1.501*E100)-0.013)))*(1-(VLOOKUP(F100,'Efficiency BMPs'!$B$52:$J$57,7,FALSE))))+VLOOKUP('1. Summary'!$D$7&'1. Summary'!$D$5,'TN LRs'!$A$2:$O$324,6,FALSE)*I100*(1-(1-(((0.0308*E100^5)-(0.2562*E100^4)+(0.8634*E100^3)-(1.5285*E100^2)+(1.501*E100)-0.013)))*(1-(VLOOKUP(F100,'Efficiency BMPs'!$B$52:$J$57,7,FALSE))))+VLOOKUP('1. Summary'!$D$7&'1. Summary'!$D$5,'TN LRs'!$A$2:$O$324,7,FALSE)*J100*(1-(1-(((0.0308*E100^5)-(0.2562*E100^4)+(0.8634*E100^3)-(1.5285*E100^2)+(1.501*E100)-0.013)))*(1-(VLOOKUP(F100,'Efficiency BMPs'!$B$52:$J$57,7,FALSE)))),\nIF(B100=\"ST\",VLOOKUP('1. Summary'!$D$7&'1. Summary'!$D$5,'TN LRs'!$A$2:$O$324,5,FALSE)*H100*(1-(1-(((0.0152*E100^5)-(0.131*E100^4)+(0.4581*E100^3)-(0.8418*E100^2)+(0.8536*E100)-0.0046)))*(1-(VLOOKUP(F100,'Efficiency BMPs'!$B$52:$J$57,7,FALSE))))+VLOOKUP('1. Summary'!$D$7&'1. Summary'!$D$5,'TN LRs'!$A$2:$O$324,6,FALSE)*I100*(1-(1-(((0.0152*E100^5)-(0.131*E100^4)+(0.4581*E100^3)-(0.8418*E100^2)+(0.8536*E100)-0.0046)))*(1-(VLOOKUP(F100,'Efficiency BMPs'!$B$52:$J$57,7,FALSE))))+VLOOKUP('1. Summary'!$D$7&'1. Summary'!$D$5,'TN LRs'!$A$2:$O$324,7,FALSE)*J100*(1-(1-(((0.0152*E100^5)-(0.131*E100^4)+(0.4581*E100^3)-(0.8418*E100^2)+(0.8536*E100)-0.0046)))*(1-(VLOOKUP(F100,'Efficiency BMPs'!$B$52:$J$57,7,FALSE)))),\nVLOOKUP('1. Summary'!$D$7&'1. Summary'!$D$5,'TN LRs'!$A$2:$O$324,5,FALSE)*H100*(1-(1-(VLOOKUP(B100,'Efficiency BMPs'!$B$13:$J$43,7,FALSE)))*(1-(VLOOKUP(F100,'Efficiency BMPs'!$B$52:$J$57,7,FALSE))))+VLOOKUP('1. Summary'!$D$7&'1. Summary'!$D$5,'TN LRs'!$A$2:$O$324,6,FALSE)*I100*(1-(1-(VLOOKUP(B100,'Efficiency BMPs'!$B$13:$J$43,7,FALSE)))*(1-(VLOOKUP(F100,'Efficiency BMPs'!$B$52:$J$57,7,FALSE))))+VLOOKUP('1. Summary'!$D$7&'1. Summary'!$D$5,'TN LRs'!$A$2:$O$324,7,FALSE)*J100*(1-(1-(VLOOKUP(B100,'Efficiency BMPs'!$B$13:$J$43,7,FALSE)))*(1-(VLOOKUP(F100,'Efficiency BMPs'!$B$52:$J$57,7,FALSE))))))),0)","v":0},{"$f":"IFERROR(IF('1. Summary'!$D$12=\"No\",\nIF(B100=\"RR\",VLOOKUP('1. Summary'!$D$7&'1. Summary'!$D$5,'TP LRs'!$A$2:$O$324,4,FALSE)*G100*(1-(1-((0.0304*E100^5)-(0.2619*E100^4)+(0.9161*E100^3)-(1.6837*E100^2)+(1.7072*E100)-0.0091))*(1-(VLOOKUP(F100,'Efficiency BMPs'!$B$52:$J$57,8,FALSE))))+VLOOKUP('1. Summary'!$D$7&'1. Summary'!$D$5,'TP LRs'!$A$2:$O$324,7,FALSE)*J100*(1-(1-((0.0304*E100^5)-(0.2619*E100^4)+(0.9161*E100^3)-(1.6837*E100^2)+(1.7072*E100)-0.0091))*(1-(VLOOKUP(F100,'Efficiency BMPs'!$B$52:$J$57,8,FALSE)))),\nIF(B100=\"ST\",VLOOKUP('1. Summary'!$D$7&'1. Summary'!$D$5,'TP LRs'!$A$2:$O$324,4,FALSE)*G100*(1-(1-((0.0239*E100^5)-(0.2058*E100^4)+(0.7198*E100^3)-(1.3229*E100^2)+(1.3414*E100)-0.0072))*(1-(VLOOKUP(F100,'Efficiency BMPs'!$B$52:$J$57,8,FALSE))))+VLOOKUP('1. Summary'!$D$7&'1. Summary'!$D$5,'TP LRs'!$A$2:$O$324,7,FALSE)*J100*(1-(1-((0.0239*E100^5)-(0.2058*E100^4)+(0.7198*E100^3)-(1.3229*E100^2)+(1.3414*E100)-0.0072))*(1-(VLOOKUP(F100,'Efficiency BMPs'!$B$52:$J$57,8,FALSE)))),\nVLOOKUP('1. Summary'!$D$7&'1. Summary'!$D$5,'TP LRs'!$A$2:$O$324,4,FALSE)*G100*(1-(1-(VLOOKUP(B100,'Efficiency BMPs'!$B$13:$J$43,8,FALSE)))*(1-(VLOOKUP(F100,'Efficiency BMPs'!$B$52:$J$57,8,FALSE))))+VLOOKUP('1. Summary'!$D$7&'1. Summary'!$D$5,'TP LRs'!$A$2:$O$324,7,FALSE)*J100*(1-(1-(VLOOKUP(B100,'Efficiency BMPs'!$B$13:$J$43,8,FALSE)))*(1-(VLOOKUP(F100,'Efficiency BMPs'!$B$52:$J$57,8,FALSE)))))),\nIF(B100=\"RR\",VLOOKUP('1. Summary'!$D$7&'1. Summary'!$D$5,'TP LRs'!$A$2:$O$324,5,FALSE)*H100*(1-(1-(((0.0304*E100^5)-(0.2619*E100^4)+(0.9161*E100^3)-(1.6837*E100^2)+(1.7072*E100)-0.0091)))*(1-(VLOOKUP(F100,'Efficiency BMPs'!$B$52:$J$57,8,FALSE))))+VLOOKUP('1. Summary'!$D$7&'1. Summary'!$D$5,'TP LRs'!$A$2:$O$324,6,FALSE)*I100*(1-(1-(((0.0304*E100^5)-(0.2619*E100^4)+(0.9161*E100^3)-(1.6837*E100^2)+(1.7072*E100)-0.0091)))*(1-(VLOOKUP(F100,'Efficiency BMPs'!$B$52:$J$57,8,FALSE))))+VLOOKUP('1. Summary'!$D$7&'1. Summary'!$D$5,'TP LRs'!$A$2:$O$324,7,FALSE)*J100*(1-(1-(((0.0304*E100^5)-(0.2619*E100^4)+(0.9161*E100^3)-(1.6837*E100^2)+(1.7072*E100)-0.0091)))*(1-(VLOOKUP(F100,'Efficiency BMPs'!$B$52:$J$57,8,FALSE)))),\nIF(B100=\"ST\",VLOOKUP('1. Summary'!$D$7&'1. Summary'!$D$5,'TP LRs'!$A$2:$O$324,5,FALSE)*H100*(1-(1-(((0.0239*E100^5)-(0.2058*E100^4)+(0.7198*E100^3)-(1.3229*E100^2)+(1.3414*E100)-0.0072)))*(1-(VLOOKUP(F100,'Efficiency BMPs'!$B$52:$J$57,8,FALSE))))+VLOOKUP('1. Summary'!$D$7&'1. Summary'!$D$5,'TP LRs'!$A$2:$O$324,6,FALSE)*I100*(1-(1-(((0.0239*E100^5)-(0.2058*E100^4)+(0.7198*E100^3)-(1.3229*E100^2)+(1.3414*E100)-0.0072)))*(1-(VLOOKUP(F100,'Efficiency BMPs'!$B$52:$J$57,8,FALSE))))+VLOOKUP('1. Summary'!$D$7&'1. Summary'!$D$5,'TP LRs'!$A$2:$O$324,7,FALSE)*J100*(1-(1-(((0.0239*E100^5)-(0.2058*E100^4)+(0.7198*E100^3)-(1.3229*E100^2)+(1.3414*E100)-0.0072)))*(1-(VLOOKUP(F100,'Efficiency BMPs'!$B$52:$J$57,8,FALSE)))),\nVLOOKUP('1. Summary'!$D$7&'1. Summary'!$D$5,'TP LRs'!$A$2:$O$324,5,FALSE)*H100*(1-(1-(VLOOKUP(B100,'Efficiency BMPs'!$B$13:$J$43,8,FALSE)))*(1-(VLOOKUP(F100,'Efficiency BMPs'!$B$52:$J$57,8,FALSE))))+VLOOKUP('1. Summary'!$D$7&'1. Summary'!$D$5,'TP LRs'!$A$2:$O$324,6,FALSE)*I100*(1-(1-(VLOOKUP(B100,'Efficiency BMPs'!$B$13:$J$43,8,FALSE)))*(1-(VLOOKUP(F100,'Efficiency BMPs'!$B$52:$J$57,8,FALSE))))+VLOOKUP('1. Summary'!$D$7&'1. Summary'!$D$5,'TP LRs'!$A$2:$O$324,7,FALSE)*J100*(1-(1-(VLOOKUP(B100,'Efficiency BMPs'!$B$13:$J$43,8,FALSE)))*(1-(VLOOKUP(F100,'Efficiency BMPs'!$B$52:$J$57,8,FALSE))))))),0)","v":0},{"$f":"IFERROR(IF('1. Summary'!$D$12=\"No\",\nIF(B100=\"RR\",VLOOKUP('1. Summary'!$D$7&'1. Summary'!$D$5,'TSS LRs'!$A$2:$O$324,4,FALSE)*G100*(1-(1-((0.0326*E100^5)-(0.2806*E100^4)+(0.9816*E100^3)-(1.8039*E100^2)+(1.8292*E100)-0.0098))*(1-(VLOOKUP(F100,'Efficiency BMPs'!$B$52:$J$57,9,FALSE))))+VLOOKUP('1. Summary'!$D$7&'1. Summary'!$D$5,'TSS LRs'!$A$2:$O$324,7,FALSE)*J100*(1-(1-((0.0326*E100^5)-(0.2806*E100^4)+(0.9816*E100^3)-(1.8039*E100^2)+(1.8292*E100)-0.0098))*(1-(VLOOKUP(F100,'Efficiency BMPs'!$B$52:$J$57,9,FALSE)))),\nIF(B100=\"ST\",VLOOKUP('1. Summary'!$D$7&'1. Summary'!$D$5,'TSS LRs'!$A$2:$O$324,4,FALSE)*G100*(1-(1-((0.0304*E100^5)-(0.2619*E100^4)+(0.9161*E100^3)-(1.6837*E100^2)+(1.7072*E100)-0.0091))*(1-(VLOOKUP(F100,'Efficiency BMPs'!$B$52:$J$57,9,FALSE))))+VLOOKUP('1. Summary'!$D$7&'1. Summary'!$D$5,'TSS LRs'!$A$2:$O$324,7,FALSE)*J100*(1-(1-((0.0304*E100^5)-(0.2619*E100^4)+(0.9161*E100^3)-(1.6837*E100^2)+(1.7072*E100)-0.0091))*(1-(VLOOKUP(F100,'Efficiency BMPs'!$B$52:$J$57,9,FALSE)))),\nVLOOKUP('1. Summary'!$D$7&'1. Summary'!$D$5,'TSS LRs'!$A$2:$O$324,4,FALSE)*G100*(1-(1-(VLOOKUP(B100,'Efficiency BMPs'!$B$13:$J$43,9,FALSE)))*(1-(VLOOKUP(F100,'Efficiency BMPs'!$B$52:$J$57,9,FALSE))))+VLOOKUP('1. Summary'!$D$7&'1. Summary'!$D$5,'TSS LRs'!$A$2:$O$324,7,FALSE)*J100*(1-(1-(VLOOKUP(B100,'Efficiency BMPs'!$B$13:$J$43,9,FALSE)))*(1-(VLOOKUP(F100,'Efficiency BMPs'!$B$52:$J$57,9,FALSE)))))),\nIF(B100=\"RR\",VLOOKUP('1. Summary'!$D$7&'1. Summary'!$D$5,'TSS LRs'!$A$2:$O$324,5,FALSE)*H100*(1-(1-(((0.0326*E100^5)-(0.2806*E100^4)+(0.9816*E100^3)-(1.8039*E100^2)+(1.8292*E100)-0.0098)))*(1-(VLOOKUP(F100,'Efficiency BMPs'!$B$52:$J$57,9,FALSE))))+VLOOKUP('1. Summary'!$D$7&'1. Summary'!$D$5,'TSS LRs'!$A$2:$O$324,6,FALSE)*I100*(1-(1-(((0.0326*E100^5)-(0.2806*E100^4)+(0.9816*E100^3)-(1.8039*E100^2)+(1.8292*E100)-0.0098)))*(1-(VLOOKUP(F100,'Efficiency BMPs'!$B$52:$J$57,9,FALSE))))+VLOOKUP('1. Summary'!$D$7&'1. Summary'!$D$5,'TSS LRs'!$A$2:$O$324,7,FALSE)*J100*(1-(1-(((0.0326*E100^5)-(0.2806*E100^4)+(0.9816*E100^3)-(1.8039*E100^2)+(1.8292*E100)-0.0098)))*(1-(VLOOKUP(F100,'Efficiency BMPs'!$B$52:$J$57,9,FALSE)))),\nIF(B100=\"ST\",VLOOKUP('1. Summary'!$D$7&'1. Summary'!$D$5,'TSS LRs'!$A$2:$O$324,5,FALSE)*H100*(1-(1-(((0.0304*E100^5)-(0.2619*E100^4)+(0.9161*E100^3)-(1.6837*E100^2)+(1.7072*E100)-0.0091)))*(1-(VLOOKUP(F100,'Efficiency BMPs'!$B$52:$J$57,9,FALSE))))+VLOOKUP('1. Summary'!$D$7&'1. Summary'!$D$5,'TSS LRs'!$A$2:$O$324,6,FALSE)*I100*(1-(1-(((0.0304*E100^5)-(0.2619*E100^4)+(0.9161*E100^3)-(1.6837*E100^2)+(1.7072*E100)-0.0091)))*(1-(VLOOKUP(F100,'Efficiency BMPs'!$B$52:$J$57,9,FALSE))))+VLOOKUP('1. Summary'!$D$7&'1. Summary'!$D$5,'TSS LRs'!$A$2:$O$324,7,FALSE)*J100*(1-(1-(((0.0304*E100^5)-(0.2619*E100^4)+(0.9161*E100^3)-(1.6837*E100^2)+(1.7072*E100)-0.0091)))*(1-(VLOOKUP(F100,'Efficiency BMPs'!$B$52:$J$57,9,FALSE)))),\nVLOOKUP('1. Summary'!$D$7&'1. Summary'!$D$5,'TSS LRs'!$A$2:$O$324,5,FALSE)*H100*(1-(1-(VLOOKUP(B100,'Efficiency BMPs'!$B$13:$J$43,9,FALSE)))*(1-(VLOOKUP(F100,'Efficiency BMPs'!$B$52:$J$57,9,FALSE))))+VLOOKUP('1. Summary'!$D$7&'1. Summary'!$D$5,'TSS LRs'!$A$2:$O$324,6,FALSE)*I100*(1-(1-(VLOOKUP(B100,'Efficiency BMPs'!$B$13:$J$43,9,FALSE)))*(1-(VLOOKUP(F100,'Efficiency BMPs'!$B$52:$J$57,9,FALSE))))+VLOOKUP('1. Summary'!$D$7&'1. Summary'!$D$5,'TSS LRs'!$A$2:$O$324,7,FALSE)*J100*(1-(1-(VLOOKUP(B100,'Efficiency BMPs'!$B$13:$J$43,9,FALSE)))*(1-(VLOOKUP(F100,'Efficiency BMPs'!$B$52:$J$57,9,FALSE))))))),0)","v":0},{"$f":"IFERROR(K100*VLOOKUP('1. Summary'!$D$5,DFs!$B$2:$F$183,3,0),0)","v":0},{"$f":"IFERROR(L100*VLOOKUP('1. Summary'!$D$5,DFs!$B$2:$F$183,4,0),0)","v":0},{"$f":"IFERROR(M100*VLOOKUP('1. Summary'!$D$5,DFs!$B$2:$F$183,5,0),0)","v":0}]
[null,null,{"$f":"IFERROR(VLOOKUP(B101,'Efficiency BMPs'!$B$13:$C$36,2,FALSE),\"\")","v":""},null,null,null,null,null,null,null,{"$f":"IFERROR(IF('1. Summary'!$D$12=\"No\",\nIF(B101=\"RR\",VLOOKUP('1. Summary'!$D$7&'1. Summary'!$D$5,'TN LRs'!$A$2:$O$324,4,FALSE)*G101*(1-(1-((0.0308*E101^5)-(0.2562*E101^4)+(0.8634*E101^3)-(1.5285*E101^2)+(1.501*E101)-0.013))*(1-(VLOOKUP(F101,'Efficiency BMPs'!$B$52:$J$57,7,FALSE))))+VLOOKUP('1. Summary'!$D$7&'1. Summary'!$D$5,'TN LRs'!$A$2:$O$324,7,FALSE)*J101*(1-(1-((0.0308*E101^5)-(0.2562*E101^4)+(0.8634*E101^3)-(1.5285*E101^2)+(1.501*E101)-0.013))*(1-(VLOOKUP(F101,'Efficiency BMPs'!$B$52:$J$57,7,FALSE)))),\nIF(B101=\"ST\",VLOOKUP('1. Summary'!$D$7&'1. Summary'!$D$5,'TN LRs'!$A$2:$O$324,4,FALSE)*G101*(1-(1-((0.0152*E101^5)-(0.131*E101^4)+(0.4581*E101^3)-(0.8418*E101^2)+(0.8536*E101)-0.0046))*(1-(VLOOKUP(F101,'Efficiency BMPs'!$B$52:$J$57,7,FALSE))))+VLOOKUP('1. Summary'!$D$7&'1. Summary'!$D$5,'TN LRs'!$A$2:$O$324,7,FALSE)*J101*(1-(1-((0.0152*E101^5)-(0.131*E101^4)+(0.4581*E101^3)-(0.8418*E101^2)+(0.8536*E101)-0.0046))*(1-(VLOOKUP(F101,'Efficiency BMPs'!$B$52:$J$57,7,FALSE)))),\nVLOOKUP('1. Summary'!$D$7&'1. Summary'!$D$5,'TN LRs'!$A$2:$O$324,4,FALSE)*G101*(1-(1-(VLOOKUP(B101,'Efficiency BMPs'!$B$13:$J$43,7,FALSE)))*(1-(VLOOKUP(F101,'Efficiency BMPs'!$B$52:$J$57,7,FALSE))))+VLOOKUP('1. Summary'!$D$7&'1. Summary'!$D$5,'TN LRs'!$A$2:$O$324,7,FALSE)*J101*(1-(1-(VLOOKUP(B101,'Efficiency BMPs'!$B$13:$J$43,7,FALSE)))*(1-(VLOOKUP(F101,'Efficiency BMPs'!$B$52:$J$57,7,FALSE)))))),\nIF(B101=\"RR\",VLOOKUP('1. Summary'!$D$7&'1. Summary'!$D$5,'TN LRs'!$A$2:$O$324,5,FALSE)*H101*(1-(1-(((0.0308*E101^5)-(0.2562*E101^4)+(0.8634*E101^3)-(1.5285*E101^2)+(1.501*E101)-0.013)))*(1-(VLOOKUP(F101,'Efficiency BMPs'!$B$52:$J$57,7,FALSE))))+VLOOKUP('1. Summary'!$D$7&'1. Summary'!$D$5,'TN LRs'!$A$2:$O$324,6,FALSE)*I101*(1-(1-(((0.0308*E101^5)-(0.2562*E101^4)+(0.8634*E101^3)-(1.5285*E101^2)+(1.501*E101)-0.013)))*(1-(VLOOKUP(F101,'Efficiency BMPs'!$B$52:$J$57,7,FALSE))))+VLOOKUP('1. Summary'!$D$7&'1. Summary'!$D$5,'TN LRs'!$A$2:$O$324,7,FALSE)*J101*(1-(1-(((0.0308*E101^5)-(0.2562*E101^4)+(0.8634*E101^3)-(1.5285*E101^2)+(1.501*E101)-0.013)))*(1-(VLOOKUP(F101,'Efficiency BMPs'!$B$52:$J$57,7,FALSE)))),\nIF(B101=\"ST\",VLOOKUP('1. Summary'!$D$7&'1. Summary'!$D$5,'TN LRs'!$A$2:$O$324,5,FALSE)*H101*(1-(1-(((0.0152*E101^5)-(0.131*E101^4)+(0.4581*E101^3)-(0.8418*E101^2)+(0.8536*E101)-0.0046)))*(1-(VLOOKUP(F101,'Efficiency BMPs'!$B$52:$J$57,7,FALSE))))+VLOOKUP('1. Summary'!$D$7&'1. Summary'!$D$5,'TN LRs'!$A$2:$O$324,6,FALSE)*I101*(1-(1-(((0.0152*E101^5)-(0.131*E101^4)+(0.4581*E101^3)-(0.8418*E101^2)+(0.8536*E101)-0.0046)))*(1-(VLOOKUP(F101,'Efficiency BMPs'!$B$52:$J$57,7,FALSE))))+VLOOKUP('1. Summary'!$D$7&'1. Summary'!$D$5,'TN LRs'!$A$2:$O$324,7,FALSE)*J101*(1-(1-(((0.0152*E101^5)-(0.131*E101^4)+(0.4581*E101^3)-(0.8418*E101^2)+(0.8536*E101)-0.0046)))*(1-(VLOOKUP(F101,'Efficiency BMPs'!$B$52:$J$57,7,FALSE)))),\nVLOOKUP('1. Summary'!$D$7&'1. Summary'!$D$5,'TN LRs'!$A$2:$O$324,5,FALSE)*H101*(1-(1-(VLOOKUP(B101,'Efficiency BMPs'!$B$13:$J$43,7,FALSE)))*(1-(VLOOKUP(F101,'Efficiency BMPs'!$B$52:$J$57,7,FALSE))))+VLOOKUP('1. Summary'!$D$7&'1. Summary'!$D$5,'TN LRs'!$A$2:$O$324,6,FALSE)*I101*(1-(1-(VLOOKUP(B101,'Efficiency BMPs'!$B$13:$J$43,7,FALSE)))*(1-(VLOOKUP(F101,'Efficiency BMPs'!$B$52:$J$57,7,FALSE))))+VLOOKUP('1. Summary'!$D$7&'1. Summary'!$D$5,'TN LRs'!$A$2:$O$324,7,FALSE)*J101*(1-(1-(VLOOKUP(B101,'Efficiency BMPs'!$B$13:$J$43,7,FALSE)))*(1-(VLOOKUP(F101,'Efficiency BMPs'!$B$52:$J$57,7,FALSE))))))),0)","v":0},{"$f":"IFERROR(IF('1. Summary'!$D$12=\"No\",\nIF(B101=\"RR\",VLOOKUP('1. Summary'!$D$7&'1. Summary'!$D$5,'TP LRs'!$A$2:$O$324,4,FALSE)*G101*(1-(1-((0.0304*E101^5)-(0.2619*E101^4)+(0.9161*E101^3)-(1.6837*E101^2)+(1.7072*E101)-0.0091))*(1-(VLOOKUP(F101,'Efficiency BMPs'!$B$52:$J$57,8,FALSE))))+VLOOKUP('1. Summary'!$D$7&'1. Summary'!$D$5,'TP LRs'!$A$2:$O$324,7,FALSE)*J101*(1-(1-((0.0304*E101^5)-(0.2619*E101^4)+(0.9161*E101^3)-(1.6837*E101^2)+(1.7072*E101)-0.0091))*(1-(VLOOKUP(F101,'Efficiency BMPs'!$B$52:$J$57,8,FALSE)))),\nIF(B101=\"ST\",VLOOKUP('1. Summary'!$D$7&'1. Summary'!$D$5,'TP LRs'!$A$2:$O$324,4,FALSE)*G101*(1-(1-((0.0239*E101^5)-(0.2058*E101^4)+(0.7198*E101^3)-(1.3229*E101^2)+(1.3414*E101)-0.0072))*(1-(VLOOKUP(F101,'Efficiency BMPs'!$B$52:$J$57,8,FALSE))))+VLOOKUP('1. Summary'!$D$7&'1. Summary'!$D$5,'TP LRs'!$A$2:$O$324,7,FALSE)*J101*(1-(1-((0.0239*E101^5)-(0.2058*E101^4)+(0.7198*E101^3)-(1.3229*E101^2)+(1.3414*E101)-0.0072))*(1-(VLOOKUP(F101,'Efficiency BMPs'!$B$52:$J$57,8,FALSE)))),\nVLOOKUP('1. Summary'!$D$7&'1. Summary'!$D$5,'TP LRs'!$A$2:$O$324,4,FALSE)*G101*(1-(1-(VLOOKUP(B101,'Efficiency BMPs'!$B$13:$J$43,8,FALSE)))*(1-(VLOOKUP(F101,'Efficiency BMPs'!$B$52:$J$57,8,FALSE))))+VLOOKUP('1. Summary'!$D$7&'1. Summary'!$D$5,'TP LRs'!$A$2:$O$324,7,FALSE)*J101*(1-(1-(VLOOKUP(B101,'Efficiency BMPs'!$B$13:$J$43,8,FALSE)))*(1-(VLOOKUP(F101,'Efficiency BMPs'!$B$52:$J$57,8,FALSE)))))),\nIF(B101=\"RR\",VLOOKUP('1. Summary'!$D$7&'1. Summary'!$D$5,'TP LRs'!$A$2:$O$324,5,FALSE)*H101*(1-(1-(((0.0304*E101^5)-(0.2619*E101^4)+(0.9161*E101^3)-(1.6837*E101^2)+(1.7072*E101)-0.0091)))*(1-(VLOOKUP(F101,'Efficiency BMPs'!$B$52:$J$57,8,FALSE))))+VLOOKUP('1. Summary'!$D$7&'1. Summary'!$D$5,'TP LRs'!$A$2:$O$324,6,FALSE)*I101*(1-(1-(((0.0304*E101^5)-(0.2619*E101^4)+(0.9161*E101^3)-(1.6837*E101^2)+(1.7072*E101)-0.0091)))*(1-(VLOOKUP(F101,'Efficiency BMPs'!$B$52:$J$57,8,FALSE))))+VLOOKUP('1. Summary'!$D$7&'1. Summary'!$D$5,'TP LRs'!$A$2:$O$324,7,FALSE)*J101*(1-(1-(((0.0304*E101^5)-(0.2619*E101^4)+(0.9161*E101^3)-(1.6837*E101^2)+(1.7072*E101)-0.0091)))*(1-(VLOOKUP(F101,'Efficiency BMPs'!$B$52:$J$57,8,FALSE)))),\nIF(B101=\"ST\",VLOOKUP('1. Summary'!$D$7&'1. Summary'!$D$5,'TP LRs'!$A$2:$O$324,5,FALSE)*H101*(1-(1-(((0.0239*E101^5)-(0.2058*E101^4)+(0.7198*E101^3)-(1.3229*E101^2)+(1.3414*E101)-0.0072)))*(1-(VLOOKUP(F101,'Efficiency BMPs'!$B$52:$J$57,8,FALSE))))+VLOOKUP('1. Summary'!$D$7&'1. Summary'!$D$5,'TP LRs'!$A$2:$O$324,6,FALSE)*I101*(1-(1-(((0.0239*E101^5)-(0.2058*E101^4)+(0.7198*E101^3)-(1.3229*E101^2)+(1.3414*E101)-0.0072)))*(1-(VLOOKUP(F101,'Efficiency BMPs'!$B$52:$J$57,8,FALSE))))+VLOOKUP('1. Summary'!$D$7&'1. Summary'!$D$5,'TP LRs'!$A$2:$O$324,7,FALSE)*J101*(1-(1-(((0.0239*E101^5)-(0.2058*E101^4)+(0.7198*E101^3)-(1.3229*E101^2)+(1.3414*E101)-0.0072)))*(1-(VLOOKUP(F101,'Efficiency BMPs'!$B$52:$J$57,8,FALSE)))),\nVLOOKUP('1. Summary'!$D$7&'1. Summary'!$D$5,'TP LRs'!$A$2:$O$324,5,FALSE)*H101*(1-(1-(VLOOKUP(B101,'Efficiency BMPs'!$B$13:$J$43,8,FALSE)))*(1-(VLOOKUP(F101,'Efficiency BMPs'!$B$52:$J$57,8,FALSE))))+VLOOKUP('1. Summary'!$D$7&'1. Summary'!$D$5,'TP LRs'!$A$2:$O$324,6,FALSE)*I101*(1-(1-(VLOOKUP(B101,'Efficiency BMPs'!$B$13:$J$43,8,FALSE)))*(1-(VLOOKUP(F101,'Efficiency BMPs'!$B$52:$J$57,8,FALSE))))+VLOOKUP('1. Summary'!$D$7&'1. Summary'!$D$5,'TP LRs'!$A$2:$O$324,7,FALSE)*J101*(1-(1-(VLOOKUP(B101,'Efficiency BMPs'!$B$13:$J$43,8,FALSE)))*(1-(VLOOKUP(F101,'Efficiency BMPs'!$B$52:$J$57,8,FALSE))))))),0)","v":0},{"$f":"IFERROR(IF('1. Summary'!$D$12=\"No\",\nIF(B101=\"RR\",VLOOKUP('1. Summary'!$D$7&'1. Summary'!$D$5,'TSS LRs'!$A$2:$O$324,4,FALSE)*G101*(1-(1-((0.0326*E101^5)-(0.2806*E101^4)+(0.9816*E101^3)-(1.8039*E101^2)+(1.8292*E101)-0.0098))*(1-(VLOOKUP(F101,'Efficiency BMPs'!$B$52:$J$57,9,FALSE))))+VLOOKUP('1. Summary'!$D$7&'1. Summary'!$D$5,'TSS LRs'!$A$2:$O$324,7,FALSE)*J101*(1-(1-((0.0326*E101^5)-(0.2806*E101^4)+(0.9816*E101^3)-(1.8039*E101^2)+(1.8292*E101)-0.0098))*(1-(VLOOKUP(F101,'Efficiency BMPs'!$B$52:$J$57,9,FALSE)))),\nIF(B101=\"ST\",VLOOKUP('1. Summary'!$D$7&'1. Summary'!$D$5,'TSS LRs'!$A$2:$O$324,4,FALSE)*G101*(1-(1-((0.0304*E101^5)-(0.2619*E101^4)+(0.9161*E101^3)-(1.6837*E101^2)+(1.7072*E101)-0.0091))*(1-(VLOOKUP(F101,'Efficiency BMPs'!$B$52:$J$57,9,FALSE))))+VLOOKUP('1. Summary'!$D$7&'1. Summary'!$D$5,'TSS LRs'!$A$2:$O$324,7,FALSE)*J101*(1-(1-((0.0304*E101^5)-(0.2619*E101^4)+(0.9161*E101^3)-(1.6837*E101^2)+(1.7072*E101)-0.0091))*(1-(VLOOKUP(F101,'Efficiency BMPs'!$B$52:$J$57,9,FALSE)))),\nVLOOKUP('1. Summary'!$D$7&'1. Summary'!$D$5,'TSS LRs'!$A$2:$O$324,4,FALSE)*G101*(1-(1-(VLOOKUP(B101,'Efficiency BMPs'!$B$13:$J$43,9,FALSE)))*(1-(VLOOKUP(F101,'Efficiency BMPs'!$B$52:$J$57,9,FALSE))))+VLOOKUP('1. Summary'!$D$7&'1. Summary'!$D$5,'TSS LRs'!$A$2:$O$324,7,FALSE)*J101*(1-(1-(VLOOKUP(B101,'Efficiency BMPs'!$B$13:$J$43,9,FALSE)))*(1-(VLOOKUP(F101,'Efficiency BMPs'!$B$52:$J$57,9,FALSE)))))),\nIF(B101=\"RR\",VLOOKUP('1. Summary'!$D$7&'1. Summary'!$D$5,'TSS LRs'!$A$2:$O$324,5,FALSE)*H101*(1-(1-(((0.0326*E101^5)-(0.2806*E101^4)+(0.9816*E101^3)-(1.8039*E101^2)+(1.8292*E101)-0.0098)))*(1-(VLOOKUP(F101,'Efficiency BMPs'!$B$52:$J$57,9,FALSE))))+VLOOKUP('1. Summary'!$D$7&'1. Summary'!$D$5,'TSS LRs'!$A$2:$O$324,6,FALSE)*I101*(1-(1-(((0.0326*E101^5)-(0.2806*E101^4)+(0.9816*E101^3)-(1.8039*E101^2)+(1.8292*E101)-0.0098)))*(1-(VLOOKUP(F101,'Efficiency BMPs'!$B$52:$J$57,9,FALSE))))+VLOOKUP('1. Summary'!$D$7&'1. Summary'!$D$5,'TSS LRs'!$A$2:$O$324,7,FALSE)*J101*(1-(1-(((0.0326*E101^5)-(0.2806*E101^4)+(0.9816*E101^3)-(1.8039*E101^2)+(1.8292*E101)-0.0098)))*(1-(VLOOKUP(F101,'Efficiency BMPs'!$B$52:$J$57,9,FALSE)))),\nIF(B101=\"ST\",VLOOKUP('1. Summary'!$D$7&'1. Summary'!$D$5,'TSS LRs'!$A$2:$O$324,5,FALSE)*H101*(1-(1-(((0.0304*E101^5)-(0.2619*E101^4)+(0.9161*E101^3)-(1.6837*E101^2)+(1.7072*E101)-0.0091)))*(1-(VLOOKUP(F101,'Efficiency BMPs'!$B$52:$J$57,9,FALSE))))+VLOOKUP('1. Summary'!$D$7&'1. Summary'!$D$5,'TSS LRs'!$A$2:$O$324,6,FALSE)*I101*(1-(1-(((0.0304*E101^5)-(0.2619*E101^4)+(0.9161*E101^3)-(1.6837*E101^2)+(1.7072*E101)-0.0091)))*(1-(VLOOKUP(F101,'Efficiency BMPs'!$B$52:$J$57,9,FALSE))))+VLOOKUP('1. Summary'!$D$7&'1. Summary'!$D$5,'TSS LRs'!$A$2:$O$324,7,FALSE)*J101*(1-(1-(((0.0304*E101^5)-(0.2619*E101^4)+(0.9161*E101^3)-(1.6837*E101^2)+(1.7072*E101)-0.0091)))*(1-(VLOOKUP(F101,'Efficiency BMPs'!$B$52:$J$57,9,FALSE)))),\nVLOOKUP('1. Summary'!$D$7&'1. Summary'!$D$5,'TSS LRs'!$A$2:$O$324,5,FALSE)*H101*(1-(1-(VLOOKUP(B101,'Efficiency BMPs'!$B$13:$J$43,9,FALSE)))*(1-(VLOOKUP(F101,'Efficiency BMPs'!$B$52:$J$57,9,FALSE))))+VLOOKUP('1. Summary'!$D$7&'1. Summary'!$D$5,'TSS LRs'!$A$2:$O$324,6,FALSE)*I101*(1-(1-(VLOOKUP(B101,'Efficiency BMPs'!$B$13:$J$43,9,FALSE)))*(1-(VLOOKUP(F101,'Efficiency BMPs'!$B$52:$J$57,9,FALSE))))+VLOOKUP('1. Summary'!$D$7&'1. Summary'!$D$5,'TSS LRs'!$A$2:$O$324,7,FALSE)*J101*(1-(1-(VLOOKUP(B101,'Efficiency BMPs'!$B$13:$J$43,9,FALSE)))*(1-(VLOOKUP(F101,'Efficiency BMPs'!$B$52:$J$57,9,FALSE))))))),0)","v":0},{"$f":"IFERROR(K101*VLOOKUP('1. Summary'!$D$5,DFs!$B$2:$F$183,3,0),0)","v":0},{"$f":"IFERROR(L101*VLOOKUP('1. Summary'!$D$5,DFs!$B$2:$F$183,4,0),0)","v":0},{"$f":"IFERROR(M101*VLOOKUP('1. Summary'!$D$5,DFs!$B$2:$F$183,5,0),0)","v":0}]
[null,null,{"$f":"IFERROR(VLOOKUP(B102,'Efficiency BMPs'!$B$13:$C$36,2,FALSE),\"\")","v":""},null,null,null,null,null,null,null,{"$f":"IFERROR(IF('1. Summary'!$D$12=\"No\",\nIF(B102=\"RR\",VLOOKUP('1. Summary'!$D$7&'1. Summary'!$D$5,'TN LRs'!$A$2:$O$324,4,FALSE)*G102*(1-(1-((0.0308*E102^5)-(0.2562*E102^4)+(0.8634*E102^3)-(1.5285*E102^2)+(1.501*E102)-0.013))*(1-(VLOOKUP(F102,'Efficiency BMPs'!$B$52:$J$57,7,FALSE))))+VLOOKUP('1. Summary'!$D$7&'1. Summary'!$D$5,'TN LRs'!$A$2:$O$324,7,FALSE)*J102*(1-(1-((0.0308*E102^5)-(0.2562*E102^4)+(0.8634*E102^3)-(1.5285*E102^2)+(1.501*E102)-0.013))*(1-(VLOOKUP(F102,'Efficiency BMPs'!$B$52:$J$57,7,FALSE)))),\nIF(B102=\"ST\",VLOOKUP('1. Summary'!$D$7&'1. Summary'!$D$5,'TN LRs'!$A$2:$O$324,4,FALSE)*G102*(1-(1-((0.0152*E102^5)-(0.131*E102^4)+(0.4581*E102^3)-(0.8418*E102^2)+(0.8536*E102)-0.0046))*(1-(VLOOKUP(F102,'Efficiency BMPs'!$B$52:$J$57,7,FALSE))))+VLOOKUP('1. Summary'!$D$7&'1. Summary'!$D$5,'TN LRs'!$A$2:$O$324,7,FALSE)*J102*(1-(1-((0.0152*E102^5)-(0.131*E102^4)+(0.4581*E102^3)-(0.8418*E102^2)+(0.8536*E102)-0.0046))*(1-(VLOOKUP(F102,'Efficiency BMPs'!$B$52:$J$57,7,FALSE)))),\nVLOOKUP('1. Summary'!$D$7&'1. Summary'!$D$5,'TN LRs'!$A$2:$O$324,4,FALSE)*G102*(1-(1-(VLOOKUP(B102,'Efficiency BMPs'!$B$13:$J$43,7,FALSE)))*(1-(VLOOKUP(F102,'Efficiency BMPs'!$B$52:$J$57,7,FALSE))))+VLOOKUP('1. Summary'!$D$7&'1. Summary'!$D$5,'TN LRs'!$A$2:$O$324,7,FALSE)*J102*(1-(1-(VLOOKUP(B102,'Efficiency BMPs'!$B$13:$J$43,7,FALSE)))*(1-(VLOOKUP(F102,'Efficiency BMPs'!$B$52:$J$57,7,FALSE)))))),\nIF(B102=\"RR\",VLOOKUP('1. Summary'!$D$7&'1. Summary'!$D$5,'TN LRs'!$A$2:$O$324,5,FALSE)*H102*(1-(1-(((0.0308*E102^5)-(0.2562*E102^4)+(0.8634*E102^3)-(1.5285*E102^2)+(1.501*E102)-0.013)))*(1-(VLOOKUP(F102,'Efficiency BMPs'!$B$52:$J$57,7,FALSE))))+VLOOKUP('1. Summary'!$D$7&'1. Summary'!$D$5,'TN LRs'!$A$2:$O$324,6,FALSE)*I102*(1-(1-(((0.0308*E102^5)-(0.2562*E102^4)+(0.8634*E102^3)-(1.5285*E102^2)+(1.501*E102)-0.013)))*(1-(VLOOKUP(F102,'Efficiency BMPs'!$B$52:$J$57,7,FALSE))))+VLOOKUP('1. Summary'!$D$7&'1. Summary'!$D$5,'TN LRs'!$A$2:$O$324,7,FALSE)*J102*(1-(1-(((0.0308*E102^5)-(0.2562*E102^4)+(0.8634*E102^3)-(1.5285*E102^2)+(1.501*E102)-0.013)))*(1-(VLOOKUP(F102,'Efficiency BMPs'!$B$52:$J$57,7,FALSE)))),\nIF(B102=\"ST\",VLOOKUP('1. Summary'!$D$7&'1. Summary'!$D$5,'TN LRs'!$A$2:$O$324,5,FALSE)*H102*(1-(1-(((0.0152*E102^5)-(0.131*E102^4)+(0.4581*E102^3)-(0.8418*E102^2)+(0.8536*E102)-0.0046)))*(1-(VLOOKUP(F102,'Efficiency BMPs'!$B$52:$J$57,7,FALSE))))+VLOOKUP('1. Summary'!$D$7&'1. Summary'!$D$5,'TN LRs'!$A$2:$O$324,6,FALSE)*I102*(1-(1-(((0.0152*E102^5)-(0.131*E102^4)+(0.4581*E102^3)-(0.8418*E102^2)+(0.8536*E102)-0.0046)))*(1-(VLOOKUP(F102,'Efficiency BMPs'!$B$52:$J$57,7,FALSE))))+VLOOKUP('1. Summary'!$D$7&'1. Summary'!$D$5,'TN LRs'!$A$2:$O$324,7,FALSE)*J102*(1-(1-(((0.0152*E102^5)-(0.131*E102^4)+(0.4581*E102^3)-(0.8418*E102^2)+(0.8536*E102)-0.0046)))*(1-(VLOOKUP(F102,'Efficiency BMPs'!$B$52:$J$57,7,FALSE)))),\nVLOOKUP('1. Summary'!$D$7&'1. Summary'!$D$5,'TN LRs'!$A$2:$O$324,5,FALSE)*H102*(1-(1-(VLOOKUP(B102,'Efficiency BMPs'!$B$13:$J$43,7,FALSE)))*(1-(VLOOKUP(F102,'Efficiency BMPs'!$B$52:$J$57,7,FALSE))))+VLOOKUP('1. Summary'!$D$7&'1. Summary'!$D$5,'TN LRs'!$A$2:$O$324,6,FALSE)*I102*(1-(1-(VLOOKUP(B102,'Efficiency BMPs'!$B$13:$J$43,7,FALSE)))*(1-(VLOOKUP(F102,'Efficiency BMPs'!$B$52:$J$57,7,FALSE))))+VLOOKUP('1. Summary'!$D$7&'1. Summary'!$D$5,'TN LRs'!$A$2:$O$324,7,FALSE)*J102*(1-(1-(VLOOKUP(B102,'Efficiency BMPs'!$B$13:$J$43,7,FALSE)))*(1-(VLOOKUP(F102,'Efficiency BMPs'!$B$52:$J$57,7,FALSE))))))),0)","v":0},{"$f":"IFERROR(IF('1. Summary'!$D$12=\"No\",\nIF(B102=\"RR\",VLOOKUP('1. Summary'!$D$7&'1. Summary'!$D$5,'TP LRs'!$A$2:$O$324,4,FALSE)*G102*(1-(1-((0.0304*E102^5)-(0.2619*E102^4)+(0.9161*E102^3)-(1.6837*E102^2)+(1.7072*E102)-0.0091))*(1-(VLOOKUP(F102,'Efficiency BMPs'!$B$52:$J$57,8,FALSE))))+VLOOKUP('1. Summary'!$D$7&'1. Summary'!$D$5,'TP LRs'!$A$2:$O$324,7,FALSE)*J102*(1-(1-((0.0304*E102^5)-(0.2619*E102^4)+(0.9161*E102^3)-(1.6837*E102^2)+(1.7072*E102)-0.0091))*(1-(VLOOKUP(F102,'Efficiency BMPs'!$B$52:$J$57,8,FALSE)))),\nIF(B102=\"ST\",VLOOKUP('1. Summary'!$D$7&'1. Summary'!$D$5,'TP LRs'!$A$2:$O$324,4,FALSE)*G102*(1-(1-((0.0239*E102^5)-(0.2058*E102^4)+(0.7198*E102^3)-(1.3229*E102^2)+(1.3414*E102)-0.0072))*(1-(VLOOKUP(F102,'Efficiency BMPs'!$B$52:$J$57,8,FALSE))))+VLOOKUP('1. Summary'!$D$7&'1. Summary'!$D$5,'TP LRs'!$A$2:$O$324,7,FALSE)*J102*(1-(1-((0.0239*E102^5)-(0.2058*E102^4)+(0.7198*E102^3)-(1.3229*E102^2)+(1.3414*E102)-0.0072))*(1-(VLOOKUP(F102,'Efficiency BMPs'!$B$52:$J$57,8,FALSE)))),\nVLOOKUP('1. Summary'!$D$7&'1. Summary'!$D$5,'TP LRs'!$A$2:$O$324,4,FALSE)*G102*(1-(1-(VLOOKUP(B102,'Efficiency BMPs'!$B$13:$J$43,8,FALSE)))*(1-(VLOOKUP(F102,'Efficiency BMPs'!$B$52:$J$57,8,FALSE))))+VLOOKUP('1. Summary'!$D$7&'1. Summary'!$D$5,'TP LRs'!$A$2:$O$324,7,FALSE)*J102*(1-(1-(VLOOKUP(B102,'Efficiency BMPs'!$B$13:$J$43,8,FALSE)))*(1-(VLOOKUP(F102,'Efficiency BMPs'!$B$52:$J$57,8,FALSE)))))),\nIF(B102=\"RR\",VLOOKUP('1. Summary'!$D$7&'1. Summary'!$D$5,'TP LRs'!$A$2:$O$324,5,FALSE)*H102*(1-(1-(((0.0304*E102^5)-(0.2619*E102^4)+(0.9161*E102^3)-(1.6837*E102^2)+(1.7072*E102)-0.0091)))*(1-(VLOOKUP(F102,'Efficiency BMPs'!$B$52:$J$57,8,FALSE))))+VLOOKUP('1. Summary'!$D$7&'1. Summary'!$D$5,'TP LRs'!$A$2:$O$324,6,FALSE)*I102*(1-(1-(((0.0304*E102^5)-(0.2619*E102^4)+(0.9161*E102^3)-(1.6837*E102^2)+(1.7072*E102)-0.0091)))*(1-(VLOOKUP(F102,'Efficiency BMPs'!$B$52:$J$57,8,FALSE))))+VLOOKUP('1. Summary'!$D$7&'1. Summary'!$D$5,'TP LRs'!$A$2:$O$324,7,FALSE)*J102*(1-(1-(((0.0304*E102^5)-(0.2619*E102^4)+(0.9161*E102^3)-(1.6837*E102^2)+(1.7072*E102)-0.0091)))*(1-(VLOOKUP(F102,'Efficiency BMPs'!$B$52:$J$57,8,FALSE)))),\nIF(B102=\"ST\",VLOOKUP('1. Summary'!$D$7&'1. Summary'!$D$5,'TP LRs'!$A$2:$O$324,5,FALSE)*H102*(1-(1-(((0.0239*E102^5)-(0.2058*E102^4)+(0.7198*E102^3)-(1.3229*E102^2)+(1.3414*E102)-0.0072)))*(1-(VLOOKUP(F102,'Efficiency BMPs'!$B$52:$J$57,8,FALSE))))+VLOOKUP('1. Summary'!$D$7&'1. Summary'!$D$5,'TP LRs'!$A$2:$O$324,6,FALSE)*I102*(1-(1-(((0.0239*E102^5)-(0.2058*E102^4)+(0.7198*E102^3)-(1.3229*E102^2)+(1.3414*E102)-0.0072)))*(1-(VLOOKUP(F102,'Efficiency BMPs'!$B$52:$J$57,8,FALSE))))+VLOOKUP('1. Summary'!$D$7&'1. Summary'!$D$5,'TP LRs'!$A$2:$O$324,7,FALSE)*J102*(1-(1-(((0.0239*E102^5)-(0.2058*E102^4)+(0.7198*E102^3)-(1.3229*E102^2)+(1.3414*E102)-0.0072)))*(1-(VLOOKUP(F102,'Efficiency BMPs'!$B$52:$J$57,8,FALSE)))),\nVLOOKUP('1. Summary'!$D$7&'1. Summary'!$D$5,'TP LRs'!$A$2:$O$324,5,FALSE)*H102*(1-(1-(VLOOKUP(B102,'Efficiency BMPs'!$B$13:$J$43,8,FALSE)))*(1-(VLOOKUP(F102,'Efficiency BMPs'!$B$52:$J$57,8,FALSE))))+VLOOKUP('1. Summary'!$D$7&'1. Summary'!$D$5,'TP LRs'!$A$2:$O$324,6,FALSE)*I102*(1-(1-(VLOOKUP(B102,'Efficiency BMPs'!$B$13:$J$43,8,FALSE)))*(1-(VLOOKUP(F102,'Efficiency BMPs'!$B$52:$J$57,8,FALSE))))+VLOOKUP('1. Summary'!$D$7&'1. Summary'!$D$5,'TP LRs'!$A$2:$O$324,7,FALSE)*J102*(1-(1-(VLOOKUP(B102,'Efficiency BMPs'!$B$13:$J$43,8,FALSE)))*(1-(VLOOKUP(F102,'Efficiency BMPs'!$B$52:$J$57,8,FALSE))))))),0)","v":0},{"$f":"IFERROR(IF('1. Summary'!$D$12=\"No\",\nIF(B102=\"RR\",VLOOKUP('1. Summary'!$D$7&'1. Summary'!$D$5,'TSS LRs'!$A$2:$O$324,4,FALSE)*G102*(1-(1-((0.0326*E102^5)-(0.2806*E102^4)+(0.9816*E102^3)-(1.8039*E102^2)+(1.8292*E102)-0.0098))*(1-(VLOOKUP(F102,'Efficiency BMPs'!$B$52:$J$57,9,FALSE))))+VLOOKUP('1. Summary'!$D$7&'1. Summary'!$D$5,'TSS LRs'!$A$2:$O$324,7,FALSE)*J102*(1-(1-((0.0326*E102^5)-(0.2806*E102^4)+(0.9816*E102^3)-(1.8039*E102^2)+(1.8292*E102)-0.0098))*(1-(VLOOKUP(F102,'Efficiency BMPs'!$B$52:$J$57,9,FALSE)))),\nIF(B102=\"ST\",VLOOKUP('1. Summary'!$D$7&'1. Summary'!$D$5,'TSS LRs'!$A$2:$O$324,4,FALSE)*G102*(1-(1-((0.0304*E102^5)-(0.2619*E102^4)+(0.9161*E102^3)-(1.6837*E102^2)+(1.7072*E102)-0.0091))*(1-(VLOOKUP(F102,'Efficiency BMPs'!$B$52:$J$57,9,FALSE))))+VLOOKUP('1. Summary'!$D$7&'1. Summary'!$D$5,'TSS LRs'!$A$2:$O$324,7,FALSE)*J102*(1-(1-((0.0304*E102^5)-(0.2619*E102^4)+(0.9161*E102^3)-(1.6837*E102^2)+(1.7072*E102)-0.0091))*(1-(VLOOKUP(F102,'Efficiency BMPs'!$B$52:$J$57,9,FALSE)))),\nVLOOKUP('1. Summary'!$D$7&'1. Summary'!$D$5,'TSS LRs'!$A$2:$O$324,4,FALSE)*G102*(1-(1-(VLOOKUP(B102,'Efficiency BMPs'!$B$13:$J$43,9,FALSE)))*(1-(VLOOKUP(F102,'Efficiency BMPs'!$B$52:$J$57,9,FALSE))))+VLOOKUP('1. Summary'!$D$7&'1. Summary'!$D$5,'TSS LRs'!$A$2:$O$324,7,FALSE)*J102*(1-(1-(VLOOKUP(B102,'Efficiency BMPs'!$B$13:$J$43,9,FALSE)))*(1-(VLOOKUP(F102,'Efficiency BMPs'!$B$52:$J$57,9,FALSE)))))),\nIF(B102=\"RR\",VLOOKUP('1. Summary'!$D$7&'1. Summary'!$D$5,'TSS LRs'!$A$2:$O$324,5,FALSE)*H102*(1-(1-(((0.0326*E102^5)-(0.2806*E102^4)+(0.9816*E102^3)-(1.8039*E102^2)+(1.8292*E102)-0.0098)))*(1-(VLOOKUP(F102,'Efficiency BMPs'!$B$52:$J$57,9,FALSE))))+VLOOKUP('1. Summary'!$D$7&'1. Summary'!$D$5,'TSS LRs'!$A$2:$O$324,6,FALSE)*I102*(1-(1-(((0.0326*E102^5)-(0.2806*E102^4)+(0.9816*E102^3)-(1.8039*E102^2)+(1.8292*E102)-0.0098)))*(1-(VLOOKUP(F102,'Efficiency BMPs'!$B$52:$J$57,9,FALSE))))+VLOOKUP('1. Summary'!$D$7&'1. Summary'!$D$5,'TSS LRs'!$A$2:$O$324,7,FALSE)*J102*(1-(1-(((0.0326*E102^5)-(0.2806*E102^4)+(0.9816*E102^3)-(1.8039*E102^2)+(1.8292*E102)-0.0098)))*(1-(VLOOKUP(F102,'Efficiency BMPs'!$B$52:$J$57,9,FALSE)))),\nIF(B102=\"ST\",VLOOKUP('1. Summary'!$D$7&'1. Summary'!$D$5,'TSS LRs'!$A$2:$O$324,5,FALSE)*H102*(1-(1-(((0.0304*E102^5)-(0.2619*E102^4)+(0.9161*E102^3)-(1.6837*E102^2)+(1.7072*E102)-0.0091)))*(1-(VLOOKUP(F102,'Efficiency BMPs'!$B$52:$J$57,9,FALSE))))+VLOOKUP('1. Summary'!$D$7&'1. Summary'!$D$5,'TSS LRs'!$A$2:$O$324,6,FALSE)*I102*(1-(1-(((0.0304*E102^5)-(0.2619*E102^4)+(0.9161*E102^3)-(1.6837*E102^2)+(1.7072*E102)-0.0091)))*(1-(VLOOKUP(F102,'Efficiency BMPs'!$B$52:$J$57,9,FALSE))))+VLOOKUP('1. Summary'!$D$7&'1. Summary'!$D$5,'TSS LRs'!$A$2:$O$324,7,FALSE)*J102*(1-(1-(((0.0304*E102^5)-(0.2619*E102^4)+(0.9161*E102^3)-(1.6837*E102^2)+(1.7072*E102)-0.0091)))*(1-(VLOOKUP(F102,'Efficiency BMPs'!$B$52:$J$57,9,FALSE)))),\nVLOOKUP('1. Summary'!$D$7&'1. Summary'!$D$5,'TSS LRs'!$A$2:$O$324,5,FALSE)*H102*(1-(1-(VLOOKUP(B102,'Efficiency BMPs'!$B$13:$J$43,9,FALSE)))*(1-(VLOOKUP(F102,'Efficiency BMPs'!$B$52:$J$57,9,FALSE))))+VLOOKUP('1. Summary'!$D$7&'1. Summary'!$D$5,'TSS LRs'!$A$2:$O$324,6,FALSE)*I102*(1-(1-(VLOOKUP(B102,'Efficiency BMPs'!$B$13:$J$43,9,FALSE)))*(1-(VLOOKUP(F102,'Efficiency BMPs'!$B$52:$J$57,9,FALSE))))+VLOOKUP('1. Summary'!$D$7&'1. Summary'!$D$5,'TSS LRs'!$A$2:$O$324,7,FALSE)*J102*(1-(1-(VLOOKUP(B102,'Efficiency BMPs'!$B$13:$J$43,9,FALSE)))*(1-(VLOOKUP(F102,'Efficiency BMPs'!$B$52:$J$57,9,FALSE))))))),0)","v":0},{"$f":"IFERROR(K102*VLOOKUP('1. Summary'!$D$5,DFs!$B$2:$F$183,3,0),0)","v":0},{"$f":"IFERROR(L102*VLOOKUP('1. Summary'!$D$5,DFs!$B$2:$F$183,4,0),0)","v":0},{"$f":"IFERROR(M102*VLOOKUP('1. Summary'!$D$5,DFs!$B$2:$F$183,5,0),0)","v":0}]
[null,null,{"$f":"IFERROR(VLOOKUP(B103,'Efficiency BMPs'!$B$13:$C$36,2,FALSE),\"\")","v":""},null,null,null,null,null,null,null,{"$f":"IFERROR(IF('1. Summary'!$D$12=\"No\",\nIF(B103=\"RR\",VLOOKUP('1. Summary'!$D$7&'1. Summary'!$D$5,'TN LRs'!$A$2:$O$324,4,FALSE)*G103*(1-(1-((0.0308*E103^5)-(0.2562*E103^4)+(0.8634*E103^3)-(1.5285*E103^2)+(1.501*E103)-0.013))*(1-(VLOOKUP(F103,'Efficiency BMPs'!$B$52:$J$57,7,FALSE))))+VLOOKUP('1. Summary'!$D$7&'1. Summary'!$D$5,'TN LRs'!$A$2:$O$324,7,FALSE)*J103*(1-(1-((0.0308*E103^5)-(0.2562*E103^4)+(0.8634*E103^3)-(1.5285*E103^2)+(1.501*E103)-0.013))*(1-(VLOOKUP(F103,'Efficiency BMPs'!$B$52:$J$57,7,FALSE)))),\nIF(B103=\"ST\",VLOOKUP('1. Summary'!$D$7&'1. Summary'!$D$5,'TN LRs'!$A$2:$O$324,4,FALSE)*G103*(1-(1-((0.0152*E103^5)-(0.131*E103^4)+(0.4581*E103^3)-(0.8418*E103^2)+(0.8536*E103)-0.0046))*(1-(VLOOKUP(F103,'Efficiency BMPs'!$B$52:$J$57,7,FALSE))))+VLOOKUP('1. Summary'!$D$7&'1. Summary'!$D$5,'TN LRs'!$A$2:$O$324,7,FALSE)*J103*(1-(1-((0.0152*E103^5)-(0.131*E103^4)+(0.4581*E103^3)-(0.8418*E103^2)+(0.8536*E103)-0.0046))*(1-(VLOOKUP(F103,'Efficiency BMPs'!$B$52:$J$57,7,FALSE)))),\nVLOOKUP('1. Summary'!$D$7&'1. Summary'!$D$5,'TN LRs'!$A$2:$O$324,4,FALSE)*G103*(1-(1-(VLOOKUP(B103,'Efficiency BMPs'!$B$13:$J$43,7,FALSE)))*(1-(VLOOKUP(F103,'Efficiency BMPs'!$B$52:$J$57,7,FALSE))))+VLOOKUP('1. Summary'!$D$7&'1. Summary'!$D$5,'TN LRs'!$A$2:$O$324,7,FALSE)*J103*(1-(1-(VLOOKUP(B103,'Efficiency BMPs'!$B$13:$J$43,7,FALSE)))*(1-(VLOOKUP(F103,'Efficiency BMPs'!$B$52:$J$57,7,FALSE)))))),\nIF(B103=\"RR\",VLOOKUP('1. Summary'!$D$7&'1. Summary'!$D$5,'TN LRs'!$A$2:$O$324,5,FALSE)*H103*(1-(1-(((0.0308*E103^5)-(0.2562*E103^4)+(0.8634*E103^3)-(1.5285*E103^2)+(1.501*E103)-0.013)))*(1-(VLOOKUP(F103,'Efficiency BMPs'!$B$52:$J$57,7,FALSE))))+VLOOKUP('1. Summary'!$D$7&'1. Summary'!$D$5,'TN LRs'!$A$2:$O$324,6,FALSE)*I103*(1-(1-(((0.0308*E103^5)-(0.2562*E103^4)+(0.8634*E103^3)-(1.5285*E103^2)+(1.501*E103)-0.013)))*(1-(VLOOKUP(F103,'Efficiency BMPs'!$B$52:$J$57,7,FALSE))))+VLOOKUP('1. Summary'!$D$7&'1. Summary'!$D$5,'TN LRs'!$A$2:$O$324,7,FALSE)*J103*(1-(1-(((0.0308*E103^5)-(0.2562*E103^4)+(0.8634*E103^3)-(1.5285*E103^2)+(1.501*E103)-0.013)))*(1-(VLOOKUP(F103,'Efficiency BMPs'!$B$52:$J$57,7,FALSE)))),\nIF(B103=\"ST\",VLOOKUP('1. Summary'!$D$7&'1. Summary'!$D$5,'TN LRs'!$A$2:$O$324,5,FALSE)*H103*(1-(1-(((0.0152*E103^5)-(0.131*E103^4)+(0.4581*E103^3)-(0.8418*E103^2)+(0.8536*E103)-0.0046)))*(1-(VLOOKUP(F103,'Efficiency BMPs'!$B$52:$J$57,7,FALSE))))+VLOOKUP('1. Summary'!$D$7&'1. Summary'!$D$5,'TN LRs'!$A$2:$O$324,6,FALSE)*I103*(1-(1-(((0.0152*E103^5)-(0.131*E103^4)+(0.4581*E103^3)-(0.8418*E103^2)+(0.8536*E103)-0.0046)))*(1-(VLOOKUP(F103,'Efficiency BMPs'!$B$52:$J$57,7,FALSE))))+VLOOKUP('1. Summary'!$D$7&'1. Summary'!$D$5,'TN LRs'!$A$2:$O$324,7,FALSE)*J103*(1-(1-(((0.0152*E103^5)-(0.131*E103^4)+(0.4581*E103^3)-(0.8418*E103^2)+(0.8536*E103)-0.0046)))*(1-(VLOOKUP(F103,'Efficiency BMPs'!$B$52:$J$57,7,FALSE)))),\nVLOOKUP('1. Summary'!$D$7&'1. Summary'!$D$5,'TN LRs'!$A$2:$O$324,5,FALSE)*H103*(1-(1-(VLOOKUP(B103,'Efficiency BMPs'!$B$13:$J$43,7,FALSE)))*(1-(VLOOKUP(F103,'Efficiency BMPs'!$B$52:$J$57,7,FALSE))))+VLOOKUP('1. Summary'!$D$7&'1. Summary'!$D$5,'TN LRs'!$A$2:$O$324,6,FALSE)*I103*(1-(1-(VLOOKUP(B103,'Efficiency BMPs'!$B$13:$J$43,7,FALSE)))*(1-(VLOOKUP(F103,'Efficiency BMPs'!$B$52:$J$57,7,FALSE))))+VLOOKUP('1. Summary'!$D$7&'1. Summary'!$D$5,'TN LRs'!$A$2:$O$324,7,FALSE)*J103*(1-(1-(VLOOKUP(B103,'Efficiency BMPs'!$B$13:$J$43,7,FALSE)))*(1-(VLOOKUP(F103,'Efficiency BMPs'!$B$52:$J$57,7,FALSE))))))),0)","v":0},{"$f":"IFERROR(IF('1. Summary'!$D$12=\"No\",\nIF(B103=\"RR\",VLOOKUP('1. Summary'!$D$7&'1. Summary'!$D$5,'TP LRs'!$A$2:$O$324,4,FALSE)*G103*(1-(1-((0.0304*E103^5)-(0.2619*E103^4)+(0.9161*E103^3)-(1.6837*E103^2)+(1.7072*E103)-0.0091))*(1-(VLOOKUP(F103,'Efficiency BMPs'!$B$52:$J$57,8,FALSE))))+VLOOKUP('1. Summary'!$D$7&'1. Summary'!$D$5,'TP LRs'!$A$2:$O$324,7,FALSE)*J103*(1-(1-((0.0304*E103^5)-(0.2619*E103^4)+(0.9161*E103^3)-(1.6837*E103^2)+(1.7072*E103)-0.0091))*(1-(VLOOKUP(F103,'Efficiency BMPs'!$B$52:$J$57,8,FALSE)))),\nIF(B103=\"ST\",VLOOKUP('1. Summary'!$D$7&'1. Summary'!$D$5,'TP LRs'!$A$2:$O$324,4,FALSE)*G103*(1-(1-((0.0239*E103^5)-(0.2058*E103^4)+(0.7198*E103^3)-(1.3229*E103^2)+(1.3414*E103)-0.0072))*(1-(VLOOKUP(F103,'Efficiency BMPs'!$B$52:$J$57,8,FALSE))))+VLOOKUP('1. Summary'!$D$7&'1. Summary'!$D$5,'TP LRs'!$A$2:$O$324,7,FALSE)*J103*(1-(1-((0.0239*E103^5)-(0.2058*E103^4)+(0.7198*E103^3)-(1.3229*E103^2)+(1.3414*E103)-0.0072))*(1-(VLOOKUP(F103,'Efficiency BMPs'!$B$52:$J$57,8,FALSE)))),\nVLOOKUP('1. Summary'!$D$7&'1. Summary'!$D$5,'TP LRs'!$A$2:$O$324,4,FALSE)*G103*(1-(1-(VLOOKUP(B103,'Efficiency BMPs'!$B$13:$J$43,8,FALSE)))*(1-(VLOOKUP(F103,'Efficiency BMPs'!$B$52:$J$57,8,FALSE))))+VLOOKUP('1. Summary'!$D$7&'1. Summary'!$D$5,'TP LRs'!$A$2:$O$324,7,FALSE)*J103*(1-(1-(VLOOKUP(B103,'Efficiency BMPs'!$B$13:$J$43,8,FALSE)))*(1-(VLOOKUP(F103,'Efficiency BMPs'!$B$52:$J$57,8,FALSE)))))),\nIF(B103=\"RR\",VLOOKUP('1. Summary'!$D$7&'1. Summary'!$D$5,'TP LRs'!$A$2:$O$324,5,FALSE)*H103*(1-(1-(((0.0304*E103^5)-(0.2619*E103^4)+(0.9161*E103^3)-(1.6837*E103^2)+(1.7072*E103)-0.0091)))*(1-(VLOOKUP(F103,'Efficiency BMPs'!$B$52:$J$57,8,FALSE))))+VLOOKUP('1. Summary'!$D$7&'1. Summary'!$D$5,'TP LRs'!$A$2:$O$324,6,FALSE)*I103*(1-(1-(((0.0304*E103^5)-(0.2619*E103^4)+(0.9161*E103^3)-(1.6837*E103^2)+(1.7072*E103)-0.0091)))*(1-(VLOOKUP(F103,'Efficiency BMPs'!$B$52:$J$57,8,FALSE))))+VLOOKUP('1. Summary'!$D$7&'1. Summary'!$D$5,'TP LRs'!$A$2:$O$324,7,FALSE)*J103*(1-(1-(((0.0304*E103^5)-(0.2619*E103^4)+(0.9161*E103^3)-(1.6837*E103^2)+(1.7072*E103)-0.0091)))*(1-(VLOOKUP(F103,'Efficiency BMPs'!$B$52:$J$57,8,FALSE)))),\nIF(B103=\"ST\",VLOOKUP('1. Summary'!$D$7&'1. Summary'!$D$5,'TP LRs'!$A$2:$O$324,5,FALSE)*H103*(1-(1-(((0.0239*E103^5)-(0.2058*E103^4)+(0.7198*E103^3)-(1.3229*E103^2)+(1.3414*E103)-0.0072)))*(1-(VLOOKUP(F103,'Efficiency BMPs'!$B$52:$J$57,8,FALSE))))+VLOOKUP('1. Summary'!$D$7&'1. Summary'!$D$5,'TP LRs'!$A$2:$O$324,6,FALSE)*I103*(1-(1-(((0.0239*E103^5)-(0.2058*E103^4)+(0.7198*E103^3)-(1.3229*E103^2)+(1.3414*E103)-0.0072)))*(1-(VLOOKUP(F103,'Efficiency BMPs'!$B$52:$J$57,8,FALSE))))+VLOOKUP('1. Summary'!$D$7&'1. Summary'!$D$5,'TP LRs'!$A$2:$O$324,7,FALSE)*J103*(1-(1-(((0.0239*E103^5)-(0.2058*E103^4)+(0.7198*E103^3)-(1.3229*E103^2)+(1.3414*E103)-0.0072)))*(1-(VLOOKUP(F103,'Efficiency BMPs'!$B$52:$J$57,8,FALSE)))),\nVLOOKUP('1. Summary'!$D$7&'1. Summary'!$D$5,'TP LRs'!$A$2:$O$324,5,FALSE)*H103*(1-(1-(VLOOKUP(B103,'Efficiency BMPs'!$B$13:$J$43,8,FALSE)))*(1-(VLOOKUP(F103,'Efficiency BMPs'!$B$52:$J$57,8,FALSE))))+VLOOKUP('1. Summary'!$D$7&'1. Summary'!$D$5,'TP LRs'!$A$2:$O$324,6,FALSE)*I103*(1-(1-(VLOOKUP(B103,'Efficiency BMPs'!$B$13:$J$43,8,FALSE)))*(1-(VLOOKUP(F103,'Efficiency BMPs'!$B$52:$J$57,8,FALSE))))+VLOOKUP('1. Summary'!$D$7&'1. Summary'!$D$5,'TP LRs'!$A$2:$O$324,7,FALSE)*J103*(1-(1-(VLOOKUP(B103,'Efficiency BMPs'!$B$13:$J$43,8,FALSE)))*(1-(VLOOKUP(F103,'Efficiency BMPs'!$B$52:$J$57,8,FALSE))))))),0)","v":0},{"$f":"IFERROR(IF('1. Summary'!$D$12=\"No\",\nIF(B103=\"RR\",VLOOKUP('1. Summary'!$D$7&'1. Summary'!$D$5,'TSS LRs'!$A$2:$O$324,4,FALSE)*G103*(1-(1-((0.0326*E103^5)-(0.2806*E103^4)+(0.9816*E103^3)-(1.8039*E103^2)+(1.8292*E103)-0.0098))*(1-(VLOOKUP(F103,'Efficiency BMPs'!$B$52:$J$57,9,FALSE))))+VLOOKUP('1. Summary'!$D$7&'1. Summary'!$D$5,'TSS LRs'!$A$2:$O$324,7,FALSE)*J103*(1-(1-((0.0326*E103^5)-(0.2806*E103^4)+(0.9816*E103^3)-(1.8039*E103^2)+(1.8292*E103)-0.0098))*(1-(VLOOKUP(F103,'Efficiency BMPs'!$B$52:$J$57,9,FALSE)))),\nIF(B103=\"ST\",VLOOKUP('1. Summary'!$D$7&'1. Summary'!$D$5,'TSS LRs'!$A$2:$O$324,4,FALSE)*G103*(1-(1-((0.0304*E103^5)-(0.2619*E103^4)+(0.9161*E103^3)-(1.6837*E103^2)+(1.7072*E103)-0.0091))*(1-(VLOOKUP(F103,'Efficiency BMPs'!$B$52:$J$57,9,FALSE))))+VLOOKUP('1. Summary'!$D$7&'1. Summary'!$D$5,'TSS LRs'!$A$2:$O$324,7,FALSE)*J103*(1-(1-((0.0304*E103^5)-(0.2619*E103^4)+(0.9161*E103^3)-(1.6837*E103^2)+(1.7072*E103)-0.0091))*(1-(VLOOKUP(F103,'Efficiency BMPs'!$B$52:$J$57,9,FALSE)))),\nVLOOKUP('1. Summary'!$D$7&'1. Summary'!$D$5,'TSS LRs'!$A$2:$O$324,4,FALSE)*G103*(1-(1-(VLOOKUP(B103,'Efficiency BMPs'!$B$13:$J$43,9,FALSE)))*(1-(VLOOKUP(F103,'Efficiency BMPs'!$B$52:$J$57,9,FALSE))))+VLOOKUP('1. Summary'!$D$7&'1. Summary'!$D$5,'TSS LRs'!$A$2:$O$324,7,FALSE)*J103*(1-(1-(VLOOKUP(B103,'Efficiency BMPs'!$B$13:$J$43,9,FALSE)))*(1-(VLOOKUP(F103,'Efficiency BMPs'!$B$52:$J$57,9,FALSE)))))),\nIF(B103=\"RR\",VLOOKUP('1. Summary'!$D$7&'1. Summary'!$D$5,'TSS LRs'!$A$2:$O$324,5,FALSE)*H103*(1-(1-(((0.0326*E103^5)-(0.2806*E103^4)+(0.9816*E103^3)-(1.8039*E103^2)+(1.8292*E103)-0.0098)))*(1-(VLOOKUP(F103,'Efficiency BMPs'!$B$52:$J$57,9,FALSE))))+VLOOKUP('1. Summary'!$D$7&'1. Summary'!$D$5,'TSS LRs'!$A$2:$O$324,6,FALSE)*I103*(1-(1-(((0.0326*E103^5)-(0.2806*E103^4)+(0.9816*E103^3)-(1.8039*E103^2)+(1.8292*E103)-0.0098)))*(1-(VLOOKUP(F103,'Efficiency BMPs'!$B$52:$J$57,9,FALSE))))+VLOOKUP('1. Summary'!$D$7&'1. Summary'!$D$5,'TSS LRs'!$A$2:$O$324,7,FALSE)*J103*(1-(1-(((0.0326*E103^5)-(0.2806*E103^4)+(0.9816*E103^3)-(1.8039*E103^2)+(1.8292*E103)-0.0098)))*(1-(VLOOKUP(F103,'Efficiency BMPs'!$B$52:$J$57,9,FALSE)))),\nIF(B103=\"ST\",VLOOKUP('1. Summary'!$D$7&'1. Summary'!$D$5,'TSS LRs'!$A$2:$O$324,5,FALSE)*H103*(1-(1-(((0.0304*E103^5)-(0.2619*E103^4)+(0.9161*E103^3)-(1.6837*E103^2)+(1.7072*E103)-0.0091)))*(1-(VLOOKUP(F103,'Efficiency BMPs'!$B$52:$J$57,9,FALSE))))+VLOOKUP('1. Summary'!$D$7&'1. Summary'!$D$5,'TSS LRs'!$A$2:$O$324,6,FALSE)*I103*(1-(1-(((0.0304*E103^5)-(0.2619*E103^4)+(0.9161*E103^3)-(1.6837*E103^2)+(1.7072*E103)-0.0091)))*(1-(VLOOKUP(F103,'Efficiency BMPs'!$B$52:$J$57,9,FALSE))))+VLOOKUP('1. Summary'!$D$7&'1. Summary'!$D$5,'TSS LRs'!$A$2:$O$324,7,FALSE)*J103*(1-(1-(((0.0304*E103^5)-(0.2619*E103^4)+(0.9161*E103^3)-(1.6837*E103^2)+(1.7072*E103)-0.0091)))*(1-(VLOOKUP(F103,'Efficiency BMPs'!$B$52:$J$57,9,FALSE)))),\nVLOOKUP('1. Summary'!$D$7&'1. Summary'!$D$5,'TSS LRs'!$A$2:$O$324,5,FALSE)*H103*(1-(1-(VLOOKUP(B103,'Efficiency BMPs'!$B$13:$J$43,9,FALSE)))*(1-(VLOOKUP(F103,'Efficiency BMPs'!$B$52:$J$57,9,FALSE))))+VLOOKUP('1. Summary'!$D$7&'1. Summary'!$D$5,'TSS LRs'!$A$2:$O$324,6,FALSE)*I103*(1-(1-(VLOOKUP(B103,'Efficiency BMPs'!$B$13:$J$43,9,FALSE)))*(1-(VLOOKUP(F103,'Efficiency BMPs'!$B$52:$J$57,9,FALSE))))+VLOOKUP('1. Summary'!$D$7&'1. Summary'!$D$5,'TSS LRs'!$A$2:$O$324,7,FALSE)*J103*(1-(1-(VLOOKUP(B103,'Efficiency BMPs'!$B$13:$J$43,9,FALSE)))*(1-(VLOOKUP(F103,'Efficiency BMPs'!$B$52:$J$57,9,FALSE))))))),0)","v":0},{"$f":"IFERROR(K103*VLOOKUP('1. Summary'!$D$5,DFs!$B$2:$F$183,3,0),0)","v":0},{"$f":"IFERROR(L103*VLOOKUP('1. Summary'!$D$5,DFs!$B$2:$F$183,4,0),0)","v":0},{"$f":"IFERROR(M103*VLOOKUP('1. Summary'!$D$5,DFs!$B$2:$F$183,5,0),0)","v":0}]
[null,null,{"$f":"IFERROR(VLOOKUP(B104,'Efficiency BMPs'!$B$13:$C$36,2,FALSE),\"\")","v":""},null,null,null,null,null,null,null,{"$f":"IFERROR(IF('1. Summary'!$D$12=\"No\",\nIF(B104=\"RR\",VLOOKUP('1. Summary'!$D$7&'1. Summary'!$D$5,'TN LRs'!$A$2:$O$324,4,FALSE)*G104*(1-(1-((0.0308*E104^5)-(0.2562*E104^4)+(0.8634*E104^3)-(1.5285*E104^2)+(1.501*E104)-0.013))*(1-(VLOOKUP(F104,'Efficiency BMPs'!$B$52:$J$57,7,FALSE))))+VLOOKUP('1. Summary'!$D$7&'1. Summary'!$D$5,'TN LRs'!$A$2:$O$324,7,FALSE)*J104*(1-(1-((0.0308*E104^5)-(0.2562*E104^4)+(0.8634*E104^3)-(1.5285*E104^2)+(1.501*E104)-0.013))*(1-(VLOOKUP(F104,'Efficiency BMPs'!$B$52:$J$57,7,FALSE)))),\nIF(B104=\"ST\",VLOOKUP('1. Summary'!$D$7&'1. Summary'!$D$5,'TN LRs'!$A$2:$O$324,4,FALSE)*G104*(1-(1-((0.0152*E104^5)-(0.131*E104^4)+(0.4581*E104^3)-(0.8418*E104^2)+(0.8536*E104)-0.0046))*(1-(VLOOKUP(F104,'Efficiency BMPs'!$B$52:$J$57,7,FALSE))))+VLOOKUP('1. Summary'!$D$7&'1. Summary'!$D$5,'TN LRs'!$A$2:$O$324,7,FALSE)*J104*(1-(1-((0.0152*E104^5)-(0.131*E104^4)+(0.4581*E104^3)-(0.8418*E104^2)+(0.8536*E104)-0.0046))*(1-(VLOOKUP(F104,'Efficiency BMPs'!$B$52:$J$57,7,FALSE)))),\nVLOOKUP('1. Summary'!$D$7&'1. Summary'!$D$5,'TN LRs'!$A$2:$O$324,4,FALSE)*G104*(1-(1-(VLOOKUP(B104,'Efficiency BMPs'!$B$13:$J$43,7,FALSE)))*(1-(VLOOKUP(F104,'Efficiency BMPs'!$B$52:$J$57,7,FALSE))))+VLOOKUP('1. Summary'!$D$7&'1. Summary'!$D$5,'TN LRs'!$A$2:$O$324,7,FALSE)*J104*(1-(1-(VLOOKUP(B104,'Efficiency BMPs'!$B$13:$J$43,7,FALSE)))*(1-(VLOOKUP(F104,'Efficiency BMPs'!$B$52:$J$57,7,FALSE)))))),\nIF(B104=\"RR\",VLOOKUP('1. Summary'!$D$7&'1. Summary'!$D$5,'TN LRs'!$A$2:$O$324,5,FALSE)*H104*(1-(1-(((0.0308*E104^5)-(0.2562*E104^4)+(0.8634*E104^3)-(1.5285*E104^2)+(1.501*E104)-0.013)))*(1-(VLOOKUP(F104,'Efficiency BMPs'!$B$52:$J$57,7,FALSE))))+VLOOKUP('1. Summary'!$D$7&'1. Summary'!$D$5,'TN LRs'!$A$2:$O$324,6,FALSE)*I104*(1-(1-(((0.0308*E104^5)-(0.2562*E104^4)+(0.8634*E104^3)-(1.5285*E104^2)+(1.501*E104)-0.013)))*(1-(VLOOKUP(F104,'Efficiency BMPs'!$B$52:$J$57,7,FALSE))))+VLOOKUP('1. Summary'!$D$7&'1. Summary'!$D$5,'TN LRs'!$A$2:$O$324,7,FALSE)*J104*(1-(1-(((0.0308*E104^5)-(0.2562*E104^4)+(0.8634*E104^3)-(1.5285*E104^2)+(1.501*E104)-0.013)))*(1-(VLOOKUP(F104,'Efficiency BMPs'!$B$52:$J$57,7,FALSE)))),\nIF(B104=\"ST\",VLOOKUP('1. Summary'!$D$7&'1. Summary'!$D$5,'TN LRs'!$A$2:$O$324,5,FALSE)*H104*(1-(1-(((0.0152*E104^5)-(0.131*E104^4)+(0.4581*E104^3)-(0.8418*E104^2)+(0.8536*E104)-0.0046)))*(1-(VLOOKUP(F104,'Efficiency BMPs'!$B$52:$J$57,7,FALSE))))+VLOOKUP('1. Summary'!$D$7&'1. Summary'!$D$5,'TN LRs'!$A$2:$O$324,6,FALSE)*I104*(1-(1-(((0.0152*E104^5)-(0.131*E104^4)+(0.4581*E104^3)-(0.8418*E104^2)+(0.8536*E104)-0.0046)))*(1-(VLOOKUP(F104,'Efficiency BMPs'!$B$52:$J$57,7,FALSE))))+VLOOKUP('1. Summary'!$D$7&'1. Summary'!$D$5,'TN LRs'!$A$2:$O$324,7,FALSE)*J104*(1-(1-(((0.0152*E104^5)-(0.131*E104^4)+(0.4581*E104^3)-(0.8418*E104^2)+(0.8536*E104)-0.0046)))*(1-(VLOOKUP(F104,'Efficiency BMPs'!$B$52:$J$57,7,FALSE)))),\nVLOOKUP('1. Summary'!$D$7&'1. Summary'!$D$5,'TN LRs'!$A$2:$O$324,5,FALSE)*H104*(1-(1-(VLOOKUP(B104,'Efficiency BMPs'!$B$13:$J$43,7,FALSE)))*(1-(VLOOKUP(F104,'Efficiency BMPs'!$B$52:$J$57,7,FALSE))))+VLOOKUP('1. Summary'!$D$7&'1. Summary'!$D$5,'TN LRs'!$A$2:$O$324,6,FALSE)*I104*(1-(1-(VLOOKUP(B104,'Efficiency BMPs'!$B$13:$J$43,7,FALSE)))*(1-(VLOOKUP(F104,'Efficiency BMPs'!$B$52:$J$57,7,FALSE))))+VLOOKUP('1. Summary'!$D$7&'1. Summary'!$D$5,'TN LRs'!$A$2:$O$324,7,FALSE)*J104*(1-(1-(VLOOKUP(B104,'Efficiency BMPs'!$B$13:$J$43,7,FALSE)))*(1-(VLOOKUP(F104,'Efficiency BMPs'!$B$52:$J$57,7,FALSE))))))),0)","v":0},{"$f":"IFERROR(IF('1. Summary'!$D$12=\"No\",\nIF(B104=\"RR\",VLOOKUP('1. Summary'!$D$7&'1. Summary'!$D$5,'TP LRs'!$A$2:$O$324,4,FALSE)*G104*(1-(1-((0.0304*E104^5)-(0.2619*E104^4)+(0.9161*E104^3)-(1.6837*E104^2)+(1.7072*E104)-0.0091))*(1-(VLOOKUP(F104,'Efficiency BMPs'!$B$52:$J$57,8,FALSE))))+VLOOKUP('1. Summary'!$D$7&'1. Summary'!$D$5,'TP LRs'!$A$2:$O$324,7,FALSE)*J104*(1-(1-((0.0304*E104^5)-(0.2619*E104^4)+(0.9161*E104^3)-(1.6837*E104^2)+(1.7072*E104)-0.0091))*(1-(VLOOKUP(F104,'Efficiency BMPs'!$B$52:$J$57,8,FALSE)))),\nIF(B104=\"ST\",VLOOKUP('1. Summary'!$D$7&'1. Summary'!$D$5,'TP LRs'!$A$2:$O$324,4,FALSE)*G104*(1-(1-((0.0239*E104^5)-(0.2058*E104^4)+(0.7198*E104^3)-(1.3229*E104^2)+(1.3414*E104)-0.0072))*(1-(VLOOKUP(F104,'Efficiency BMPs'!$B$52:$J$57,8,FALSE))))+VLOOKUP('1. Summary'!$D$7&'1. Summary'!$D$5,'TP LRs'!$A$2:$O$324,7,FALSE)*J104*(1-(1-((0.0239*E104^5)-(0.2058*E104^4)+(0.7198*E104^3)-(1.3229*E104^2)+(1.3414*E104)-0.0072))*(1-(VLOOKUP(F104,'Efficiency BMPs'!$B$52:$J$57,8,FALSE)))),\nVLOOKUP('1. Summary'!$D$7&'1. Summary'!$D$5,'TP LRs'!$A$2:$O$324,4,FALSE)*G104*(1-(1-(VLOOKUP(B104,'Efficiency BMPs'!$B$13:$J$43,8,FALSE)))*(1-(VLOOKUP(F104,'Efficiency BMPs'!$B$52:$J$57,8,FALSE))))+VLOOKUP('1. Summary'!$D$7&'1. Summary'!$D$5,'TP LRs'!$A$2:$O$324,7,FALSE)*J104*(1-(1-(VLOOKUP(B104,'Efficiency BMPs'!$B$13:$J$43,8,FALSE)))*(1-(VLOOKUP(F104,'Efficiency BMPs'!$B$52:$J$57,8,FALSE)))))),\nIF(B104=\"RR\",VLOOKUP('1. Summary'!$D$7&'1. Summary'!$D$5,'TP LRs'!$A$2:$O$324,5,FALSE)*H104*(1-(1-(((0.0304*E104^5)-(0.2619*E104^4)+(0.9161*E104^3)-(1.6837*E104^2)+(1.7072*E104)-0.0091)))*(1-(VLOOKUP(F104,'Efficiency BMPs'!$B$52:$J$57,8,FALSE))))+VLOOKUP('1. Summary'!$D$7&'1. Summary'!$D$5,'TP LRs'!$A$2:$O$324,6,FALSE)*I104*(1-(1-(((0.0304*E104^5)-(0.2619*E104^4)+(0.9161*E104^3)-(1.6837*E104^2)+(1.7072*E104)-0.0091)))*(1-(VLOOKUP(F104,'Efficiency BMPs'!$B$52:$J$57,8,FALSE))))+VLOOKUP('1. Summary'!$D$7&'1. Summary'!$D$5,'TP LRs'!$A$2:$O$324,7,FALSE)*J104*(1-(1-(((0.0304*E104^5)-(0.2619*E104^4)+(0.9161*E104^3)-(1.6837*E104^2)+(1.7072*E104)-0.0091)))*(1-(VLOOKUP(F104,'Efficiency BMPs'!$B$52:$J$57,8,FALSE)))),\nIF(B104=\"ST\",VLOOKUP('1. Summary'!$D$7&'1. Summary'!$D$5,'TP LRs'!$A$2:$O$324,5,FALSE)*H104*(1-(1-(((0.0239*E104^5)-(0.2058*E104^4)+(0.7198*E104^3)-(1.3229*E104^2)+(1.3414*E104)-0.0072)))*(1-(VLOOKUP(F104,'Efficiency BMPs'!$B$52:$J$57,8,FALSE))))+VLOOKUP('1. Summary'!$D$7&'1. Summary'!$D$5,'TP LRs'!$A$2:$O$324,6,FALSE)*I104*(1-(1-(((0.0239*E104^5)-(0.2058*E104^4)+(0.7198*E104^3)-(1.3229*E104^2)+(1.3414*E104)-0.0072)))*(1-(VLOOKUP(F104,'Efficiency BMPs'!$B$52:$J$57,8,FALSE))))+VLOOKUP('1. Summary'!$D$7&'1. Summary'!$D$5,'TP LRs'!$A$2:$O$324,7,FALSE)*J104*(1-(1-(((0.0239*E104^5)-(0.2058*E104^4)+(0.7198*E104^3)-(1.3229*E104^2)+(1.3414*E104)-0.0072)))*(1-(VLOOKUP(F104,'Efficiency BMPs'!$B$52:$J$57,8,FALSE)))),\nVLOOKUP('1. Summary'!$D$7&'1. Summary'!$D$5,'TP LRs'!$A$2:$O$324,5,FALSE)*H104*(1-(1-(VLOOKUP(B104,'Efficiency BMPs'!$B$13:$J$43,8,FALSE)))*(1-(VLOOKUP(F104,'Efficiency BMPs'!$B$52:$J$57,8,FALSE))))+VLOOKUP('1. Summary'!$D$7&'1. Summary'!$D$5,'TP LRs'!$A$2:$O$324,6,FALSE)*I104*(1-(1-(VLOOKUP(B104,'Efficiency BMPs'!$B$13:$J$43,8,FALSE)))*(1-(VLOOKUP(F104,'Efficiency BMPs'!$B$52:$J$57,8,FALSE))))+VLOOKUP('1. Summary'!$D$7&'1. Summary'!$D$5,'TP LRs'!$A$2:$O$324,7,FALSE)*J104*(1-(1-(VLOOKUP(B104,'Efficiency BMPs'!$B$13:$J$43,8,FALSE)))*(1-(VLOOKUP(F104,'Efficiency BMPs'!$B$52:$J$57,8,FALSE))))))),0)","v":0},{"$f":"IFERROR(IF('1. Summary'!$D$12=\"No\",\nIF(B104=\"RR\",VLOOKUP('1. Summary'!$D$7&'1. Summary'!$D$5,'TSS LRs'!$A$2:$O$324,4,FALSE)*G104*(1-(1-((0.0326*E104^5)-(0.2806*E104^4)+(0.9816*E104^3)-(1.8039*E104^2)+(1.8292*E104)-0.0098))*(1-(VLOOKUP(F104,'Efficiency BMPs'!$B$52:$J$57,9,FALSE))))+VLOOKUP('1. Summary'!$D$7&'1. Summary'!$D$5,'TSS LRs'!$A$2:$O$324,7,FALSE)*J104*(1-(1-((0.0326*E104^5)-(0.2806*E104^4)+(0.9816*E104^3)-(1.8039*E104^2)+(1.8292*E104)-0.0098))*(1-(VLOOKUP(F104,'Efficiency BMPs'!$B$52:$J$57,9,FALSE)))),\nIF(B104=\"ST\",VLOOKUP('1. Summary'!$D$7&'1. Summary'!$D$5,'TSS LRs'!$A$2:$O$324,4,FALSE)*G104*(1-(1-((0.0304*E104^5)-(0.2619*E104^4)+(0.9161*E104^3)-(1.6837*E104^2)+(1.7072*E104)-0.0091))*(1-(VLOOKUP(F104,'Efficiency BMPs'!$B$52:$J$57,9,FALSE))))+VLOOKUP('1. Summary'!$D$7&'1. Summary'!$D$5,'TSS LRs'!$A$2:$O$324,7,FALSE)*J104*(1-(1-((0.0304*E104^5)-(0.2619*E104^4)+(0.9161*E104^3)-(1.6837*E104^2)+(1.7072*E104)-0.0091))*(1-(VLOOKUP(F104,'Efficiency BMPs'!$B$52:$J$57,9,FALSE)))),\nVLOOKUP('1. Summary'!$D$7&'1. Summary'!$D$5,'TSS LRs'!$A$2:$O$324,4,FALSE)*G104*(1-(1-(VLOOKUP(B104,'Efficiency BMPs'!$B$13:$J$43,9,FALSE)))*(1-(VLOOKUP(F104,'Efficiency BMPs'!$B$52:$J$57,9,FALSE))))+VLOOKUP('1. Summary'!$D$7&'1. Summary'!$D$5,'TSS LRs'!$A$2:$O$324,7,FALSE)*J104*(1-(1-(VLOOKUP(B104,'Efficiency BMPs'!$B$13:$J$43,9,FALSE)))*(1-(VLOOKUP(F104,'Efficiency BMPs'!$B$52:$J$57,9,FALSE)))))),\nIF(B104=\"RR\",VLOOKUP('1. Summary'!$D$7&'1. Summary'!$D$5,'TSS LRs'!$A$2:$O$324,5,FALSE)*H104*(1-(1-(((0.0326*E104^5)-(0.2806*E104^4)+(0.9816*E104^3)-(1.8039*E104^2)+(1.8292*E104)-0.0098)))*(1-(VLOOKUP(F104,'Efficiency BMPs'!$B$52:$J$57,9,FALSE))))+VLOOKUP('1. Summary'!$D$7&'1. Summary'!$D$5,'TSS LRs'!$A$2:$O$324,6,FALSE)*I104*(1-(1-(((0.0326*E104^5)-(0.2806*E104^4)+(0.9816*E104^3)-(1.8039*E104^2)+(1.8292*E104)-0.0098)))*(1-(VLOOKUP(F104,'Efficiency BMPs'!$B$52:$J$57,9,FALSE))))+VLOOKUP('1. Summary'!$D$7&'1. Summary'!$D$5,'TSS LRs'!$A$2:$O$324,7,FALSE)*J104*(1-(1-(((0.0326*E104^5)-(0.2806*E104^4)+(0.9816*E104^3)-(1.8039*E104^2)+(1.8292*E104)-0.0098)))*(1-(VLOOKUP(F104,'Efficiency BMPs'!$B$52:$J$57,9,FALSE)))),\nIF(B104=\"ST\",VLOOKUP('1. Summary'!$D$7&'1. Summary'!$D$5,'TSS LRs'!$A$2:$O$324,5,FALSE)*H104*(1-(1-(((0.0304*E104^5)-(0.2619*E104^4)+(0.9161*E104^3)-(1.6837*E104^2)+(1.7072*E104)-0.0091)))*(1-(VLOOKUP(F104,'Efficiency BMPs'!$B$52:$J$57,9,FALSE))))+VLOOKUP('1. Summary'!$D$7&'1. Summary'!$D$5,'TSS LRs'!$A$2:$O$324,6,FALSE)*I104*(1-(1-(((0.0304*E104^5)-(0.2619*E104^4)+(0.9161*E104^3)-(1.6837*E104^2)+(1.7072*E104)-0.0091)))*(1-(VLOOKUP(F104,'Efficiency BMPs'!$B$52:$J$57,9,FALSE))))+VLOOKUP('1. Summary'!$D$7&'1. Summary'!$D$5,'TSS LRs'!$A$2:$O$324,7,FALSE)*J104*(1-(1-(((0.0304*E104^5)-(0.2619*E104^4)+(0.9161*E104^3)-(1.6837*E104^2)+(1.7072*E104)-0.0091)))*(1-(VLOOKUP(F104,'Efficiency BMPs'!$B$52:$J$57,9,FALSE)))),\nVLOOKUP('1. Summary'!$D$7&'1. Summary'!$D$5,'TSS LRs'!$A$2:$O$324,5,FALSE)*H104*(1-(1-(VLOOKUP(B104,'Efficiency BMPs'!$B$13:$J$43,9,FALSE)))*(1-(VLOOKUP(F104,'Efficiency BMPs'!$B$52:$J$57,9,FALSE))))+VLOOKUP('1. Summary'!$D$7&'1. Summary'!$D$5,'TSS LRs'!$A$2:$O$324,6,FALSE)*I104*(1-(1-(VLOOKUP(B104,'Efficiency BMPs'!$B$13:$J$43,9,FALSE)))*(1-(VLOOKUP(F104,'Efficiency BMPs'!$B$52:$J$57,9,FALSE))))+VLOOKUP('1. Summary'!$D$7&'1. Summary'!$D$5,'TSS LRs'!$A$2:$O$324,7,FALSE)*J104*(1-(1-(VLOOKUP(B104,'Efficiency BMPs'!$B$13:$J$43,9,FALSE)))*(1-(VLOOKUP(F104,'Efficiency BMPs'!$B$52:$J$57,9,FALSE))))))),0)","v":0},{"$f":"IFERROR(K104*VLOOKUP('1. Summary'!$D$5,DFs!$B$2:$F$183,3,0),0)","v":0},{"$f":"IFERROR(L104*VLOOKUP('1. Summary'!$D$5,DFs!$B$2:$F$183,4,0),0)","v":0},{"$f":"IFERROR(M104*VLOOKUP('1. Summary'!$D$5,DFs!$B$2:$F$183,5,0),0)","v":0}]
["Total",null,null,null,null,null,{"$f":"SUMIF(G95:G104,\"<>#N/A\")","v":0},0,0,0,0,0,0,0,0,0]

{"sheet":"Efficiency BMPs","index":6,"n_rows":58,"n_cols":11,"rows_kept":58,"cut":false,"hidden":false,"merged":[[30,13,30,15],[30,16,30,18],[30,19,30,21]]}
["Sector","BMPShortName","BMPFullName","HydroGeomorphicRegion","AvgNitrogenEfficiencyPct %","AvgPhosphorusEfficiencyPct %","AvgSedimentEfficiencyPct %","AvgNitrogenEfficiencyPct ","AvgPhosphorusEfficiencyPct","AvgSedimentEfficiencyPct","RR/ST Designation"]
["Developed","SCP1","Advanced Sweeping Technology - 2 pass/week","All",4,10,21,{"$f":"E2/100","v":0.04},{"$f":"F2/100","v":0.1},{"$f":"G2/100","v":0.21}]
["Developed","SCP2","Advanced Sweeping Technology - 1 pass/week","All",3,8,16,{"$f":"E3/100","v":0.03},0.08,0.16]
["Developed","SCP3","Advanced Sweeping Technology - 1 pass/2 weeks","All",2,5,11,0.02,0.05,0.11]
["Developed","SCP4","Advanced Sweeping Technology - 1 pass/4 weeks","All",1,3,6,0.01,0.03,0.06]
["Developed","SCP5","Advanced Sweeping Technology - 1 pass/8 weeks","All",0.7,2,4,6.9999999999999993E-3,0.02,0.04]
["Developed","SCP6","Advanced Sweeping Technology - 1 pass/12 weeks","All",0,1,2,0,0.01,0.02]
["Developed","SCP7","Advanced Sweeping Technology - spring 1 pass/1-2 weeks else monthly","All",1,4,7,0.01,0.04,7.0000000000000007E-2]
["Developed","SCP8","Advanced Sweeping Technology - fall 1 pass/1-2 weeks else monthly","All",2,5,10,0.02,0.05,0.1]
["Developed","SCP9","Mechanical Broom Technology - 2 pass/week","All",0,0,1,0,0,0.01]
["Developed","SCP10","Mechanical Broom Technology - 1 pass/week","All",0,0,0.5,0,0,5.0000000000000001E-3]
["Developed","SCP11","Mechanical Broom Technology - 1 pass/4 weeks","All",0,0,0.1,0,0,1E-3]
["Developed","BioRetNoUdAB","Bioretention/raingardens - A/B soils, no underdrain","All",80,85,90,0.8,0.85,0.9,"RR"]
["Developed","BioRetUdAB","Bioretention/raingardens - A/B soils, underdrain","All",70,75,80,0.7,0.75,0.8,"RR"]
["Developed","BioRetUdCD","Bioretention/raingardens - C/D soils, underdrain","All",25,45,55,0.25,0.45,0.55000000000000004,"RR"]
["Developed","Bioswale","Bioswale","All",70,75,80,0.7,0.75,0.8,"RR"]
["Developed","Dryponds","Dry Detention Ponds and Hydrodynamic Structures","All",5,10,10,0.05,0.1,0.1,"RR"]
["Developed","ExtDryPonds","Dry Extended Detention Ponds","All",20,20,60,0.2,0.2,0.6,"RR"]
["Developed","UrbFilterRR","Filter Strip Runoff Reduction","All",20,54,56,0.2,0.54,0.56000000000000005,"RR"]
["Developed","UrbFilterST","Filter Strip Stormwater Treatment","All",0,0,22,0,0,0.22,"ST"]
["Developed","Filter","Filtering Practices","All",40,60,80,0.4,0.6,0.8,"ST"]
["Developed","ImperviousDisconnection","Impervious Disconnection to amended soils","All",12.3,14.6,15.6,0.12300000000000001,0.14599999999999999,0.156,"RR"]
["Developed","InfiltWithSV","Infiltration Practices w/ Sand, Veg. - A/B soils, no underdrain","All",85,85,95,0.85,0.85,0.95,"ST/RR*"]
["Developed","Infiltration","Infiltration Practices w/o Sand, Veg. - A/B soils, no underdrain","All",80,85,95,0.8,0.85,0.95,"ST/RR*"]
["Developed","AdvancedGI","Advanced Grey Infrastructure Nutrient Discovery Program (IDDE)","All",0.2,0.2,0,{"$f":"E25/100","v":2E-3},2E-3,0]
["Developed","PermPavSVNoUdAB","Permeable Pavement w/ Sand, Veg. - A/B soils, no underdrain","All",80,80,85,0.8,0.8,0.85,"RR"]
["Developed","PermPavSVUdAB","Permeable Pavement w/ Sand, Veg. - A/B soils, underdrain","All",50,50,70,0.5,0.5,0.7,"RR"]
["Developed","PermPavSVUdCD","Permeable Pavement w/ Sand, Veg. - C/D soils, underdrain","All",20,20,55,0.2,0.2,0.55000000000000004,"RR"]
["Developed","PermPavNoSVNoUdAB","Permeable Pavement w/o Sand, Veg. - A/B soils, no underdrain","All",75,80,85,0.75,0.8,0.85,"RR"]
["Developed","PermPavNoSVUdAB","Permeable Pavement w/o Sand, Veg. - A/B soils, underdrain","All",45,50,70,0.45,0.5,0.7,"RR"]
["Developed","PermPavNoSVUdCD","Permeable Pavement w/o Sand, Veg. - C/D soils, underdrain","All",10,20,55,0.1,0.2,0.55000000000000004,"RR"]
["Developed","RR","Stormwater Performance Standard-Runoff Reduction","All",null,"Pe Treated Necessary",null,null,"Pe Treated Necessary",null,"RR"]
["Developed","ST","Stormwater Performance Standard-Stormwater Treatment","All",null,"Pe Treated Necessary",null,null,"Pe Treated Necessary",null,"ST"]
["Developed","VegOpChanNoUdAB","Vegetated Open Channels - A/B soils, no underdrain","All",45,45,70,0.45,0.45,0.7,"RR"]
["Developed","VegOpChanNoUdCD","Vegetated Open Channels - C/D soils, no underdrain","All",10,10,50,0.1,0.1,0.5,"RR"]
["Developed","WetPondWetland","Wet Ponds and Wetlands","All",20,45,60,0.2,0.45,0.6,"ST"]
["Developed","ForestBufUrbanEff","Urban Forest Buffer Upland Acres","All",25,50,50,{"$f":"E37/100","v":0.25},{"$f":"F37/100","v":0.5},{"$f":"G37/100","v":0.5}]
["Septic","SepticDeCon","Septic Denitrification-Conventional","All",50,0,0,{"$f":"E38/100","v":0.5},0,0]
["Septic","SepticDeEnhance","Septic Denitrification-Enhanced","All",69,0,0,0.69,0,0]
["Septic","septiceffenhance","Septic Effluent - Enhanced","All",38,0,0,0.38,0,0]
["Septic","SepticPump","Septic Pumping","All",5,0,0,0.05,0,0]
["Septic","SepticSecCon","Septic Secondary Treatment Conventional","All",20,0,0,0.2,0,0]
["Septic","SepticSecEnhance","Septic Secondary Treatment Enhanced","All",50,0,0,{"$f":"E43/100","v":0.5},0,0]
["Septic","SepticConnect","Septic Connection","All",73,0,0,0.73,0,0]
["Stream","Stream Restoration","Stream Restoration Default Planning Rates","All",null,"Load Reduction BMP",null,7.4999999999999997E-2,6.8000000000000005E-2,248]
["Shoreline","Shoreline Management","Shoreline Management","All",null,"Load Reduction BMP",null,8.6316000000000004E-2,6.1016000000000001E-2,164]
["Developed","UrbanNMMdCA","Nutrient Management Maryland Commercial Applicators","All",9,0,0,{"$f":"E47/100","v":0.09},{"$f":"F47/100","v":0},{"$f":"G47/100","v":0}]
["Developed","UrbanNMMdDIY","Nutrient Management Maryland Do It Yourself","All",4.5,0,0,4.4999999999999998E-2,0,0]
["Developed","UrbanNMPlan","Nutrient Management Plan","All",9,4.5,0,0.09,4.4999999999999998E-2,0]
["Developed","UrbanNMPlanHR","Nutrient Management Plan High Risk Lawn","All",20,10,0,0.2,0.1,0]
["Developed","UrbanNMPlanLR","Nutrient Management Plan Low Risk Lawn","All",6,3,0,0.06,0.03,0]
["Developed","NO","Floating Treatment Wetland 0% Coverage of Pond","All",0,0,0,0,0,0]
["Developed","FTW1","Floating Treatment Wetland 10% Coverage of Pond","All",0.8,1.6,2.2999999999999998,8.0000000000000002E-3,1.6E-2,2.3E-2]
["Developed","FTW2","Floating Treatment Wetland 20% Coverage of Pond","All",1.7,3.3,4.7,1.7000000000000001E-2,3.3000000000000002E-2,4.7E-2]
["Developed","FTW3","Floating Treatment Wetland 30% Coverage of Pond","All",2.5,4.9000000000000004,7,2.5000000000000001E-2,4.9000000000000002E-2,7.0000000000000007E-2]
["Developed","FTW4","Floating Treatment Wetland 40% Coverage of Pond","All",3.3,6.5,9.1999999999999993,3.3000000000000002E-2,6.5000000000000002E-2,9.1999999999999998E-2]
["Developed","FTW5","Floating Treatment Wetland 50% Coverage of Pond","All",4.0999999999999996,8,11.5,4.0999999999999995E-2,0.08,0.115]
["*Infiltration practices are ST practices unless designed according to Section IV of the 2021 MS4 Accounting Guidance"]

{"sheet":"TN LRs","index":7,"n_rows":324,"n_cols":15,"rows_kept":324,"cut":false,"hidden":false,"merged":[]}
["Helper","County","MD8digit_CBSeg","Aggregate Impervious","Impervious Road","Impervious NonRoad","Turf","Mixed Open","Tree Canopy over Aggregate Impervious","Tree Canopy over Impervious Road","Tree Canopy over Impervious NonRoad","Tree Canopy over Turf","Forest","Septic","Urban"]
[{"$f":"CONCATENATE(B2,C2)","v":"ALLEGANY02140508"},"ALLEGANY","02140508",19.714439543660248,24.452927432678301,15.45146673740164,10.03734625082566,6.1227812130036527,18.038712182449128,22.374428600900643,14.1380920647225,7.6484578431291537,1.6412689139634109,9.6467411992736505,9.4942410393885961]
[{"$f":"CONCATENATE(B3,C3)","v":"ALLEGANY02140510"},"ALLEGANY","02140510",20.586566014868808,20.233580692397588,14.390808125146529,10.038115606605759,6.1232505200295133,18.83670790360496,18.513726333543797,13.167589434509075,7.6490440922335878,1.479891804332452,7.8894623378230699,11.372649601190343]
["ALLEGANY02140511","ALLEGANY","02140511",25.560161516545989,29.967702715311301,18.85022799984954,12.208269586842341,7.4470444479738278,23.387547787639583,27.420447984509842,17.247958619862331,9.3027014251738649,1.9701587730627881,11.12994872038016,12.8692535175636]
["ALLEGANY02140512","ALLEGANY","02140512",25.075053243131801,24.709643410964329,16.208510790509859,10.78465430944345,6.5786391287605044,22.9436737174656,22.609323721032361,14.830787373316523,8.2179065837959087,1.7828650722760859,12.59381641627923,11.292447825609205]
["ALLEGANY02141001","ALLEGANY","02141001",21.780196965291129,31.970813310210303,20.04653134166351,12.92200367448164,7.882422241433801,19.928880223241386,29.253294178842427,18.342576177622114,9.8465667999550099,2.1479921754342568,13.19565566367938,11.715103268581837]
["ALLEGANY02141002","ALLEGANY","02141002",22.47472881701831,24.552703681479652,17.249916882305108,11.951225696245618,7.2902476747098275,20.564376867571756,22.46572386855388,15.783673947309175,9.1068339805391609,1.659156261371054,12.11296335652677,13.109302293244472]
["ALLEGANY02141003","ALLEGANY","02141003",22.572805443410971,25.996934032049921,18.426218614456339,12.8277494756079,7.8249271801208184,20.654116980721035,23.787194639325676,16.85999003222755,9.7747451004132184,1.9286100230902701,10.322832805206291,13.992328839414624]
["ALLEGANY02141004","ALLEGANY","02141004",25.761518155447469,28.376853971691922,19.751232946283359,13.567016752757841,8.275880219182282,23.571789112234434,25.964821384098109,18.072378145849274,10.338066765601473,2.0761635270101082,7.5574186912171202,14.421151389565644]
["ALLEGANY02141005","ALLEGANY","02141005",18.482342432043339,22.513971001829365,17.68134580745857,12.970318269800194,7.9118941445781177,16.911343325319656,20.600283466673872,16.17843141382459,9.8833825215877464,1.8234719416963714,5.4082651513359563,15.616880418008465]
["ALLEGANY02141006","ALLEGANY","02141006",17.487710097602001,0,17.487710097602001,12.862084640462401,7.8458716306820646,16.001254739305832,0,16.001254739305832,9.8009084960323491,1.80226680924951,4.3657973472521503,12.8046695359828]
["ANNE ARUNDEL02130902","ANNE ARUNDEL","02130902",20.290182875329929,24.089297223842337,18.555468738381858,12.736312988393035,7.7691509229197511,18.565517330926884,22.041706959815738,16.9782538956194,9.7050704971554911,1.8698302304191414,10.586418627813966,14.332868268404569]
["ANNE ARUNDEL02130903","ANNE ARUNDEL","02130903",19.748350145433371,24.155837126745247,17.703563080354751,11.888080459878422,7.2517290805258376,18.069740383071533,22.102590970971903,16.198760218524598,9.0587173104273582,1.7202454422640749,14.303171980540606,14.745020061135033]
["ANNE ARUNDEL02130906","ANNE ARUNDEL","02130906",16.60407515320993,20.188970387357351,15.182549358850961,10.319498682676135,6.2948941964324421,15.192728765187086,18.472907904431974,13.89203266334863,7.8634579961992159,1.5154967582692971,13.314298160916238,13.199394105684206]
["ANNE ARUNDEL02131001","ANNE ARUNDEL","02131001",21.092365999425379,24.59608370883744,17.941719653241268,12.011160614126192,7.326807974616977,19.299514889474221,22.505416593586258,16.416673482715762,9.152504387964159,1.7986603517271209,11.297511841378901,13.902637904102262]
["ANNE ARUNDEL02131002","ANNE ARUNDEL","02131002",19.173062960227782,22.71747364951365,16.12290389501927,10.660451005080496,6.5028751130991029,17.543352608608419,20.786488389304992,14.752457063942632,8.1232636658713382,1.596090796338401,11.07843669176475,12.560715359107046]
["ANNE ARUNDEL02131003","ANNE ARUNDEL","02131003",16.458346506908008,19.051432177645079,14.194109749093453,9.6013612523841214,5.8568303639543133,15.05938705382083,17.432060442545247,12.987610420420511,7.316237274316701,1.4314285114137837,9.3746836214938725,11.356362442267571]
["ANNE ARUNDEL02131004","ANNE ARUNDEL","02131004",18.753943005590841,20.894409465821941,14.268026536443251,9.2493647410355315,5.6421124920316732,17.159857850115618,19.118384661227076,13.055244280845574,7.0480159326690748,1.4576554511136401,7.7697407182170997,9.8116697980780394]
["ANNE ARUNDEL02131005","ANNE ARUNDEL","02131005",26.672709201355602,29.990619832043599,18.000071649204969,10.824896876021819,6.6031870943733093,24.405528919240375,27.441417146319893,16.470065559022547,8.248571419528627,1.8776440827908392,10.580528807538489,10.497883897621639]
["ANNE ARUNDEL02131101","ANNE ARUNDEL","02131101",18.926988765777892,19.722171083349469,13.755618337536021,9.0113374822168719,5.4969158641522924,17.318194720686769,18.045786541264764,12.586390778845459,6.8666391614492568,1.397724492750912,7.4321541165729403,9.6730985148699737]
["ANNE ARUNDEL02131102","ANNE ARUNDEL","02131102",19.619698781272739,21.090573158753461,14.421629869164541,9.3575787609545298,5.7081230441822628,17.952024384864558,19.297874440259417,13.195791330285555,7.1304750158473515,1.4670721882838069,9.4678908681894303,9.8733163151957886]
["ANNE ARUNDEL02131104","ANNE ARUNDEL","02131104",26.395770932577001,34.177811564918699,20.723885868996319,12.592775171495489,7.6815928546122487,24.152130403307957,31.272697581900609,18.962355570131635,9.5956946806795624,2.1515582175981218,16.11433777588498,12.060873590970949]
["ANNE ARUNDEL02131105","ANNE ARUNDEL","02131105",27.1719114302675,35.488613588758298,21.72831779175673,13.250102433513659,8.0825624844433328,24.862298958694762,32.472081433713846,19.881410779457408,10.096578054337408,2.1194489073552503,16.538412950772759,14.63625839941523]
["BALTIMORE02120202","BALTIMORE","02120202",25.365986382830037,26.870189839983329,18.81231255254831,12.277491868970611,7.4892700400720722,23.209877540289487,24.58622370358475,17.213265985581703,9.3554488041556052,1.899834335483179,14.39656168253329,13.067747564153313]
["BALTIMORE02130801","BALTIMORE","02130801",13.73687719987133,16.890674528418231,11.80128172692045,7.6967569290701938,4.6950217267328185,12.569242637882267,15.454967193502682,10.798172780132212,5.8649287799514873,1.1908015615543539,4.9066894037988735,8.0192291768646662]
["BALTIMORE02130802","BALTIMORE","02130802",20.43903769231753,23.797788608512391,17.321257676553561,11.523039905069506,7.0290543420923983,18.701719488470541,21.774976576788838,15.848950774046507,8.7805564076629654,1.7931201722122621,13.856258544942611,12.695298052649576]
["BALTIMORE02130803","BALTIMORE","02130803",12.84812347733825,15.847728807664499,11.29773922565743,7.4424040217685441,4.5398664532788118,11.756032981764498,14.500671859013018,10.337431391476548,5.6711118645876306,1.139551949472543,12.90474770695567,8.6510836939158917]
["BALTIMORE02130804","BALTIMORE","02130804",20.992190679195669,22.55300512694177,16.02107973877564,10.542690702208851,6.4310413283473995,19.207854471464039,20.635999691151721,14.659287960979711,8.0335303150831443,1.6414409515551589,13.613049397547311,11.012189180405382]
["BALTIMORE02130805","BALTIMORE","02130805",26.94499641679127,30.583440992850388,22.550142625095582,15.090317985873771,9.2050939713829987,24.654671721364011,27.983848508458109,20.633380501962456,11.498822305235814,2.2367897917733139,14.109850709257801,16.494697853463688]
["BALTIMORE02130806","BALTIMORE","02130806",24.639843807623539,27.015217443059882,18.709806830639359,12.144802271271331,7.4083293854755121,22.545457083975538,24.718923960399792,17.119473250035014,9.2543393307087545,1.8848719934120279,14.568483579116089,12.411570762826797]
["BALTIMORE02130807","BALTIMORE","02130807",17.092632305319629,20.67230881680543,13.15160280971859,8.1510625790064495,4.9721481731939345,15.639758559367461,18.915162567376967,12.033716570892512,6.2111096852029153,1.3487999327146369,9.9083559992577204,8.4153759488364095]
["BALTIMORE02130901","BALTIMORE","02130901",13.4068785848972,16.832904757809349,11.438131327975491,7.3531076157781436,4.485395645624668,12.267293905180937,15.402107853395556,10.465890165097575,5.603068003222945,1.1616774168749009,10.703844605837661,8.3491160624009968]
["BALTIMORE02130903","BALTIMORE","02130903",13.146549647419651,16.576237121423489,11.65893120579967,7.6468661213522688,4.6645883340248835,12.02909292738898,15.167256966102494,10.667922053306699,5.8269119844704296,1.177467260657453,6.9704860745788801,8.7992331331453109]
["BALTIMORE02130904","BALTIMORE","02130904",24.59557746201353,29.34517207540414,21.75495875639491,14.59284306266373,8.9016342682248748,22.504953377742378,26.85083244899479,19.905787262101342,11.119746413749763,2.3260160627868443,14.047606339114528,16.15449608010875]
["BALTIMORE02130905","BALTIMORE","02130905",17.914673117521701,22.023823045234082,16.111181776045939,10.736725421110252,6.5494025068772537,16.391925902532357,20.151798086389185,14.741731325082036,8.1813847708860123,1.631887132204848,13.488819245744391,12.806416549828976]
["BALTIMORE02130906","BALTIMORE","02130906",18.15501868990145,21.809457752722732,15.795021969436879,10.478083844722713,6.3916311452808543,16.611842101259828,19.955653843741299,14.452445102034746,7.9842998896787076,1.5970840141231899,13.193413325658911,11.834933260582392]
["BALTIMORE02130907","BALTIMORE","02130907",21.12566933342449,23.783908158917043,16.996174923581759,11.199412959963063,6.8316419055774684,19.329987440083411,21.762275965409096,15.551500055077311,8.5339526754918538,1.7073553651678641,13.923441115008,11.815726969363073]
["BALTIMORE CITY02130901","BALTIMORE CITY","02130901",12.459828147613869,15.060826293205029,11.308191577692819,7.2688366472514661,4.4339903548233943,11.400742755066691,13.780656058282602,10.346995293588929,5.5388535252056172,1.1093868563697007,12.012049016588962,8.8065525967009073]
["BALTIMORE CITY02130903","BALTIMORE CITY","02130903",12.182606224825101,14.916524047834905,11.578137045219879,7.5160078915731114,4.5847648138595982,11.147084695714968,13.648619503768938,10.59399539637619,5.727198013378711,1.1357133069160561,6.462005992557744,10.415140834562617]
["BALTIMORE CITY02130904","BALTIMORE CITY","02130904",13.95549387459825,16.96897750956504,12.629318711578929,8.1105999000089728,4.9474659390054736,12.7692768952574,15.526614421252011,11.55582662109472,6.1802771238068379,1.2599432095299072,11.652007911704377,10.724919203757427]
["BALTIMORE CITY02130905","BALTIMORE CITY","02130905",13.745386295887833,16.546260684497451,12.517036803307411,8.0903372838544261,4.9351057431511993,12.577028460737369,15.139828526315169,11.453088675026281,6.164837010297072,1.2651184822331818,12.199384603691609,10.884487713715027]
["BALTIMORE CITY02130906","BALTIMORE CITY","02130906",12.536259612974201,14.8334095913337,11.6254087073007,7.63865448412849,4.6595792353183789,11.470677545871395,13.572569776070337,10.63724896718014,5.8206547169059091,1.1471442891775601,8.9223802264054299,9.9353091930704398]
["CALVERT02131005","CALVERT","02131005",18.509447693354492,21.832719342968979,15.058641017246451,10.174417588368959,6.2063947289050656,16.936144639419361,19.976938198816615,13.778656530780504,7.7529062023371473,1.5481340390687099,7.4554425265773396,10.549992612000718]
["CALVERT02131101","CALVERT","02131101",17.702605420891249,19.7858629512893,13.79021567184048,9.3860428836150707,5.7254861590051931,16.197883960115494,18.104064600429709,12.618047339734039,7.1521646773146834,1.4274949155357108,7.9764354023236397,9.7281300676360782]
["CALVERT02131102","CALVERT","02131102",16.710012267257742,18.359683768984571,12.88634124395821,8.8112324455890665,5.3748517918093306,15.289661224540835,16.799110648620882,11.791002238221763,6.7141591235388685,1.3298744291469009,7.8993012175754096,9.0277356732815424]
["CAROLINE02130305","CAROLINE","02130305",23.816511816730618,26.622112039998097,19.74245526473943,12.950379787829659,7.8997316705760916,21.792108312308518,24.359232516598261,18.064346567236576,9.8681893983261997,1.9240366464621419,10.61468871620766,14.256929520222608]
["CAROLINE02130306","CAROLINE","02130306",27.417504774827851,30.69751524942091,21.56304904249675,13.81562919031035,8.427533806089313,25.087016868967485,28.08822645322013,19.730189873884527,10.527509443016488,2.114352438959298,13.45021492010167,14.885324041729735]
["CAROLINE02130403","CAROLINE","02130403",27.0065581530312,29.364161001834653,20.363099714853732,12.956219474041999,7.90329387916562,24.711000710023551,26.868207316678706,18.632236239091167,9.8726392392200033,2.0081829569141072,15.954430790859661,13.975338279903106]
["CAROLINE02130404","CAROLINE","02130404",27.442703525385269,29.65873661299808,20.650975056603897,13.164223202815771,8.0301761537176191,25.110073725727524,27.137744000893242,18.895642176792567,10.031138080545617,2.023435030593963,15.35567959113642,14.149623621832149]
["CAROLINE02130405","CAROLINE","02130405",26.20605091243737,28.191423476780372,19.566744636316738,12.45330615988396,7.5965167575292156,23.978536584880196,25.795152481254043,17.903571342229817,9.4894192938315793,1.9418182206430659,15.080131419971661,13.159979820649486]
["CARROLL02050301","CARROLL","02050301",19.792652027697603,22.148782929473157,16.781980951699367,11.477669736822531,7.0013785394617436,18.110276605343305,20.266136380467941,15.355512570804921,8.7459843394587686,1.6444350353953265,14.380606787201261,12.510359379050643]
["CARROLL02130805","CARROLL","02130805",18.28315650192604,21.528949996592939,16.295871265365491,11.137961702762368,6.7941566386850445,16.729088199262328,19.69898924688254,14.910722207809425,8.4871268175049241,1.6445279290103203,14.388575155800451,13.292893620761026]
["CARROLL02130806","CARROLL","02130806",26.27283399761092,28.257071584426502,20.695376041467441,13.923025852233868,8.4930457698626594,24.039643107813994,25.855220499750249,18.936269077942708,10.609345699402208,2.1093425241466179,15.173391630612169,15.255321286433485]
["CARROLL02130906","CARROLL","02130906",23.209115094672001,26.3913416563535,20.542394430404801,14.272097914046199,8.7059797275681809,21.236340311624883,24.148077615563455,18.796290903820395,10.875338610503205,1.9875686231163201,14.1722281519208,18.581489426788199]
["CARROLL02130907","CARROLL","02130907",21.726617785509752,23.670939775569199,17.169120037849812,11.502909710360326,7.0167749233197982,19.87985527374142,21.65890989464582,15.709744834632579,8.7652171992945682,1.7366013119763681,15.054783900968731,12.780603490707822]
["CARROLL02130908","CARROLL","02130908",25.09331588617929,26.720346300572878,19.152444864663831,12.768533536907826,7.7888054575137735,22.960384035854052,24.449116865024184,17.524487051167405,9.7296225551237647,1.9131084424700251,15.37249448505538,13.963917992467186]
["CARROLL02140303","CARROLL","02140303",21.068223646919989,20.52777045454534,15.06398990409234,10.14475737461516,6.1883019985152483,19.277424636931791,18.782909965908988,13.783550762244491,7.7303051194567534,1.5273245393058619,12.926398806887436,11.192113772183397]
["CARROLL02140304","CARROLL","02140304",24.849786879714841,26.51505888078761,19.744783504452851,13.382381449630584,8.1632526842746564,22.737554994939082,24.261278875920667,18.066476906574358,10.197374664618506,2.019162346563522,14.908145523552534,14.981551971874186]
["CECIL02120201","CECIL","02120201",19.87270681644565,22.128745561288529,15.855957410187049,10.419201792205053,6.3557130932450825,18.183526737047771,20.247802188579005,14.50820103032115,7.9394317656602507,1.607563672666134,14.336906105052289,11.791884792882929]
["CECIL02120203","CECIL","02120203",21.29288382894114,22.509463348674593,16.387767120922931,10.848048631703241,6.6173096653389774,19.482988703481144,20.596158964037254,14.994806915644482,8.26621305735787,1.6461419615902659,14.673456393665985,12.305517548662325]
["CECIL02120204","CECIL","02120204",22.000905080365339,25.256015471566279,17.713596019049312,11.51764432134047,7.0257630360176861,20.130828148534285,23.109254156483146,16.207940357430118,8.7764449728614391,1.7934393556620909,15.408113086638741,12.992897502850941]
["CECIL02130601","CECIL","02130601",13.09009273125201,14.333436359135451,10.750507917399624,8.8964946505058649,5.4268617368085774,11.977434849095591,13.115094268608939,9.8367147444206555,6.7791289236854686,1.3235086842880428,7.3402307554696051,10.005668705572491]
["CECIL02130602","CECIL","02130602",17.436400906409549,17.820744430263741,13.138260333431937,8.7694034432444337,5.3493361003791042,15.954306829364739,16.30598115369132,12.021508205090223,6.6822854237522575,1.3231804263044762,12.146464809493782,9.9256793642096888]
["CECIL02130603","CECIL","02130603",19.091186885542662,22.32459805015241,15.525057258303551,10.053315214818781,6.1325222810394564,17.468436000271534,20.427007215889457,14.205427391347749,7.6606261936919111,1.5638962911749528,15.325076462933401,11.691819229054264]
["CECIL02130604","CECIL","02130604",26.701611574946298,26.665948843482099,17.45719925508887,10.907473936671341,6.6535591013695177,24.431974591075864,24.399343191786123,15.973337318406315,8.3114951397435615,1.8137397157586892,16.600853538357232,11.24464536915206]
["CECIL02130605","CECIL","02130605",19.566550844726141,21.16240120915803,15.227425941864491,10.027840478797836,6.1169826920666797,17.90339402292442,19.363597106379601,13.933094736806009,7.6412144448439516,1.534631607595822,14.757954608228111,11.503953762566713]
[{"$f":"CONCATENATE(B67,C67)","v":"CECIL02130606"},"CECIL","02130606",20.822401931678343,23.30800637526513,16.55838974364622,10.870223361461871,6.6308362504917415,19.052497767485683,21.326825833367593,15.150926615436292,8.2831102014339457,1.6747642675624239,15.151334458283261,12.1552488311186]
["CECIL02130608","CECIL","02130608",24.956196267556699,28.820972649359,18.438643661372542,11.418463092475621,6.9652624864101291,22.834919584814383,26.371189974163485,16.871358950155876,8.7008688764664228,1.8772618935359562,16.411479309596949,12.381015473045519]
["CECIL02130609","CECIL","02130609",25.707272958571401,29.345159811837696,18.545940495431758,11.407258069111419,6.9584274221579658,23.522154757092832,26.850821227831496,16.96953555332006,8.6923306486629013,1.8836057076963031,14.865836421671601,12.403220925355459]
["CECIL02130610","CECIL","02130610",14.115387950731179,14.667613698789971,10.57066860901749,8.9850286366565904,5.4808674683605192,12.91557997491903,13.420866534392824,9.672161777251004,6.8465918211323213,1.3559570727859669,10.558071857181389,9.6826292338810589]
["CHARLES02131101","CHARLES","02131101",18.639141294783983,20.474574307428689,13.89509162614072,9.221071799976631,5.6248537979857449,17.054814284727343,18.734235491297252,12.714008837918758,7.0264567115821928,1.4171356981035168,9.3853820444185203,9.6773874773463096]
["CHARLES02140101","CHARLES","02140101",17.051123852208242,19.175799993960439,13.02121271206342,8.6460161984411208,5.2740698810490834,15.601778324770539,17.545856994473805,11.914409631538028,6.5882643432121331,1.3518908153747469,9.6462001633144112,9.1005449378232388]
["CHARLES02140102","CHARLES","02140102",18.269916679101591,22.262208043381701,13.218574368372289,8.0648779852438395,4.9195755709987425,16.716973761377957,20.369920359694255,12.094995547060645,6.1454370247558066,1.3856377841043699,11.770687485220181,7.493841527154621]
["CHARLES02140106","CHARLES","02140106",16.252053130934431,17.342642819772539,12.193181050250178,8.2298961932110135,5.0202366778587182,14.870628614805005,15.868518180091876,11.156760660978915,6.2711808992267928,1.2727480866987519,8.2577980368750605,8.860029669495086]
["CHARLES02140107","CHARLES","02140107",20.126875888462401,21.46994339164991,14.15827977321374,9.2191740636035906,5.6236961787981894,18.416091437943098,19.644998203359666,12.954825992490573,7.0250106364659359,1.474889479969006,15.69074492788714,9.6213132546200608]
["CHARLES02140108","CHARLES","02140108",19.736218369994582,21.82357229064305,13.99596086668371,8.9623592720573395,5.4670391559549776,18.058639808545042,19.96856864593839,12.806304193015595,6.8293177653076933,1.4547370563866659,12.25797013605375,9.0805715152992033]
["CHARLES02140109","CHARLES","02140109",17.32607551128028,19.58905021055693,12.792292337122149,8.30371172400835,5.0652641516450938,15.853359092821456,17.92398094265959,11.704947488466768,6.3274283336943622,1.3301005386331002,11.514100838479681,8.772169708424606]
["CHARLES02140110","CHARLES","02140110",16.727989333424922,19.128980235515801,12.220530833487441,7.81354877192903,4.766264750876708,15.306110240083802,17.503016915496957,11.181785712641009,5.953924164209921,1.2707992490780811,10.50508515509579,7.771099172888376]
["CHARLES02140111","CHARLES","02140111",21.326019717587997,25.224086024246603,14.796740125566419,8.9467540242299908,5.4575199547802935,19.513308041593021,23.08003871218564,13.539017214893274,6.8174265664632525,1.551096383284466,13.295015597873181,8.6704189976632602]
["CHARLES02140201","CHARLES","02140201",14.695775918361321,17.10615165760878,10.90925083410635,7.000380357199,4.2702320178913897,13.446634965300607,15.652128766712035,9.9819645132073109,5.3342898321856387,1.1086945652114391,8.4711205394819498,7.0353573847693047]
["DORCHESTER02130305","DORCHESTER","02130305",27.8126098533541,46.225666895284505,25.754141036528701,67.369558206050399,41.095430505690743,25.448538015819004,42.29648520918532,23.56503904842376,51.335603353010406,15.185022066467841,13.820405111753271,13.11290455127903]
["DORCHESTER02130306","DORCHESTER","02130306",28.144143155145709,31.794171111254069,21.91975219355837,14.12169100565781,8.6142315134512639,25.751890986958323,29.091666566797475,20.05657325710591,10.760728546311253,2.227609855713923,12.102386582481991,15.10625377262876]
["DORCHESTER02130307","DORCHESTER","02130307",30.660423676715499,58.325793722055295,29.008604026354639,76.612706747661989,46.733751116073812,28.054287664194682,53.3681012556806,26.542872684114499,58.37888254171844,17.686293652304929,16.427942464077031,11.03526594862605]
["DORCHESTER02130308","DORCHESTER","02130308",27.302560218013191,30.300950000966001,20.120674195247819,12.695709636767331,7.7443828784280715,24.981842599482071,27.72536925088389,18.410416888651753,9.6741307432167076,1.996782910681236,9.4584379949537301,12.960469872482031]
["DORCHESTER02130401","DORCHESTER","02130401",29.168761942557101,42.9606018643779,22.87709115275171,12.5362420438762,7.6471076467644821,26.689417177439751,39.308950705905779,20.932538404767815,9.5526164374336631,2.3585076385390282,10.45045106905258,9.9034506304347705]
["DORCHESTER02130402","DORCHESTER","02130402",25.117597885929499,33.643310796763302,19.212368975411639,11.070136350038361,6.7527831735233992,22.982602065625493,30.783629379038416,17.579317612501651,8.4354438987292308,1.9607678553795971,8.8023042587204703,8.9459902430535791]
["DORCHESTER02130403","DORCHESTER","02130403",22.165105074535369,23.829663167875971,16.921856405705199,11.049354308507031,6.7401061281892884,20.281071143199867,21.804141798606512,15.483498611220259,8.4196079830823578,1.6833056944260429,8.4893222916941014,11.58599903714893]
["DORCHESTER02139998","DORCHESTER","02139998",14.776949945001199,0,14.776949945001199,10.122811194459301,6.1749148286201736,13.520909199676098,0,13.520909199676098,7.7135821301779872,0,0,14.1768935623004]
["FREDERICK02140202","FREDERICK","02140202",22.472357442093188,23.470130804654278,17.684122522708215,12.083317274491105,7.3708235374395743,20.562207059515266,21.475169686258667,16.180972108278016,9.2074877631622218,1.7924261062241855,11.757140938673061,15.17706414491488]
["FREDERICK02140301","FREDERICK","02140301",20.939815452993948,22.053016745479383,15.53541604143749,10.279347678812172,6.2704020840754255,19.159931139489466,20.178510322113635,14.214905677915304,7.8328629312548754,1.584388059538903,15.163358015515001,11.260855993840753]
["FREDERICK02140302","FREDERICK","02140302",29.150562004201941,31.230907271276358,22.710466275653989,15.268150201072494,9.3135716226542193,26.672764233844781,28.576280153217869,20.780076642223399,11.63433045321724,2.322210361839554,15.668240472216791,17.701210224401436]
["FREDERICK02140303","FREDERICK","02140303",20.101589508912582,21.067072365931789,15.085101202976091,10.046530073951818,6.1283833451106089,18.392954400655011,19.276371214827588,13.802867600723124,7.6554559163512854,1.497160340002321,14.638575043020879,11.074660032495915]
["FREDERICK02140304","FREDERICK","02140304",20.74395237348994,21.209469085620409,15.927702206968885,10.843337341355225,6.6144357782266869,18.980716421743296,19.406664213342676,14.57384751937653,8.2626230541126802,1.6261919161434071,14.107262878052314,11.994746555721527]
["FREDERICK02140305","FREDERICK","02140305",19.57489462499565,19.626295655390329,13.885099199841958,9.1985449015925216,5.6111123899714368,17.911028581871019,17.958060524682153,12.704865767855393,7.0092912150135014,1.4527988104519991,14.309395221235219,10.24800503131544]
["GARRETT02141004","GARRETT","02141004",23.479070760368028,28.921593977783708,20.533919743796389,14.02124623155118,8.5529602012462185,21.483349745736746,26.463258489672096,18.788536565573697,10.684189628441999,2.1164945241120359,6.2732337164276801,14.816206114786873]
["GARRETT02141005","GARRETT","02141005",27.049756163388388,31.0748597566119,22.419599676506301,15.326724742106849,9.3493020926851784,24.750526889500378,28.433496677299889,20.513933704003264,11.67896425348542,2.282815800105678,7.20443016584787,15.957499230951665]
["GARRETT02141006","GARRETT","02141006",26.699616042992801,30.90288571851783,22.056091468742423,15.016737526882769,9.1602098913984893,24.430148679338416,28.276140432443817,20.181323693899316,11.44275399548467,2.2818355991637342,6.3050505925785503,15.713683912658491]
["HARFORD02120201","HARFORD","02120201",16.710618231246389,19.493627952553219,14.624971031216967,9.9792679246236027,6.0873534340203985,15.290215681590448,17.836669576586193,13.381848493563524,7.6042021585631865,1.5126962449021477,13.285046638638882,11.31695177800613]
["HARFORD02120202","HARFORD","02120202",22.220647379956162,23.26444707668611,16.74660036752136,11.185362156015815,6.8230709151696471,20.331892352659889,21.286969075167793,15.323139336282047,8.5232459628840527,1.7017331395034729,14.83375277399092,11.646334284174483]
["HARFORD02120204","HARFORD","02120204",18.598087914140851,21.34216599813616,16.129106230151653,11.017881501047075,6.7209077156387149,17.017250441438879,19.528081888294587,14.758132200588763,8.3956257037978705,1.6302275450336536,13.817412211017649,12.323772459075014]
["HARFORD02120205","HARFORD","02120205",23.189816975894288,24.46620908090776,17.470502613995528,11.617732291882238,7.0868166980481639,21.218682532943276,22.3865813090306,15.985509891805911,8.852712006414265,1.7543423563697988,15.011130447748091,12.080400190996464]
["HARFORD02130701","HARFORD","02130701",17.39692509237333,19.94869441288893,13.590865096115799,8.8538164510229205,5.4008280351239808,15.918186459521598,18.253055387793371,12.435641562945957,6.7466081356794652,1.3852179347801612,7.5690115679901036,9.556784710670696]
["HARFORD02130702","HARFORD","02130702",16.358881060345229,19.431195038344431,13.48711648535504,8.8416301945179523,5.3933944186559506,14.968376170215885,17.779543460085154,12.340711584099861,6.7373222082226798,1.3863230699929761,14.344375393954619,10.538837942158128]
["HARFORD02130703","HARFORD","02130703",18.886080699828291,21.23099301340369,15.387373608642781,10.306786886773306,6.2871400009317169,17.280763840342885,19.426358607264376,14.079446851908145,7.85377160772126,1.5554543206119051,14.653585728383144,11.508821378205665]
["HARFORD02130704","HARFORD","02130704",17.007747005860519,19.932264997351069,14.5152195294175,9.7455117816726844,5.9447621868203369,15.562088510362376,18.23802247257623,13.281425869417012,7.4260799776345854,1.4496501580289121,14.23225910600237,11.298704310462513]
["HARFORD02130705","HARFORD","02130705",27.637836453056401,33.6933253446796,19.71585879219942,11.708736813479341,7.1423294562223969,25.288620354546605,30.829392690381834,18.040010794862471,8.9220574518712574,2.0165995170529909,6.0008921481848203,10.534797358791669]
["HARFORD02130706","HARFORD","02130706",32.713532253935803,37.672174746511303,21.99298493504898,13.022304467748679,7.9436057253266945,29.932882012351257,34.470039893057844,20.123581215569818,9.922996004424494,2.2862131650167461,14.905629103906762,12.477602365078351]
["HARFORD02130801","HARFORD","02130801",13.15636401825585,15.634500254726522,11.482880256272241,7.7962224226770491,4.7556956778329997,12.038073076704102,14.305567733074767,10.506835434489101,5.9407214860799114,1.157391043671431,12.356593597900131,8.9985471612694958]
["HARFORD02130804","HARFORD","02130804",21.359367223035171,22.387256661211392,15.988450513279119,10.646528832420071,6.4943825877762427,19.543821009077181,20.484339845008421,14.629432219650393,8.112654970304094,1.6931978485266681,14.860283532974671,11.402342619282404]
["HARFORD02130805","HARFORD","02130805",21.80017244565186,22.69685993611548,16.61310531835597,11.1809931317121,6.820405810344381,19.947157787771452,20.767626841545663,15.200991366295712,8.51991676636462,1.684315675026,14.580836998155865,12.132799071385003]
["HOWARD02130906","HOWARD","02130906",18.221240300630601,21.781101678940022,15.3827254431821,10.160550492077689,6.1979358001673912,16.672434875077002,19.929708036230117,14.075193780511622,7.7423394749631989,1.5615369905913721,15.18752304791481,11.496155903565604]
["HOWARD02130908","HOWARD","02130908",25.400206746560531,26.471831232734118,18.797933151526109,12.459127662158039,7.6000678739164034,23.241189173102889,24.22172557795172,17.200108833646393,9.4938552785644266,1.90693738084624,15.41268509368099,13.229793224955797]
["HOWARD02131104","HOWARD","02131104",15.04065042608576,18.234763854991741,13.30263938179958,8.9144259212287409,5.4377998119495317,13.762195139868471,16.684808927317444,12.171915034346616,6.7927925519762997,1.3495019432471471,13.882063473456062,11.034665232568964]
["HOWARD02131105","HOWARD","02131105",19.695210059317759,23.363798811166962,16.059875190953431,10.44781344348646,6.3731662005267404,18.02111720427575,21.377875912217771,14.694785799722389,7.9612338439366823,1.644908921691598,15.46233929101777,12.03085415817293]
["HOWARD02131106","HOWARD","02131106",21.232854201381318,23.331105060583383,16.771993721605028,11.174579062548899,6.8164932281548278,19.428061594263909,21.347961130433795,15.346374255268602,8.5150292456622623,1.7360466418129898,15.075217222867689,12.368927328809283]
["HOWARD02131107","HOWARD","02131107",17.05726452896306,19.522506204202219,14.458334640333376,9.760382442198976,5.9538332897413753,15.6073970440012,17.863093176845034,13.22937619590504,7.4374114209556197,1.463743256487759,14.509285878689905,10.744979504866349]
["HOWARD02131108","HOWARD","02131108",24.394857012952009,26.066830125589302,18.648460715517121,12.415540717656004,7.5734798377701624,22.321294166851089,23.851149564914209,17.063341554698166,9.4606420268538756,1.8570879081523841,15.258641033972388,13.053492307206536]
["KENT02130505","KENT","02130505",17.97581566180698,21.263192945554451,13.494198754115519,8.4077857986365494,5.128749337168296,16.44787133055339,19.455821545182324,12.347191860015702,6.4067327785610511,1.355846432567434,6.6464386240007798,8.0512197237364163]
["KENT02130506","KENT","02130506",16.758630526574482,17.557207628754959,12.303153717282569,8.0905523239431236,4.9352369176053053,15.334146931815649,16.064844980310788,11.257385651313552,6.1650008708446604,1.2329567354884361,9.4175896266688905,8.4628631773453584]
["KENT02130509","KENT","02130509",16.879792867820971,18.738598253466208,13.034257905312199,8.5406085890520576,5.2097712393217543,15.445010474056186,17.145817401921583,11.926345983360662,6.5079437448576671,1.344598186698053,11.458090106284519,9.2754961998108154]
["KENT02130510","KENT","02130510",18.99510996536188,21.365271733160839,14.826376606231459,9.7009993712699405,5.9176096164746639,17.38052561830612,19.549223635842171,13.566134594701786,7.3921615209076954,1.5392965219437671,12.77479342584315,10.141285795073019]
["KENT02130610","KENT","02130610",18.572727006035411,19.952883682491581,14.02229024710349,9.2371710864234906,5.6346743627183287,16.994045210522401,18.256888569479795,12.830395576099693,7.0387243678546998,1.437577920011456,12.39704096898344,9.6773341346437007]
["KENT02130611","KENT","02130611",16.60674667862418,18.080097769392239,12.53930460315981,8.2086892115363135,5.0073004190371515,15.195173210941125,16.5432894589939,11.473463711891227,6.2550211791906722,1.2593289350359131,8.6663148463912201,8.5536864003642599]
["MONTGOMERY02131107","MONTGOMERY","02131107",18.538040593801881,20.728014438251318,14.64319922106105,9.6825534312408994,5.9063575930569492,16.962307143328722,18.966133210999956,13.398527287270861,7.3781057146055655,1.494532710491864,15.005595908354641,10.28669876598781]
["MONTGOMERY02131108","MONTGOMERY","02131108",23.064594237678651,24.462006255109351,17.34125580842473,11.506661182335929,7.0190633212249161,21.104103727475966,22.382735723425057,15.867249064708631,8.7680758209399769,1.7441794513395619,15.183417859497361,11.854216678400558]
["MONTGOMERY02140202","MONTGOMERY","02140202",16.841959386019361,18.811946641519029,13.04646769958406,8.554366532444849,5.2181635847913581,15.410392838207715,17.212931176989912,11.937517945119414,6.5184272977229751,1.2998254102834998,15.03319700256273,9.0641414799988649]
["MONTGOMERY02140205","MONTGOMERY","02140205",15.429094054576849,19.018765011613361,13.465135280992211,8.9136174802437864,5.4373066629487088,14.117621059937818,17.402169985626227,12.320598782107872,6.7921765199457651,1.3865653561731681,14.65645568914983,10.272329235080562]
["MONTGOMERY02140206","MONTGOMERY","02140206",13.045449811823879,15.67993844772656,11.724275391017722,7.9637537673431913,4.8578897980793467,11.936586577818851,14.347143679669804,10.727711982781216,6.068380370715512,1.2085471907835157,14.102658595636285,9.0952782826765848]
["MONTGOMERY02140207","MONTGOMERY","02140207",13.363377231179621,16.95252372352423,11.95869264756606,7.9001418384316935,4.8190865214433325,12.227490166529353,15.511559207024671,10.942203772522944,6.0199080808849503,1.2129643873712601,14.786406012797009,9.1836769477670419]
["MONTGOMERY02140208","MONTGOMERY","02140208",22.044042492101958,17.693231424136499,16.425655300807541,10.59821913403588,6.4649136717618871,20.170298880273293,16.1893067530849,15.029474600238901,8.0758429801353415,1.7131810423026121,15.78768793454954,11.261532069315511]
[{"$f":"CONCATENATE(B131,C131)","v":"MONTGOMERY02140302"},"MONTGOMERY","02140302",28.474131745663591,29.651311129240561,21.027299551488962,13.930506326156721,8.4976088589555978,26.053830547282189,27.13094968325511,19.239979089612397,10.615045820531421,2.128099115841668,15.492401719062599,14.503041867183322]
["PRINCE GEORGES02131101","PRINCE GEORGES","02131101",19.44366354278667,21.757473099403139,14.76145181505327,9.5028885097354294,5.7967619909386112,17.790952141649804,19.908087885953876,13.506728410773745,7.2412010444183981,1.4714418088115899,6.9686179436112194,9.2088079915456031]
["PRINCE GEORGES02131102","PRINCE GEORGES","02131102",18.787515582621118,20.79066332594747,14.21149649024121,9.2164385042899593,5.622027487616875,17.190576758098324,19.023456943241939,13.003519288570708,7.0229261402689493,1.456997842956568,11.193368109621868,9.0312725473352664]
["PRINCE GEORGES02131103","PRINCE GEORGES","02131103",25.689538961458801,30.424331532597702,17.912385683121521,10.61705713295534,6.4764048511027568,23.505928149734803,27.838263352326898,16.389832900056192,8.0901975353119688,1.8452380394076631,17.165930700909911,10.259622987121441]
["PRINCE GEORGES02131104","PRINCE GEORGES","02131104",18.934300667932362,23.685848493149873,16.01625619482736,10.32255646752917,6.2967594451927935,17.32488511115811,21.672551371232132,14.654874418267035,7.8657880282572279,1.6570086234545269,13.922614896943919,11.374766455710034]
["PRINCE GEORGES02131107","PRINCE GEORGES","02131107",14.180430460915243,16.64578476864186,12.915086048201145,8.8870647671771401,5.4211095079780547,12.975093871737448,15.230893063307301,11.817303734104048,6.7719433525889796,1.3001643217545378,14.211050747553895,9.4440117845131439]
["PRINCE GEORGES02140102","PRINCE GEORGES","02140102",43.2882506912214,52.442984122967097,26.55491968814415,14.072161607033159,8.5840185802902269,39.608749382467586,47.985330472514896,24.2977515146519,10.722987144559267,2.790436878055957,21.532922208949913,9.2473681461519597]
["PRINCE GEORGES02140108","PRINCE GEORGES","02140108",19.395327203776752,23.024259096893189,15.004525183909701,9.458728614854369,5.7698244550611655,17.746724391455729,21.067197073657269,13.729140543277378,7.2075512045190298,1.5379411282747619,12.73606658095945,8.8752268952622586]
["PRINCE GEORGES02140111","PRINCE GEORGES","02140111",16.060856674861871,19.474539455510762,12.786309465154039,8.1130015558753303,4.9489309490839508,14.695683857498612,17.819203601792346,11.699473160615947,6.182107185577002,1.302970432022087,11.67852379625273,8.1894689385662982]
["PRINCE GEORGES02140201","PRINCE GEORGES","02140201",14.121859941251081,17.220457052998057,11.709343431267239,7.5778102144991477,4.6224642308444803,12.921501846244739,15.756718203493225,10.714049239609524,5.7742913834483502,1.190232364461524,9.7709103140855298,7.9744237612731785]
["PRINCE GEORGES02140203","PRINCE GEORGES","02140203",16.598510314610408,21.290718491800579,13.534657403895439,8.4170359117307498,5.1343919061557575,15.187636937868525,19.481007419997532,12.384211524564328,6.4137813647388313,1.389739479219481,11.872612076136878,8.4268906112985071]
["PRINCE GEORGES02140204","PRINCE GEORGES","02140204",14.889229892633301,19.714202727726239,12.86845165719612,8.1333093885145189,4.9613187269938575,13.623645351759471,18.038495495869512,11.774633266334451,6.1975817540480644,1.304251915154143,10.43803596182469,9.5400265907693704]
["PRINCE GEORGES02140205","PRINCE GEORGES","02140205",12.727180714555489,15.92092150772879,11.38923776065926,7.5638321118588223,4.613937588233882,11.645370353818274,14.567643179571844,10.421152551003223,5.7636400692364225,1.16182009612034,12.499316363570054,9.0845806534433589]
["QUEEN ANNES02130404","QUEEN ANNES","02130404",23.985720597521361,27.21589250579833,18.85118275104,12.27406365261902,7.4871788280976022,21.946934346732046,24.90254164280547,17.248832217201599,9.352836503295693,1.9014928230215131,15.52552063898956,12.853385040860944]
["QUEEN ANNES02130405","QUEEN ANNES","02130405",23.835989014890121,25.56001497105531,17.443953843902978,11.27083749365333,6.8752108711285311,21.809929948624461,23.387413698515608,15.961217767171227,8.5883781701638373,1.752211132547997,14.64533623852193,11.814228502476842]
["QUEEN ANNES02130501","QUEEN ANNES","02130501",16.947354447288149,18.897680282973379,13.135877931064289,8.589139596014439,5.2393751535688082,15.506829319268657,17.291377458920643,12.019328306923827,6.5449243721630026,1.3233194123605332,7.4825734704265594,9.435751213111347]
["QUEEN ANNES02130503","QUEEN ANNES","02130503",17.316820321489079,18.948368271744322,14.03763164440425,9.4469715294879357,5.7626526329876402,15.844890594162507,17.337756968646055,12.844432954629889,7.1985923054698064,1.395908883453953,10.324055197145581,10.323791112311302]
["QUEEN ANNES02130504","QUEEN ANNES","02130504",19.230574087204172,21.587402806929571,14.68604786489208,9.5181766272338386,5.8060877426126423,17.595975289791816,19.752473568340559,13.437733796376254,7.2528505899521853,1.481067893429606,7.9551294131797796,10.042722444559875]
["QUEEN ANNES02130505","QUEEN ANNES","02130505",15.147715527991011,16.946393076752379,12.39460991406404,8.3083842653140874,5.0681144018415933,13.860159708111773,15.505949665228428,11.341068071368596,6.3309888101693348,1.238838404297069,6.9542865384919974,9.5736718299757424]
["QUEEN ANNES02130507","QUEEN ANNES","02130507",19.301940118541943,20.847542424111268,14.621041759729511,9.5808219827484091,5.8443014094765298,17.661275208465877,19.075501318061811,13.378253210152502,7.3005863508542879,1.4577956565689871,13.530768633398839,10.364167730868241]
["QUEEN ANNES02130508","QUEEN ANNES","02130508",20.873093071007151,22.363277600135341,15.33951127847782,9.9502527071911704,6.0696541513866142,19.098880159971543,20.462399004123839,14.035652819807206,7.582092562879672,1.530912930418743,14.876830877287439,10.689933932696615]
["QUEEN ANNES02130509","QUEEN ANNES","02130509",17.828053618366251,18.802422226322967,14.00853598050883,9.4513634112903908,5.7653316808871384,16.312669060805121,17.204216337085516,12.81781042216558,7.2019389194032781,1.3677683365695119,9.5291219956854381,10.471755790373637]
["QUEEN ANNES02130510","QUEEN ANNES","02130510",22.929483450900051,25.051838055385428,17.379923607225038,11.32536525891037,6.9084728079353264,20.980477357573548,22.922431820677669,15.902630100610912,8.6299283272897025,1.7487351991920721,13.912879854922991,12.284148462399736]
["QUEEN ANNES02130511","QUEEN ANNES","02130511",19.312792034907961,20.66502297779067,13.924254828284969,8.9629876092895788,5.4674224416666428,17.671204711940781,18.908496024678463,12.740693167880748,6.8297965582786597,1.4042139008273151,7.9861655484739495,9.8891939074275452]
["SOMERSET02130201","SOMERSET","02130201",22.07329801779429,25.909867361312628,16.952807881432509,10.455645701475319,6.3779438778999449,20.197067686281777,23.707528635601058,15.511819211510748,7.9672020245241937,1.6523107433722108,6.7899397702984405,10.423299257129662]
["SOMERSET02130202","SOMERSET","02130202",20.16781141879737,24.326962142308339,17.17136718394126,10.994357578334869,6.7065581227842701,18.453547448199593,22.259170360212131,15.711800973306254,8.3777004746911707,1.6465322221994261,5.5523154413021798,11.75272278258665]
["SOMERSET02130204","SOMERSET","02130204",27.87009793194489,36.308742558501599,24.02093254685586,14.89786534251539,9.0876978589343871,25.501139607729577,33.222499441028965,21.979153280373112,11.352173390996727,2.4307333961945261,12.063467022729299,14.733735848670989]
["SOMERSET02130206","SOMERSET","02130206",16.824380018827362,22.094013225373899,13.85011463796719,8.3464808217072406,5.0913533012414165,15.394307717227036,20.216022101217121,12.672854893739979,6.3600183861409167,1.3825416574455329,7.6685842563018802,7.9771452924300048]
["SOMERSET02130207","SOMERSET","02130207",24.425900879041322,14.820601451298339,34.042936434950818,17.380931242406518,10.602368057867977,22.349699304322808,13.560850327937981,31.14928683798,13.244269606713768,3.5669199853444913,5.5959728945353007,8.5936249581507411]
["SOMERSET02130208","SOMERSET","02130208",16.91869292331176,20.602994067299768,14.03960857161386,8.8452336751763507,5.3955925418575736,15.48060402483026,18.851739571579291,12.846241843026682,6.7400680604843783,1.420850193546308,6.9964889843701004,9.140210244845461]
["SOMERSET02130301","SOMERSET","02130301",16.348099650105869,18.473290959873079,13.847590629970085,9.108520046458743,5.5561972283398333,14.958511179846873,16.903061228283867,12.670545426422629,6.9406922754015623,1.4024755511357612,5.2936616332704212,9.8434022211958858]
["SOMERSET02130302","SOMERSET","02130302",17.99630109771223,20.903400297477781,13.689834892635929,8.4459141340487207,5.1520076217697195,16.46661550440669,19.126611272192171,12.526198926761875,6.4357865701451242,1.3858300801219099,6.5443190368477699,8.4131474541172544]
["SOMERSET02130303","SOMERSET","02130303",24.162044909378789,29.652024594315709,20.472531488886649,12.984934381040411,7.9208099724346503,22.108271092081594,27.131602503798874,18.732366312331283,9.8945199983527914,2.038145572075607,9.9047431079871799,13.380607652081366]
["SOMERSET02139998","SOMERSET","02139998",16.714440512080198,19.140104860512999,15.1499869304296,10.191781590981,6.2169867704984094,15.293713068553382,17.513195947369393,13.862238041343085,7.7661375723275219,1.4627415446547001,5.4839423769255502,15.306542709722599]
["ST MARYS02131101","ST MARYS","02131101",16.685653810157131,18.452607540591,12.92415623547593,8.8365401530993299,5.3902894933905916,15.267373236293775,16.884135899640764,11.825602955460477,6.7334435966616892,1.336172476803545,7.07468369378409,9.2809616852607082]
["ST MARYS02140101","ST MARYS","02140101",14.46085033303252,16.082978188236471,11.81412087102451,8.2971324662432977,5.0612508044084121,13.231678054724755,14.715925042236371,10.809920596987427,6.322414939277393,1.224185387101437,6.372725534270872,8.8762435167666975]
["ST MARYS02140103","ST MARYS","02140103",16.605150259465901,19.026391691771771,13.32828072566657,9.0957618465134029,5.548414726373176,15.193712487411299,17.409148397971169,12.195376863984912,6.9309705270432138,1.3895561742914901,11.43745821800373,9.6422293644390891]
["ST MARYS02140104","ST MARYS","02140104",19.064979879063849,21.340127264510482,14.411124906269061,9.6639331863896203,5.8949992436976668,17.444456589343424,19.526216447027092,13.186179289236192,7.3639170880288907,1.4930568975823739,14.40346940628967,9.9830488025126165]
["ST MARYS02140105","ST MARYS","02140105",18.261870201561042,19.387286854612711,13.355633071285261,9.0611946171561097,5.5273287164652274,16.709611234428351,17.739367471970631,12.220404260226013,6.9046302982729557,1.3823775643933001,10.126749367157078,9.2987429649491329]
["ST MARYS02140106","ST MARYS","02140106",19.26676436997689,20.646024149422011,14.00030205054224,9.4121760165648407,5.7414273701045522,17.629089398528855,18.891112096721141,12.810276376246151,7.1720781246224083,1.4557514722631961,13.782544457377039,9.6178914713627233]
["ST MARYS02140107","ST MARYS","02140107",13.937702353290931,15.353151375968059,11.405136022460255,8.0538770972649409,4.9128650293316136,12.752997653261202,14.048133509010775,10.435699460551133,6.1370543481158855,1.171826888472125,14.417451367924452,8.8275533502785795]
["TALBOT02130403","TALBOT","02130403",27.288010043226301,29.9137185937963,18.711160649674262,11.538662462991679,7.0385841024249238,24.968529189552065,27.371052513323615,17.120711994451948,8.7924607967996593,1.8870149667094802,9.8684833286155307,11.815078139954711]
["TALBOT02130404","TALBOT","02130404",24.312498687707638,25.823913776216934,17.431819073923752,11.220681138762201,6.844615494644942,22.245936299252492,23.628881105238492,15.950114452640234,8.5501590277367967,1.7336294715590399,12.770269115988309,11.744357653541936]
["TALBOT02130405","TALBOT","02130405",24.05033449057963,25.892121410199632,18.050307654362651,11.8061911509939,7.2017766021062792,22.006056058880361,23.691291090332662,16.516031503741829,8.996317657057352,1.798191353034259,13.26098430349831,12.641012506743861]
["TALBOT02130501","TALBOT","02130501",25.9147503218773,27.066507722841102,17.117923427690322,10.61521977503892,6.475284062773742,23.711996544517731,24.765854566399611,15.662899936336643,8.0887974685796582,1.7238279126879892,6.7096860912652296,10.696579574924499]
["TALBOT02130502","TALBOT","02130502",17.968888773120501,20.572362524855109,14.63543746477664,9.7039415640919859,5.9194043540961117,16.441533227405259,18.823711710242424,13.391425280270628,7.3944034718380944,1.4380473257160702,7.9142499713937902,10.796641802399726]
["TALBOT02130503","TALBOT","02130503",20.531865147605419,22.239568520586488,15.71185334321274,10.34231519537337,6.3088122691777553,18.786656610058959,20.349205196336637,14.376345809039655,7.8808441788745087,1.5580780093643709,9.9609417103754492,11.239951616854567]
["WASHINGTON02140301","WASHINGTON","02140301",19.059519567776718,20.35933018372463,15.175400535530475,10.311442699494282,6.2899800466915119,17.4394604045157,18.628787118108036,13.885491490010386,7.8573193370146441,1.5590069777916531,13.316759184639789,11.227470462173063]
["WASHINGTON02140501","WASHINGTON","02140501",17.75240581770008,19.023872434031961,13.73551289525151,9.2181351674096863,5.6230624521199077,16.243451323195575,17.406843277139245,12.567994299155131,7.0242189975661802,1.415637858602186,13.021928420764599,10.280315863935316]
["WASHINGTON02140502","WASHINGTON","02140502",20.023649545207832,20.826933095645849,14.87636574952786,9.9208115824457987,6.0516950652919377,18.321639333865164,19.056643782515952,13.611874660817991,7.5596584258236996,1.5906193706160958,14.878092996457159,10.947617451376351]
["WASHINGTON02140503","WASHINGTON","02140503",14.98271236726718,16.20715779365726,11.930500115574681,8.062830897770505,4.9183268476400075,13.709181816049469,14.829549381196394,10.916407605750834,6.1438771441011255,1.2153544379684316,15.6229151844868,9.0186808163772181]
["WASHINGTON02140504","WASHINGTON","02140504",17.958773096149951,19.810656874170629,14.712918141038623,9.9853168884387582,6.091043301947642,16.432277382977205,18.126751039866125,13.462320099050341,7.6088114689903339,1.5809580037557991,12.611293836223551,11.320808608433069]
["WASHINGTON02140505","WASHINGTON","02140505",21.26072352785274,20.639458289256901,14.605579073397859,9.7176415345200944,5.9277613360572579,19.453562027985257,18.885104334670064,13.364104852159043,7.4048428493043126,1.6761265067701721,13.937346089427951,10.474454241986498]
["WASHINGTON02140506","WASHINGTON","02140506",23.581161693274638,25.477330276620791,17.196951717855029,11.134911602041649,6.792296077245406,21.576762949346296,23.311757203108023,15.735210821837352,8.4848026407557366,1.7413556853367289,12.916624992420081,12.626753569451822]
["WASHINGTON02140507","WASHINGTON","02140507",15.077185644324301,17.179518575753601,13.4194206915378,9.3172061617190103,5.6834957586485961,13.795624864556736,15.719259496814546,12.278769932757088,7.0997110952298863,1.3554567346587101,9.25220492804484,11.408316937871399]
["WASHINGTON02140508","WASHINGTON","02140508",18.233857816730001,19.997564254988511,13.528176677577161,8.8079766838781097,5.3728657771656474,16.68397990230795,18.297771293314486,12.378281659983102,6.7116782331151201,1.3882574890289958,11.62582977495885,9.5152996045019336]
["WASHINGTON02140509","WASHINGTON","02140509",22.87936704427257,21.727202106623221,14.306627620735771,9.12850612035826,5.5683887334185389,20.934620845509404,19.880389927560248,13.09056427297323,6.9559216637129939,1.51742781737304,13.28535375816589,9.9570647531693091]
["WASHINGTON02140510","WASHINGTON","02140510",21.778714683856261,21.83908946478368,15.169025927086519,9.96793338877408,6.0804393671521888,19.92752393572848,19.982766860277067,13.879658723284166,7.5955652422458488,1.553973099380187,8.324630574909289,11.744424316534626]
["WICOMICO02130203","WICOMICO","02130203",27.453489752369048,31.311777847670328,22.623822192152769,14.78062415849811,9.0161807366838485,25.119943123417684,28.650276730618351,20.700797305819783,11.262835608775561,2.2151250004434289,12.384279570631131,16.38037634329411]
["WICOMICO02130204","WICOMICO","02130204",25.370676073776693,30.043982395477471,22.107761846413258,14.57191663294034,8.8888691460936062,23.214168607505673,27.490243891861887,20.228602089468133,11.10380047430054,2.1975697047703608,14.16750923237921,16.51276556811202]
["WICOMICO02130205","WICOMICO","02130205",28.309041861902472,33.564011873055122,23.695092547639749,15.305315147225869,9.3362422398077793,25.90277330364076,30.711070863845435,21.681009681090373,11.662650142186113,2.3420552745361811,14.781886585246021,16.536420794506459]
["WICOMICO02130301","WICOMICO","02130301",20.857890085381282,23.76864023808287,17.453666025162899,11.51704352537158,7.025396550476664,19.084969428123873,21.748305817845829,15.970104413024053,8.7759871663331452,1.690838033802226,8.50395643965971,13.150875904817822]
["WICOMICO02130303","WICOMICO","02130303",23.974460229236232,27.025334076486402,19.33700753358448,12.625467992621841,7.7015354754993233,21.936631109751154,24.728180679985059,17.693361893229799,9.6206066103778429,1.899394487109634,9.8533793466553998,13.86741593714882]
["WICOMICO02130304","WICOMICO","02130304",25.964210069232159,30.692633265885721,21.864989007686638,14.257448659759621,8.6970436824533675,23.757252213347424,28.083759438285433,20.006464942033276,10.86417587873683,2.180926076089627,13.4577437280056,15.779370539185775]
[{"$f":"CONCATENATE(B195,C195)","v":"WICOMICO02130305"},"WICOMICO","02130305",23.047960394566278,26.252293027618528,19.5524318692921,12.953574840468645,7.9016806526858732,21.088883761028146,24.020848120270955,17.890475160402271,9.8706240284371081,1.869587404501259,7.6097746942797011,14.780037990965136]
["WORCESTER02130103","WORCESTER","02130103",24.606188647199708,30.55276558325296,22.00821157441678,14.6138384287487,8.9144414415367077,22.514662612187738,27.955780508676458,20.137513590591354,11.135744882706511,2.1750848271019989,9.0040090326249906,15.898668584160317]
["WORCESTER02130105","WORCESTER","02130105",25.537905552768279,31.40701291990564,21.978072899859018,14.39728118382736,8.7823415221346899,23.367183580782978,28.737416821713662,20.109936703371002,10.970728262076447,2.1835353186683011,10.146904815996221,14.883460534772906]
["WORCESTER02130106","WORCESTER","02130106",21.203061617440813,25.803012311714379,18.706578945334723,12.463197995972447,7.6025507775431915,19.400801379958342,23.609756265218657,17.116519734981271,9.496956872931003,1.8412757890633171,8.5934960714286692,13.530260893166785]
["WORCESTER02130202","WORCESTER","02130202",20.95235441557228,25.396019953550351,18.46327278146039,12.340833092860196,7.5279081866447193,19.171404290248635,23.23735825749857,16.893894595036258,9.403714816759468,1.8218285221372781,7.5719944954114,13.471723928396733]
["WORCESTER02130203","WORCESTER","02130203",25.07204709998404,30.979889251579298,21.99314223713785,14.50555980628808,8.8483914818357299,22.940923096485399,28.34659866519506,20.123725146981133,11.053236572391517,2.1793100728851451,9.5754569243106094,15.391064559466562]
["WORCESTER02130204","WORCESTER","02130204",25.7855040740112,36.273331000295798,24.067434117933271,15.32139017665714,9.3460480077608548,23.59373622772025,33.190097865270658,22.021702217908945,11.674899314612741,2.3955737380231268,13.97083981601174,15.155059652611534]
["WORCESTER02130205","WORCESTER","02130205",25.989067979166791,34.737968749367802,23.445692154772473,15.08241759105535,9.2002747305437627,23.779997200937615,31.785241405671542,21.452808321616811,11.492802204384176,2.3987577546684271,12.78709087132609,15.445230774799947]
["ALLEGANYPOTTF_MD","ALLEGANY","POTTF_MD",21.871835992447089,25.570600877656993,17.848208754949979,11.974660847094519,7.3045431167276567,20.012729933089087,23.39709980305615,16.331111010779232,9.1246915654860246,1.8832126070286979,10.511980886873561,12.101205530370995]
["ANNE ARUNDELCB3MH","ANNE ARUNDEL","CB3MH",21.336783922213499,24.884104474450641,17.74323437365387,11.744904866947875,7.1643919688382027,19.523157288825352,22.768955594122339,16.235059451893292,8.9496175086142795,1.7966348767157789,8.5781199359512108,12.926942976611397]
["ANNE ARUNDELCB4MH","ANNE ARUNDEL","CB4MH",21.705178118943579,25.158775156303221,16.16664865362981,10.136951922780121,6.1835406728958731,19.860237978833375,23.020279268017447,14.792483518071277,7.7243573651584523,1.6663592028221128,9.2727690644105607,10.507278099455556]
["ANNE ARUNDELMAGMH","ANNE ARUNDEL","MAGMH",20.42174946101866,24.04491477309859,18.297929311208499,12.494532657334926,7.6216649209743048,18.685900756832076,22.001097017385209,16.742605319755778,9.520833884889214,1.819637126632442,12.76643064701139,14.876569150978266]
["ANNE ARUNDELPATMH","ANNE ARUNDEL","PATMH",19.216842760541841,23.218149972518059,17.32143005198585,11.726444019250346,7.153130851742711,17.583411125895786,21.244607224854029,15.849108497567054,8.9355503426687637,1.7100334630566729,13.886846708908012,14.364455975626285]
["ANNE ARUNDELPAXOH","ANNE ARUNDEL","PAXOH",18.926988765777892,19.722171083349469,13.755618337536021,9.0113374822168719,5.4969158641522924,17.318194720686769,18.045786541264764,12.586390778845459,6.8666391614492568,1.397724492750912,7.4321541165729403,9.6730985148699737]
["ANNE ARUNDELPAXTF","ANNE ARUNDEL","PAXTF",23.602617224545231,28.756252537110701,18.166409286605592,11.300166318694821,6.8931014544038405,21.596394760458885,26.311971071456291,16.622264497244117,8.6107267348454535,1.8536200178572901,13.326442697570851,11.49126115970218]
["ANNE ARUNDELRHDMH","ANNE ARUNDEL","RHDMH",21.892247305724382,24.433313559538583,16.07991831820534,10.22283312174066,6.2359282042618025,20.031406284737809,22.356481906977802,14.713125261157888,7.7897988387663828,1.6311745030077811,8.5572510657405196,10.60621374478313]
["ANNE ARUNDELSEVMH","ANNE ARUNDEL","SEVMH",20.011047379811089,23.38511613522666,17.188175828789621,11.56237660741831,7.0530497305251689,18.310108352527148,21.397381263732395,15.727180883342502,8.8105309748527532,1.671697229069208,13.060321065978473,14.126189413902434]
["ANNE ARUNDELSOUMH","ANNE ARUNDEL","SOUMH",16.458346506908008,19.051432177645079,14.194109749093453,9.6013612523841214,5.8568303639543133,15.05938705382083,17.432060442545247,12.987610420420511,7.316237274316701,1.4314285114137837,9.3746836214938725,11.356362442267571]
["ANNE ARUNDELWSTMH","ANNE ARUNDEL","WSTMH",15.61563870545729,17.355505372105188,12.456134754681059,8.2758963603303961,5.0482967798015412,14.288309415493419,15.88028741547625,11.39736330053317,6.3062330265717623,1.2841363992194998,6.9822303706936761,9.0171258513729402]
["BALTIMOREBACOH","BALTIMORE","BACOH",11.222702045791461,13.834706850491511,10.139586202901377,6.7654167336595403,4.1269042075323199,10.268772371899185,12.658756768199732,9.2777213756547603,5.1552475510485705,1.0206205320843205,11.632860018062486,8.3008829287390551]
["BALTIMORECB1TF","BALTIMORE","CB1TF",25.365986382830037,26.870189839983329,18.81231255254831,12.277491868970611,7.4892700400720722,23.209877540289487,24.58622370358475,17.213265985581703,9.3554488041556052,1.899834335483179,14.39656168253329,13.067747564153313]
["BALTIMORECB2OH","BALTIMORE","CB2OH",19.6176591176507,24.448130067683099,14.878943899005819,8.9786998388695398,5.4770069017104195,17.950158092650391,22.370039011930039,13.614233667590325,6.8417692772185896,1.5260561211451891,7.08550882207944,8.4498769179149402]
["BALTIMORECB3MH","BALTIMORE","CB3MH",16.251838537122328,20.94043584518047,13.916150533999179,8.8902333388483399,5.4230423366974874,14.870432261466931,19.160498798340129,12.733277738609249,6.7743578042024355,1.387001748907265,7.7716970917293899,8.8749231512371907]
["BALTIMOREGUNOH","BALTIMORE","GUNOH",21.64893931956928,24.760176431184583,18.004429173746068,11.973195522210005,7.3036492685481029,19.808779477405892,22.655561434533894,16.474052693977654,9.1235749879240249,1.805394117769497,13.348682166809901,13.092486715815465]
["BALTIMOREMIDOH","BALTIMORE","MIDOH",10.414845884187814,12.749727554043877,9.8056666359886879,6.6881777284608495,4.0797884143611176,9.5295839840318504,11.666000711950149,8.97218497192965,5.0963914290871672,0.98825655897515619,7.7237045656335832,7.9287285965595204]
["BALTIMOREPATMH","BALTIMORE","PATMH",18.397052727272371,21.997627329385509,16.10078489138095,10.734289164367164,6.5479163902639694,16.833303245454218,20.127829006387742,14.732218175613569,8.1795283432477781,1.6471737619710169,12.529520709592726,12.32119007210181]
["BALTIMORE CITYBACOH","BALTIMORE CITY","BACOH",12.459828147613869,15.060826293205029,11.308191577692819,7.2688366472514661,4.4339903548233943,11.400742755066691,13.780656058282602,10.346995293588929,5.5388535252056172,1.1093868563697007,12.012049016588962,8.8065525967009073]
["BALTIMORE CITYPATMH","BALTIMORE CITY","PATMH",12.709652097537225,15.430677710962286,11.869187486152367,7.7005176048977662,4.697315738987637,11.629331669246561,14.119070105530493,10.860306549829415,5.8677944149320975,1.1735798869435561,8.3745423874331983,10.457897064113387]
["CALVERTCB4MH","CALVERT","CB4MH",19.076248075666982,22.660852514434822,15.393348446332501,10.328944727520581,6.3006562837875544,17.454766989235289,20.734680050707862,14.084913828394239,7.8706558823706825,1.5832816192883932,7.62158960260368,10.702274891684]
["CALVERTCB5MH_MD","CALVERT","CB5MH_MD",15.675445781792119,17.692053485639871,13.385103871816204,9.4017818926108809,5.7350869544926368,14.343032890339789,16.188228939360481,12.247370042711827,7.1641578021694912,1.3723961379702878,6.6247071464456075,9.7885812135843207]
["CALVERTPAXMH","CALVERT","PAXMH",18.257683724454719,20.411498774088841,14.2296251945656,9.6805861829651505,5.9051575716087417,16.705780607876068,18.676521378291291,13.020107053027525,7.3766066714194451,1.480047702548968,7.9337072144655707,10.060329837973992]
["CALVERTPAXOH","CALVERT","PAXOH",17.124014426629309,19.19520863583098,13.35581722560177,9.0886443521301672,5.5440730547994024,15.66847320036582,17.563615901785347,12.22057276142562,6.9255469963231873,1.373445110994906,8.051681702274589,9.4031292680339131]
["CALVERTPAXTF","CALVERT","PAXTF",16.710012267257742,18.359683768984571,12.88634124395821,8.8112324455890665,5.3748517918093306,15.289661224540835,16.799110648620882,11.791002238221763,6.7141591235388685,1.3298744291469009,7.8993012175754096,9.0277356732815424]
["CAROLINECHOOH","CAROLINE","CHOOH",27.557862496277622,29.590491341435701,20.497430186371229,13.034923282162259,7.9513032021189778,25.215444184094025,27.075299577413666,18.755148620529674,9.9326115410076419,1.9998937121980849,15.233918403806719,13.967774483005806]
["CAROLINECHOTF","CAROLINE","CHOTF",26.961262599411121,29.236419356233899,20.387809813547641,13.00527489824103,7.9332176879270291,24.669555278461175,26.751323710954019,18.654845979396089,9.9100194724596662,2.0113892563085121,15.432065249238239,13.945884137690848]
["CAROLINENANOH","CAROLINE","NANOH",29.218001253876409,32.735216854132361,22.473345931375309,14.248253891550689,8.6914348738459211,26.734471147296915,29.952723421531111,20.56311152720841,10.857169465361626,2.20951033520788,14.867978022048661,15.199521302483348]
["CAROLINENANTF_DE","CAROLINE","NANTF_DE",23.816511816730618,26.622112039998097,19.74245526473943,12.950379787829659,7.8997316705760916,21.792108312308518,24.359232516598261,18.064346567236576,9.8681893983261997,1.9240366464621419,10.61468871620766,14.256929520222608]
["CARROLLCB1TF","CARROLL","CB1TF",19.792652027697603,22.148782929473157,16.781980951699367,11.477669736822531,7.0013785394617436,18.110276605343305,20.266136380467941,15.355512570804921,8.7459843394587686,1.6444350353953265,14.380606787201261,12.510359379050643]
["CARROLLGUNOH","CARROLL","GUNOH",22.27799524976853,24.89301079050972,18.49562365341647,12.530493777498069,7.6436012042738222,20.384365653538207,22.777104873316397,16.92349564287607,9.5482362584535281,1.876935226578464,14.780983393206363,14.274107453597205]
["CARROLLPATMH","CARROLL","PATMH",23.34301625545368,25.594209244165231,18.954653110972778,12.847847053771449,7.8371867028005839,21.358859873740119,23.418701458411185,17.343507596540093,9.7900594549738447,1.879092792520904,14.866502179314971,15.108670303321103]
["CARROLLPOTTF_MD","CARROLL","POTTF_MD",23.337161586596856,24.12014351029066,17.872466064308608,12.087331819624428,7.3732724099709008,21.353502851736128,22.069931311915951,16.353306448842378,9.2105468465538145,1.8224272236604542,14.115446836886514,13.46577669199783]
["CECILBOHOH","CECIL","BOHOH",17.436400906409549,17.820744430263741,13.138260333431937,8.7694034432444337,5.3493361003791042,15.954306829364739,16.30598115369132,12.021508205090223,6.6822854237522575,1.3231804263044762,12.146464809493782,9.9256793642096888]
["CECILC&DOH_MD","CECIL","C&DOH_MD",26.701611574946298,26.665948843482099,17.45719925508887,10.907473936671341,6.6535591013695177,24.431974591075864,24.399343191786123,15.973337318406315,8.3114951397435615,1.8137397157586892,16.600853538357232,11.24464536915206]
["CECILCB1TF","CECIL","CB1TF",20.892034006254619,23.298703445960751,16.141939228327892,10.436209284551579,6.3660876635764625,19.116211115722976,21.318313653054087,14.76987439392002,7.9523914748283042,1.6338573557915521,12.404603592859011,11.729296419848694]
["CECILELKOH","CECIL","ELKOH",18.609532706792631,20.95928204487323,14.99715317424721,9.8638318722100493,6.0169374420481301,17.027722426715258,19.177743071059005,13.722395154436198,7.5162398866240574,1.509552310671493,13.59035202204932,11.329935763728296]
["CECILNORTF","CECIL","NORTF",24.956196267556699,28.820972649359,18.438643661372542,11.418463092475621,6.9652624864101291,22.834919584814383,26.371189974163485,16.871358950155876,8.7008688764664228,1.8772618935359562,16.411479309596949,12.381015473045519]
["CECILSASOH","CECIL","SASOH",17.644234938414002,18.334517123487529,13.21333576127185,8.7376483695886318,5.3299655054490662,16.144474968648812,16.776083167991089,12.090202221563743,6.6580880576265384,1.3276512137290322,12.183027632709196,9.6140534463034495]
["CHARLESMATTF","CHARLES","MATTF",21.326019717587997,25.224086024246603,14.796740125566419,8.9467540242299908,5.4575199547802935,19.513308041593021,23.08003871218564,13.539017214893274,6.8174265664632525,1.551096383284466,13.295015597873181,8.6704189976632602]
["CHARLESPAXMH","CHARLES","PAXMH",18.639141294783983,20.474574307428689,13.89509162614072,9.221071799976631,5.6248537979857449,17.054814284727343,18.734235491297252,12.714008837918758,7.0264567115821928,1.4171356981035168,9.3853820444185203,9.6773874773463096]
["CHARLESPOTMH_MD","CHARLES","POTMH_MD",18.85413251690224,20.633025308632298,13.570627668419061,8.8230153405196994,5.3820393577170176,17.251531252965549,18.879218157398554,12.41712431660344,6.7231376894760118,1.4130010018366961,11.712743639953441,9.1341889601025414]
["CHARLESPOTOH1_MD","CHARLES","POTOH1_MD",16.30962561439852,18.790626922411811,12.575026198749471,8.2830590449438493,5.0526660174157483,14.923307437174646,17.193423634006809,11.506148971855767,6.3116909922472146,1.3113694587927802,9.0939458351949103,8.4980402837169855]
["CHARLESPOTOH2_MD","CHARLES","POTOH2_MD",17.32607551128028,19.58905021055693,12.792292337122149,8.30371172400835,5.0652641516450938,15.853359092821456,17.92398094265959,11.704947488466768,6.3274283336943622,1.3301005386331002,11.514100838479681,8.772169708424606]
["CHARLESPOTOH3_MD","CHARLES","POTOH3_MD",16.727989333424922,19.128980235515801,12.220530833487441,7.81354877192903,4.766264750876708,15.306110240083802,17.503016915496957,11.181785712641009,5.953924164209921,1.2707992490780811,10.50508515509579,7.771099172888376]
["CHARLESPOTTF_MD","CHARLES","POTTF_MD",18.032133418362871,21.669776926889501,12.912839061279971,7.9101558908515397,4.8251950934194392,16.499402077802028,19.827845888103894,11.815247741071174,6.0275387888288741,1.3349184208740099,11.35789974331519,7.4878100372805108]
["DORCHESTERCB4MH","DORCHESTER","CB4MH",27.650005183913631,49.029772376216819,24.336729364132111,12.591010908753361,7.6805166543395504,25.299754743280971,44.862241724238388,22.268107368180882,9.5943503124700609,2.5587262471121459,13.351836242014659,7.0043900859457198]
["DORCHESTERCB5MH_MD","DORCHESTER","CB5MH_MD",34.732265902666398,38.850126381287495,20.976874541271442,11.614533833721421,7.0848656385700668,31.78002330093976,35.547865638878065,19.193840205263371,8.8502747812957239,2.1547055502022801,8.8911605483220892,10.24244261327312]
["DORCHESTERCHOMH1","DORCHESTER","CHOMH1",20.979649547569512,21.842201077920429,14.960525417811191,9.5975687678418797,5.8545169483835471,19.196379336026105,19.985613986297196,13.688880757297241,7.3133474010955126,1.4919359820819811,3.52081264129811,9.5094971390839156]
["DORCHESTERCHOMH2","DORCHESTER","CHOMH2",19.81633872884084,22.109412287308498,16.09508740329127,10.634985582099606,6.4873412050807602,18.13194993688937,20.230112242887277,14.727004974011512,8.1038590135598998,1.621154461456531,7.1656739710170108,11.317296333961151]
["DORCHESTERCHOOH","DORCHESTER","CHOOH",26.280982356560088,27.4037705337049,19.142675403273039,12.396800168450719,7.5620481027549387,24.047098856252482,25.074450038339982,17.515547993994833,9.4463617283594488,1.8722174000523479,12.95904959790774,13.027304040963205]
["DORCHESTERFSBMH","DORCHESTER","FSBMH",33.525331572388197,51.455244986836298,27.425030591078801,15.037409274325281,9.1728196573384206,30.675678388735204,47.081549162955213,25.093902990837101,11.458505867035864,2.8520173868529701,14.572764168908,10.93951400911687]
["DORCHESTERHNGMH","DORCHESTER","HNGMH",20.226982786682601,23.473692918185201,14.543134738727488,8.8301786441761703,5.3864089729474642,18.507689249814582,21.478429020139458,13.306968285935653,6.7285961268622412,1.4458460562447699,4.5949833811294294,9.566781675706121]
["DORCHESTERLCHMH","DORCHESTER","LCHMH",23.827421752055699,27.115938330263901,17.020237121934478,10.407366050263109,6.3484932906604969,21.802090903130967,24.811083572191471,15.57351696657005,7.9304129303004895,1.7048785833174271,6.5266851829583192,9.9394309554603204]
["DORCHESTERNANMH","DORCHESTER","NANMH",37.415673061990304,101.8251924132457,49.742789002150303,25.37536200396562,15.478970822419026,34.235340851721126,93.17005105811981,45.514651936967525,19.336025847021801,5.0608545624494896,30.047945760921479,13.3692908571891]
["DORCHESTERNANOH","DORCHESTER","NANOH",25.695484189443039,28.704036797130243,19.66024263632049,12.6134257386186,7.6941897005573461,23.511368033340382,26.264193669374173,17.989122012233249,9.6114304128273744,1.9514291572486719,9.1378493880503093,13.439058070113001]
[{"$f":"CONCATENATE(B259,C259)","v":"DORCHESTERNANTF_DE"},"DORCHESTER","NANTF_DE",24.27154543681063,26.758978968583829,20.585131773640665,13.936176041848881,8.5010673855278167,22.208464074681725,24.484465756254206,18.835395572881207,10.619366143888847,2.1065337273612563,9.9558876908024256,15.164193743334669]
["DORCHESTERNANTF_MD","DORCHESTER","NANTF_MD",33.833214154336602,36.662777842295199,24.60920127630364,15.61678699132208,9.5262400647064691,30.957390951217992,33.546441725700106,22.517419167817835,11.899991687387425,2.431923467564348,12.05780757283576,16.068039571525112]
["DORCHESTERTANMH_MD","DORCHESTER","TANMH_MD",7.38847497250062,0,7.38847497250062,189.79532665202441,115.77514925773488,6.7604545998380674,0,6.7604545998380674,144.62403890884261,43.969184425812429,0,13.651527043565251]
["FREDERICKPOTTF_MD","FREDERICK","POTTF_MD",21.854897254016802,22.912826791439681,16.524847801752131,11.053906025799559,6.7428826757377314,19.997230987425372,20.965236514167309,15.120235738603199,8.423076391659265,1.6801955408519671,14.650303067259619,12.500637617478743]
["GARRETTPOTTF_MD","GARRETT","POTTF_MD",26.577371442145264,30.538099626221371,21.93283281816684,14.97705490385256,9.1360034913500616,24.318294869562916,27.942361157992558,20.068542028622659,11.412515836735651,2.2506679094936213,6.6141655706226405,15.632909601795692]
["HARFORDBSHOH","HARFORD","BSHOH",16.79469142533247,19.596758035006019,13.92470265881208,9.2572546422966635,5.646925331800964,15.36714265417921,17.93103360203051,12.741102932813053,7.054028037430057,1.414830266141641,12.912234420582971,10.626929613442233]
["HARFORDCB1TF","HARFORD","CB1TF",22.630620948272551,25.33456006985352,17.384203082430339,11.336373821194721,6.9151880309287801,20.707018167669382,23.181122463915969,15.90654582042376,8.6383168517503766,1.7795647272535389,14.299423544761819,11.95663577374048]
["HARFORDCB2OH","HARFORD","CB2OH",22.336083185692559,27.683999506453802,16.996054448105667,10.416057678814459,6.3537951840768203,20.437516114908696,25.330859548405229,15.551389820016688,7.9370359512566182,1.727630700679945,1.9241479678496241,9.5353698068837183]
["HARFORDGUNOH","HARFORD","GUNOH",18.771967895647599,20.239538950684388,14.694812029302479,9.8745814622697505,6.0234946919845482,17.176350624517553,18.519178139876217,13.445753006811769,7.5244310742495495,1.511634855741363,13.932571376343621,10.844562950645598]
["HOWARDPATMH","HOWARD","PATMH",20.614229115940638,23.344678196871392,16.52112801263014,10.926742882104479,6.6653131580837321,18.862019641085688,21.360380550137322,15.116832131556578,8.3261780761636128,1.6766704540096642,15.26257706317014,12.074035010695734]
["HOWARDPAXTF","HOWARD","PAXTF",19.881977536746671,22.83401832951942,16.231078630063799,10.753333137434838,6.5595332138352518,18.192009446123205,20.893126771510271,14.851436946508377,8.1940398507253462,1.645675738429363,14.990018263055321,12.12903436841021]
["KENTCB2OH","KENT","CB2OH",17.632152223283359,18.92318557608926,12.89262240691534,8.3633328052264204,5.1016330111881167,16.133419284304274,17.314714802121674,11.796749502327536,6.3728595975825328,1.297688445465236,10.172569666711698,8.690211819888388]
["KENTCB3MH","KENT","CB3MH",17.28870472469124,21.560944976795241,13.623213802740681,8.4668183984006209,5.1647592230243777,15.819164823092486,19.728264653767646,12.465240629507724,6.4517156195812726,1.3743117059269749,5.6675781708284001,7.9904889707098903]
["KENTCHSMH","KENT","CHSMH",15.913097306887611,16.90401493585243,11.999670388164079,7.9422108412728072,4.8447486131764119,14.560484035802165,15.467173666304975,10.979698405170133,6.0519646610498796,1.198271603752352,8.6773878312590593,8.3543975487486737]
["KENTCHSOH","KENT","CHSOH",17.578098135230242,18.965348538163639,13.01697269706102,8.4700268748076901,5.166716393632691,16.083959793735673,17.35329391241973,11.910530017810835,6.4541604786034608,1.3309450513261789,10.088652712678259,9.017788900914173]
["KENTCHSTF","KENT","CHSTF",18.99510996536188,21.365271733160839,14.826376606231459,9.7009993712699405,5.9176096164746639,17.38052561830612,19.549223635842171,13.566134594701786,7.3921615209076954,1.5392965219437671,12.77479342584315,10.141285795073019]
["KENTSASOH","KENT","SASOH",18.572727006035411,19.952883682491581,14.02229024710349,9.2371710864234906,5.6346743627183287,16.994045210522401,18.256888569479795,12.830395576099693,7.0387243678546998,1.437577920011456,12.39704096898344,9.6773341346437007]
["MONTGOMERYANATF_MD","MONTGOMERY","ANATF_MD",15.429094054576849,19.018765011613361,13.465135280992211,8.9136174802437864,5.4373066629487088,14.117621059937818,17.402169985626227,12.320598782107872,6.7921765199457651,1.3865653561731681,14.65645568914983,10.272329235080562]
["MONTGOMERYPAXTF","MONTGOMERY","PAXTF",21.555743023053019,23.217342316156671,16.441903612636843,10.898625265304219,6.6481614118355727,19.723504866093513,21.243868219283357,15.044341805562709,8.3047524521618143,1.6609638710569929,15.124143875783091,11.331710707596303]
["MONTGOMERYPOTTF_DC","MONTGOMERY","POTTF_DC",13.045449811823879,15.67993844772656,11.724275391017722,7.9637537673431913,4.8578897980793467,11.936586577818851,14.347143679669804,10.727711982781216,6.068380370715512,1.2085471907835157,14.102658595636285,9.0952782826765848]
["MONTGOMERYPOTTF_MD","MONTGOMERY","POTTF_MD",19.630902220094228,21.732487247664622,14.89081775651897,9.6999751704412702,5.9169848539691747,17.962275531386219,19.885225831613127,13.625098247214858,7.3913810798762487,1.5064160677850928,15.418673639997209,10.329550341891931]
["PRINCE GEORGESANATF_DC","PRINCE GEORGES","ANATF_DC",12.264526270442781,15.442340491773981,11.064514541480721,7.3367527633446521,4.4754191856402379,11.222041537455144,14.129741549973193,10.12403080545486,5.5906056056686246,1.1238152983510881,13.373383903673327,9.0063676148230467]
["PRINCE GEORGESANATF_MD","PRINCE GEORGES","ANATF_MD",12.88139886259312,16.080448513047031,11.497478833718851,7.6395252280302088,4.6601103890984277,11.786479959272706,14.713610389438033,10.520193132852748,5.8213182237590191,1.1744883620434219,12.207960516869029,9.1106516663168016]
["PRINCE GEORGESMATTF","PRINCE GEORGES","MATTF",16.060856674861871,19.474539455510762,12.786309465154039,8.1130015558753303,4.9489309490839508,14.695683857498612,17.819203601792346,11.699473160615947,6.182107185577002,1.302970432022087,11.67852379625273,8.1894689385662982]
["PRINCE GEORGESPAXMH","PRINCE GEORGES","PAXMH",18.681472453017822,21.62000385068318,14.708623237249801,9.4000828099767801,5.7340505140858351,17.093547294511307,19.782303523375109,13.458390262083569,7.1628631012023058,1.4627159436529902,7.3276338461879007,9.360238217974107]
["PRINCE GEORGESPAXOH","PRINCE GEORGES","PAXOH",19.697727239376221,21.80329618230969,14.779061340987759,9.5371570763216393,5.8176658165562003,18.02342042402924,19.950016006813367,13.522841127003801,7.2673136921570904,1.474350430531127,6.8489459760856599,9.158331249402762]
["PRINCE GEORGESPAXTF","PRINCE GEORGES","PAXTF",20.42537391655285,24.018310381407449,15.78574352268134,10.01580526624039,6.109641212406637,18.689217133645858,21.976753998987817,14.443955323253427,7.6320436128751767,1.6266226732967319,13.644714517516409,10.18628595783337]
["PRINCE GEORGESPISTF","PRINCE GEORGES","PISTF",16.598510314610408,21.290718491800579,13.534657403895439,8.4170359117307498,5.1343919061557575,15.187636937868525,19.481007419997532,12.384211524564328,6.4137813647388313,1.389739479219481,11.872612076136878,8.4268906112985071]
["PRINCE GEORGESPOTMH_MD","PRINCE GEORGES","POTMH_MD",19.395327203776752,23.024259096893189,15.004525183909701,9.458728614854369,5.7698244550611655,17.746724391455729,21.067197073657269,13.729140543277378,7.2075512045190298,1.5379411282747619,12.73606658095945,8.8752268952622586]
["PRINCE GEORGESPOTTF_DC","PRINCE GEORGES","POTTF_DC",14.889229892633301,19.714202727726239,12.86845165719612,8.1333093885145189,4.9613187269938575,13.623645351759471,18.038495495869512,11.774633266334451,6.1975817540480644,1.304251915154143,10.43803596182469,9.5400265907693704]
["PRINCE GEORGESPOTTF_MD","PRINCE GEORGES","POTTF_MD",21.4134576287437,26.026088820490301,15.42073749548647,9.2013980626326504,5.6128528182059165,19.593313730300487,23.813871270748628,14.10997480837012,7.01146532372608,1.5902834928601322,12.711413287801641,8.2926598574928718]
["PRINCE GEORGESWBRTF","PRINCE GEORGES","WBRTF",15.321965803070949,18.7775002398695,13.13716728819905,8.6117218186220974,5.2531503093594791,14.01959870980992,17.181412719480591,12.020508068702132,6.5621320257900386,1.3196784134293109,14.733145028939852,9.6910871052249679]
["QUEEN ANNESCB3MH","QUEEN ANNES","CB3MH",14.862252211472841,17.008459507104618,12.382131646772439,8.2725464420884371,5.0462533296739469,13.59896077349765,15.562740449000728,11.329650456796783,6.3036803888713893,1.2340501910207542,5.1087821287468671,9.6150252663355751]
["QUEEN ANNESCB4MH","QUEEN ANNES","CB4MH",24.578695010204399,25.108946441720398,15.82032419212792,9.80968276353296,5.9839064857551056,22.489505934337028,22.974685994174166,14.475596635797046,7.4749782658121156,1.6107261907406509,9.26778733014811,10.309266229473019]
["QUEEN ANNESCHOTF","QUEEN ANNES","CHOTF",23.885899542433798,26.11197414930302,17.91303014628199,11.605246213308599,7.0792001901182449,21.855598081326928,23.892456346612263,16.390422583848022,8.8431976145411539,1.801971696039173,14.938731038677771,12.160614015271509]
["QUEEN ANNESCHSMH","QUEEN ANNES","CHSMH",17.16353639346352,18.819237441008291,13.39642922788263,8.8627361865883891,5.4062690738189181,15.704635800019123,17.219602258522585,12.257732743512607,6.753404974180353,1.3407942540594882,11.040382185546651,9.9907588700154175]
["QUEEN ANNESCHSOH","QUEEN ANNES","CHSOH",18.113048290666558,19.37441806610672,14.095286572966351,9.4060550290963949,5.737693567748801,16.573439185959902,17.727592530487648,12.897187214264211,7.1674139321714527,1.397162978508004,9.7070145050029844,10.383204910991536]
["QUEEN ANNESCHSTF","QUEEN ANNES","CHSTF",23.43588283189856,25.86556534138829,17.840857031127459,11.591326556660601,7.0707091995629661,21.443832791187184,23.666992287370284,16.324384183481627,8.8325908361753775,1.7972796605287251,14.565083167101539,12.482895926337946]
["QUEEN ANNESEASMH","QUEEN ANNES","EASMH",17.574201636741471,19.37975936281331,13.99540872892884,9.3158670568666704,5.682678904688669,16.080394497618446,17.73247981697418,12.805798986969888,7.0986906973324038,1.398003806600985,9.4556539453647801,10.128939684486104]
["SOMERSETBIGMH","SOMERSET","BIGMH",16.642453259146631,19.254696259966941,13.717974337374949,8.8226195938783221,5.3817979522657762,15.227844732119166,17.61804707786975,12.551946518698079,6.7228361305352813,1.3381015312910221,6.6979553644477194,9.3167641262430649]
["SOMERSETMANMH","SOMERSET","MANMH",16.155985013965108,20.654113877567109,13.7329047318996,8.5446984120761797,5.2122660313664699,14.782726287778075,18.898514197973906,12.565607829688135,6.5110601900020493,1.389037779699166,7.1708672061677596,8.537708305716837]
["SOMERSETPOCMH_MD","SOMERSET","POCMH_MD",22.678282357196338,26.492549957191002,16.829278190233559,10.21678382589687,6.2322381337970905,20.750628356834653,24.240683210829765,15.398789544063707,7.7851892753334146,1.6585817267269469,7.4740672125851795,9.9395690477152332]
["SOMERSETPOCOH_MD","SOMERSET","POCOH_MD",20.258344999588022,24.161819573677441,17.323396955029352,11.172231328210593,6.8150611102084619,18.536385674623041,22.108064909914859,15.850908213851856,8.5132402720964713,1.6334977933080119,4.7375574434382504,11.874489885372991]
["SOMERSETPOCTF","SOMERSET","POCTF",23.97368788497575,30.400423634720418,20.520134979854518,12.857174585487229,7.84287649714721,21.935924414752812,27.816387625769181,18.775923506566887,9.7971670341412693,2.0451500236426829,9.2152702309477199,13.182345764235746]
["SOMERSETTANMH_MD","SOMERSET","TANMH_MD",22.856635369694299,15.32162135609876,29.748520518940289,15.534005212610779,9.4757431796925751,20.913821363270287,14.019283540830367,27.219896274830369,11.836911972009414,3.1037124688283289,4.9072009692722203,9.4106794357280208]
["SOMERSETWICMH","SOMERSET","WICMH",20.265052061781031,24.239263692772028,16.800266915393451,10.668754021725769,6.5079399532527189,18.542522636529647,22.178926278886408,15.372244227585005,8.1295905645550359,1.6892932557255051,7.7151895687892704,10.960309159373621]
["ST MARYSCB5MH_MD","ST MARYS","CB5MH_MD",18.074096420247169,19.93465385026002,13.61711010381979,9.1903408840832803,5.6061079392908004,16.53779822452616,18.240208272987921,12.459655744995109,7.0030397536714588,1.408137872501652,6.70659034212966,9.6443005623407316]
["ST MARYSPAXMH","ST MARYS","PAXMH",15.760025403430371,17.46457666747828,12.462186989913391,8.6006729991100226,5.2464105294571128,14.420423244138791,15.980087650742627,11.402901095770753,6.5537128253218375,1.2881955463381429,7.32007926155371,9.0387357672073456]
["ST MARYSPOTMH_MD","ST MARYS","POTMH_MD",17.265469907785771,19.031917991037972,13.252134023553429,9.0381246806084619,5.513256055171162,15.797904965623982,17.414204961799744,12.125702631551389,6.8870510066236479,1.3747892699368121,11.25633474214705,9.444114317951847]
["TALBOTCB4MH","TALBOT","CB4MH",91.957076512985793,100.4138535503518,48.483197465372001,24.589055707143409,14.999323981357479,84.14072500938201,91.878675998571893,44.362125680815382,18.736860448843277,5.1095921138889899,30.023554587741732,18.131793057485432]
["TALBOTCHOMH1","TALBOT","CHOMH1",15.45287034288717,17.613554010839561,13.263278094229015,9.0221918472908413,5.5035370268474129,14.139376363741761,16.1164019199182,12.135899456219551,6.8749101876356207,1.3107686509800778,5.3903239303209745,10.497850096729639]
["TALBOTCHOMH2","TALBOT","CHOMH2",19.47929053060918,21.483112613978431,15.404653716361938,10.222857153531072,6.2359428636539533,17.823550835507401,19.657048041790265,14.095258150471176,7.7898171509906771,1.5181222666333272,8.8491883547133305,11.467983104053136]
["TALBOTCHOOH","TALBOT","CHOOH",24.312498687707638,25.823913776216934,17.431819073923752,11.220681138762201,6.844615494644942,22.245936299252492,23.628881105238492,15.950114452640234,8.5501590277367967,1.7336294715590399,12.770269115988309,11.744357653541936]
["TALBOTCHOTF","TALBOT","CHOTF",24.05033449057963,25.892121410199632,18.050307654362651,11.8061911509939,7.2017766021062792,22.006056058880361,23.691291090332662,16.516031503741829,8.996317657057352,1.798191353034259,13.26098430349831,12.641012506743861]
["TALBOTEASMH","TALBOT","EASMH",20.574687218489039,22.48832305571845,15.58739306448032,10.17500808155717,6.2067549297498728,18.825838804917474,20.576815595982382,14.262464653999494,7.7533561581465635,1.5456927653688761,8.7368351941965194,11.00161967171465]
["WASHINGTONPOTTF_MD","WASHINGTON","POTTF_MD",19.019051198935472,20.212725391232141,14.385160661148451,9.5799557163792173,5.8437729869913229,17.402431847025955,18.494643732977408,13.162422004950832,7.2999262558809637,1.4956932656294171,12.91995642729931,10.715156130361263]
["WICOMICONANMH","WICOMICO","NANMH",20.504399662552441,22.931199552554151,17.376313283717472,11.601775555866304,7.0770830890784451,18.761525691235484,20.982047590587047,15.899326654601488,8.8405529735701229,1.6560465863935085,5.7553900423976057,13.44193527157635]
["WICOMICONANOH","WICOMICO","NANOH",24.872110547940068,28.701726167977128,20.54386216412794,13.363962574525031,8.1520171704602689,22.757981151365165,26.262079443699076,18.797633880177067,10.183339481788074,2.003562374415254,9.3594094897312203,14.848992820969567]
["WICOMICONANTF_DE","WICOMICO","NANTF_DE",26.165046549730089,30.406324515952683,22.516024911190048,14.873390226146183,9.0727680379491726,23.941017593003036,27.821786932096707,20.602162793738895,11.333523352323391,2.1608368596608409,9.8061874266866802,16.456079751944632]
["WICOMICONANTF_MD","WICOMICO","NANTF_MD",22.2946174852346,25.573046853680399,20.224466765593899,13.7507355124041,8.387948662566501,20.39957499898966,23.399337871117567,18.505387090518418,10.478060460451925,1.8801239893077899,6.9626424211299298,16.149095775208]
["WICOMICOPOCTF","WICOMICO","POCTF",26.983914794419903,31.438298790417299,22.662483501590458,14.79048473310136,9.0221956871918287,24.69028203689421,28.766043393231829,20.736172403955269,11.270349366623236,2.2283174989751742,13.462217218079569,16.295939925553835]
["WICOMICOTANMH_MD","WICOMICO","TANMH_MD",23.3168850439525,25.176242228902201,16.121367383771759,9.9066565590364899,6.043060501012258,21.33494981521654,23.036261639445513,14.75105115615116,7.5488722979858052,1.615773133585229,4.63339142538352,9.9201465600023688]
["WICOMICOWICMH","WICOMICO","WICMH",22.241251944899322,25.639552513099321,18.826787370508811,12.462308450718652,7.6020081549383782,20.350745529582877,23.46019054948588,17.226510444015563,9.4962790394476126,1.844080588457234,11.29118010628968,14.40533425933471]
["WORCESTERPOCOH_MD","WORCESTER","POCOH_MD",18.69376825774501,22.298315451965561,17.025779325140849,11.736134589220418,7.1590420994244548,17.104797955836688,20.402958638548487,15.578588082503877,8.9429345569859588,1.6429196669690789,5.6706175097828222,12.76626463058086]
[{"$f":"CONCATENATE(B323,C323)","v":"WORCESTERPOCOH_VA"},"WORCESTER","POCOH_VA",25.26140672398531,30.771755902890938,21.08883017233153,13.66032833614832,8.3328002850504745,23.114187152446561,28.15615665114521,19.296279607683353,10.409170192145019,2.1184752407629732,8.8305962827283508,14.47494769940489]
["WORCESTERPOCTF","WORCESTER","POCTF",23.589291416055488,30.20238442688569,21.143357163947918,13.85063093878451,8.4488848726585513,21.584201645690776,27.63518175060041,19.346171805012347,10.554180775353796,2.112432137010579,10.256836761478869,14.618132204142821]

{"sheet":"TP LRs","index":8,"n_rows":324,"n_cols":15,"rows_kept":324,"cut":false,"hidden":false,"merged":[]}
["Helper","County","MD8digit_CBSeg","Aggregate Impervious","Impervious Road","Impervious NonRoad","Turf","Mixed Open","Tree Canopy over Aggregate Impervious","Tree Canopy over Impervious Road","Tree Canopy over Impervious NonRoad","Tree Canopy over Turf","Forest","Septic","Urban"]
[{"$f":"CONCATENATE(B2,C2)","v":"ALLEGANY02140508"},"ALLEGANY","02140508",2.8221240792567688,4.9680676576870466,2.4517787613163389,1.8099573361691901,1.3574680021268926,2.5116904305385241,4.4215802153414714,2.182083097571542,1.3791874901609229,0.23493359469563541,0,1.1157276182146321]
[{"$f":"CONCATENATE(B3,C3)","v":"ALLEGANY02140510"},"ALLEGANY","02140510",2.064746835416416,2.3410696308908641,1.3146863300710649,1.332016097827091,0.99901207337031828,1.8376246835206103,2.0835519714928692,1.1700708337632477,1.0149962665442434,0.11535199650314679,0,1.0258342200202926]
["ALLEGANY02140511","ALLEGANY","02140511",3.2362180628309973,5.4719153112670398,2.6501651415785008,1.8423817729690302,1.3817863297267725,2.8802340759195877,4.870004627027666,2.3586469760048656,1.4038949110024008,0.25676892679836033,0,1.011096068879155]
["ALLEGANY02140512","ALLEGANY","02140512",3.1554366249780221,3.9325789043837531,1.9662949938356009,1.5094802837550132,1.1321102128162597,2.8083385962304397,3.4999952249015402,1.7500025445136846,1.15022397622132,0.18879338099202511,0,0.98364090432249807]
["ALLEGANY02141001","ALLEGANY","02141001",2.388881386647693,3.8768924588453508,1.9770966319924979,1.587447420597186,1.1905855654478894,2.1261044341164466,3.450434288372362,1.7596160024733232,1.2096349344950557,0.18403705868355918,0,1.0009620172250551]
["ALLEGANY02141002","ALLEGANY","02141002",1.9978622374484418,2.6358380075820849,1.3938197059897419,1.2399492360144739,0.92996192701085545,1.7780973913291134,2.3458958267480554,1.2404995383308703,0.94484131784302916,0.12660107163031489,0,0.85803706945981695]
["ALLEGANY02141003","ALLEGANY","02141003",1.9123287627916778,2.740970027884714,1.450705918154733,1.2930849352193341,0.96981370141450052,1.7019725988845935,2.4394633248173956,1.2911282671577125,0.98533072063713256,0.13270140969291641,0,0.85656929418520911]
["ALLEGANY02141004","ALLEGANY","02141004",2.5857465924332872,3.5159759130072419,1.7449359904745578,1.299206631339936,0.97440497350495192,2.3013144672656254,3.1292185625764457,1.5529930315223566,0.98999545308103121,0.16683951978930911,0,0.81595555692380595]
["ALLEGANY02141005","ALLEGANY","02141005",0.59927762861362499,0.77875721766301309,0.56627010199827876,0.83077894420408993,0.62308420815306742,0.53335708946612626,0.69309392372008161,0.50398039077846812,0.63305355548351649,4.4338279257176254E-2,0,0.61131953130113315]
["ALLEGANY02141006","ALLEGANY","02141006",0.54924605302642004,0,0.54924605302642004,0.91183098293402898,0.68387323720052173,0.48882898719351386,0,0.48882898719351386,0.69481520899573013,4.0434646572694501E-2,0,0.90758260935133594]
["ANNE ARUNDEL02130902","ANNE ARUNDEL","02130902",0.63189142578253998,0.89890224136832608,0.59682485314849099,0.74510964638687804,0.55883223479015853,0.56238336894646057,0.80002299481781014,0.53117411930215708,0.56777355054680112,4.7852757150942699E-2,0,0.58784489816638186]
["ANNE ARUNDEL02130903","ANNE ARUNDEL","02130903",1.489427573077541,2.2168828691067741,1.1833364681749949,1.0318807452174679,0.7739105589131009,1.3255905400390116,1.9730257535050288,1.0531694566757457,0.78629312785571059,0.1100765777542476,0,0.846025838192902]
["ANNE ARUNDEL02130906","ANNE ARUNDEL","02130906",1.4622060607077541,2.1829278587650753,1.20875836958801,1.139267792980059,0.85445084473504429,1.301363394029901,1.9428057943009169,1.0757949489333289,0.86812205825080502,0.1100349844984265,0,0.88109161553619697]
["ANNE ARUNDEL02131001","ANNE ARUNDEL","02131001",1.4759587863411858,2.2113681836165688,1.2142188158761962,1.1289598133034959,0.846719859977622,1.3136033198436556,1.9681176834187464,1.0806547461298144,0.86026737773726403,0.1088616639345089,0,0.81387534623096702]
["ANNE ARUNDEL02131002","ANNE ARUNDEL","02131002",1.9809008835049369,2.9821223970844191,1.6359823407617009,1.5209791438789759,1.1407343579092319,1.7630017863193941,2.654088933405133,1.456024283277914,1.1589861076357797,0.14852370012016058,0,1.096248885237378]
["ANNE ARUNDEL02131003","ANNE ARUNDEL","02131003",1.4122167737817901,1.865062725648996,1.2099114649294509,1.470009569496453,1.1025071771223398,1.2568729286657931,1.6599058258276065,1.0768212037872114,1.1201472919562974,9.8264019450530093E-2,0,1.1462218586736659]
["ANNE ARUNDEL02131004","ANNE ARUNDEL","02131004",2.8872910752508378,3.87264863782692,2.0744732807350199,1.82315636057849,1.3673672704338675,2.569689056973246,3.4466572876659587,1.8462812198541676,1.3892451467608096,0.18806411084438329,0,1.319053337215869]
["ANNE ARUNDEL02131005","ANNE ARUNDEL","02131005",5.7469255573563025,8.9694468956341904,4.2691022757751504,2.7144495632113701,2.0358371724085278,5.1147637460471094,7.9828077371144293,3.7995010254398833,2.0684105671670641,0.41602800121180478,0,1.564966348945642]
["ANNE ARUNDEL02131101","ANNE ARUNDEL","02131101",2.2860149402558561,2.8974192789873299,1.654943024955708,1.6484600485688721,1.2363450364266542,2.034553296827712,2.5787031582987234,1.4728992922105801,1.2561265570094806,0.1444856487120737,0,1.3008791612729953]
["ANNE ARUNDEL02131102","ANNE ARUNDEL","02131102",2.4462798967520571,3.2119500615536087,1.7170614961097299,1.501843741350336,1.1263828060127521,2.1771891081093306,2.8586355547827118,1.5281847315376598,1.1444049309089559,0.1550795101814299,0,1.126258716431878]
["ANNE ARUNDEL02131104","ANNE ARUNDEL","02131104",4.9822250743888921,8.5929573691665428,3.9823274834850837,2.3130282259738699,1.7347711694804024,4.4341803162061142,7.6477320585582227,3.5442714603017249,1.762527508192089,0.39484644817018072,0,1.179190355252723]
["ANNE ARUNDEL02131105","ANNE ARUNDEL","02131105",6.9855864409503816,11.228070759282188,5.1343843249132624,2.8359010260955602,2.1269257695716703,6.2171719324458401,9.9929829757611479,4.5696020491728033,2.1609565818848169,0.51838818079486326,0,1.750155745469343]
["BALTIMORE02120202","BALTIMORE","02120202",2.3242994445030218,2.8360856288148621,1.4865812897613619,1.239818375241077,0.92986378143080772,2.0686265056076896,2.5241162096452272,1.323057347887612,0.94474160193370071,0.11524197134366659,0,0.924179643899669]
["BALTIMORE02130801","BALTIMORE","02130801",1.708282389466355,2.2991801002251302,1.403153156976009,1.5972624322057991,1.1979468241543494,1.520371326625056,2.0462702892003657,1.2488063097086481,1.2171139733408189,8.56623868584446E-2,0,1.2878016260582243]
["BALTIMORE02130802","BALTIMORE","02130802",1.6257379758105319,2.1620727841805532,1.235647153474869,1.2354610893960478,0.92659581704703586,1.4469067984713735,1.9242447779206922,1.0997259665926333,0.94142135011978856,8.3461898302010201E-2,0,0.97299026620895501]
["BALTIMORE02130803","BALTIMORE","02130803",1.465396049100159,2.0002612280482257,1.223125933512355,1.366172792268989,1.0246295942017418,1.3042024836991415,1.780232492962921,1.0885820808259958,1.0410236677089695,7.3721155627953894E-2,0,1.1330522968818921]
["BALTIMORE02130804","BALTIMORE","02130804",2.0274094713822319,2.618781806960722,1.431743529710447,1.315010216450154,0.98625766233761547,1.8043944295301864,2.330715808195043,1.2742517414422978,1.0020377849350173,0.1032383049050966,0,1.0025991834455381]
["BALTIMORE02130805","BALTIMORE","02130805",1.6773939715403792,2.1486086224796241,1.202762500624152,1.154667486002914,0.86600061450218546,1.4928806346709373,1.9122616740068654,1.0704586255554953,0.87985662433422052,8.3891255038074791E-2,0,0.89565455025801766]
["BALTIMORE02130806","BALTIMORE","02130806",2.3335553374298312,3.134163738486309,1.6153156463390119,1.2917306331849601,0.9687979748887201,2.0768642503125498,2.7894057272528148,1.4376309252417208,0.98429874248693949,0.12870159547578791,0,0.92265941728343703]
["BALTIMORE02130807","BALTIMORE","02130807",2.6746005074749148,3.6832375041894001,1.992827972637645,1.78769011948985,1.3407675896173874,2.3803944516526743,3.2780813787285661,1.773616895647504,1.3622198710512659,0.14691370925404512,0,1.2919048099292312]
["BALTIMORE02130901","BALTIMORE","02130901",2.0479916621185588,2.9405640368324502,1.6561318763510391,1.6080652711094752,1.2060489533321064,1.8227125792855174,2.6171019927808805,1.4739573699524247,1.2253457365854201,0.1147312685264128,0,1.289374773034035]
["BALTIMORE02130903","BALTIMORE","02130903",1.3013554109021301,1.7150916286203239,1.1499790038407451,1.476997168489427,1.1077478763670703,1.1582063157028957,1.5264315494720884,1.0234813134182632,1.1254718423889434,5.9306026321510899E-2,0,1.1984111301607205]
["BALTIMORE02130904","BALTIMORE","02130904",1.4343134570422809,2.030449746997554,1.15761855115548,1.1502525956467149,0.86268944673503634,1.2765389767676301,1.8071002748278233,1.0302805105283772,0.87649247788279683,7.8203211870376099E-2,0,0.89697950641165203]
["BALTIMORE02130905","BALTIMORE","02130905",1.3809960545834961,1.894382847857738,1.1530352397872461,1.2787976211678609,0.95909821587589583,1.2290864885793114,1.686000734593387,1.026201363410649,0.9744437873299101,6.9772412809422105E-2,0,1.07988910257937]
["BALTIMORE02130906","BALTIMORE","02130906",1.561628390225329,2.1514164649558571,1.253855081560421,1.2968992815733809,0.97267446118003575,1.3898492673005427,1.9147606538107125,1.1159310225887746,0.98823725255891626,8.141184070377E-2,0,1.0345287201639761]
["BALTIMORE02130907","BALTIMORE","02130907",1.8567673059808358,2.532241622408014,1.361623908046248,1.207343393452692,0.90550754508951914,1.652522902322944,2.2536950439431322,1.2118452781611606,0.91999566581095138,0.10159975312321029,0,0.90517940702019206]
["BALTIMORE CITY02130901","BALTIMORE CITY","02130901",1.0429693540116731,1.3213446432294909,0.89669178282415696,1.1511915793128824,0.86339368448466181,0.92824272507038907,1.1759967324742471,0.79805568671349969,0.87720798343641648,3.9821745182097898E-2,0,0.99089449873169444]
["BALTIMORE CITY02130903","BALTIMORE CITY","02130903",0.8734834655152649,1.1115736221080741,0.81979824585082794,1.1595109772310328,0.86963323292327455,0.77740028430858588,0.98930052367618593,0.72962043880723693,0.88354736465004691,3.0059897638595522E-2,0,0.91313923269409636]
["BALTIMORE CITY02130904","BALTIMORE CITY","02130904",1.128189959479875,1.486895112963996,0.96803893614923697,1.180213008055599,0.88515975604169927,1.0040890639370887,1.3233366505379565,0.86155465317282098,0.89932231213836644,4.8548104213808396E-2,0,0.97806045823821397]
["BALTIMORE CITY02130905","BALTIMORE CITY","02130905",1.0826253367299459,1.3691815293942631,0.94993390917537202,1.2511115054002,0.93833362905015005,0.96353654968965197,1.218571561160894,0.84544117916608108,0.95334696711495248,4.1857439783376096E-2,0,1.0298837702624597]
["BALTIMORE CITY02130906","BALTIMORE CITY","02130906",0.71602479278018605,0.83485447330547602,0.66890722398972902,1.02772537299643,0.77079402974732247,0.6372620655743656,0.7430204812418737,0.59532742935085881,0.78312673422327961,1.9434513203140401E-2,0,0.83588262921641898]
["CALVERT02131005","CALVERT","02131005",2.0899089774989452,3.5365891256118123,1.8181564505745271,1.497912860678331,1.1234346455087483,1.8600189899740611,3.1475643217945128,1.618159241011329,1.1414095998368883,0.1639438908047795,0,0.93769194031946701]
["CALVERT02131101","CALVERT","02131101",1.8941448179498641,2.7635511342842061,1.50850617271556,1.4378402503596581,1.0783801877697436,1.6857888879753791,2.4595605095129436,1.3425704937168486,1.0956342707740594,0.1288921557887511,0,1.0318359045487819]
["CALVERT02131102","CALVERT","02131102",1.9845459627750079,2.867150413082844,1.6297820242471031,1.6904606805003299,1.2678455103752475,1.7662459068697571,2.5517638676437313,1.4505060015799216,1.2881310385412514,0.13599163328487501,0,1.2544183818153616]
["CAROLINE02130305","CAROLINE","02130305",1.393143507369611,1.8555039238440849,1.0810948968426271,1.1732728155048719,0.87995461162865396,1.2398977215589539,1.6513984922212357,0.96217445818993796,0.89403388541471251,0.12796050339982282,0,0.90665439676370685]
["CAROLINE02130306","CAROLINE","02130306",2.2355559456819343,3.1730251045670919,1.6353142836425159,1.364385885960971,1.0232894144707283,1.9896447916569215,2.8239923430647118,1.4554297124418392,1.03966204510226,0.18531006721364429,0,0.93224812024956905]
["CAROLINE02130403","CAROLINE","02130403",2.5725618732005562,3.4748750946400313,1.7843695212801958,1.4748693898127121,1.1061520423595339,2.2895800671484947,3.0926388342296276,1.5880888739393746,1.1238504750372866,0.20097339219651431,0,1.0266355904003339]
["CAROLINE02130404","CAROLINE","02130404",2.5179852287260451,3.4045224354259274,1.7289220836466628,1.386814764603769,1.0401110734528267,2.24100685356618,3.0300249675290751,1.53874065444553,1.0567528506280719,0.19466565381896722,0,0.944884995644379]
["CAROLINE02130405","CAROLINE","02130405",2.405704266761767,3.1885592119460768,1.6490349505248421,1.3883553382088829,1.0412665036566622,2.1410767974179725,2.8378176986320085,1.4676411059671095,1.0579267677151689,0.1853841495846941,0,0.9861075279486039]
["CARROLL02050301","CARROLL","02050301",1.02638421836176,1.1932031080257142,0.74585895721417894,0.85946287688904721,0.64459715766678549,0.91348195434196644,1.0619507661428855,0.66381447192061926,0.65491071218945396,6.1495201619773801E-2,0,0.74652709806648343]
["CARROLL02130805","CARROLL","02130805",2.7236979622441488,3.7304431689915152,1.8715356496200308,1.398551338244461,1.0489135036833459,2.4240911863972925,3.320094420402449,1.6656667281618276,1.0656961197422792,0.17546028261495769,0,1.116007651609753]
["CARROLL02130806","CARROLL","02130806",2.204823231684248,2.675973464211554,1.400413086628767,1.1640513733340891,0.87303853000056675,1.9622926761989807,2.3816163831482831,1.2463676470996026,0.88700714648057577,0.12803399115300962,0,0.87238985486960197]
["CARROLL02130906","CARROLL","02130906",0.64945150151170805,0.71725192484559397,0.59263443131070903,0.90723743212067498,0.68042807409050621,0.57801183634542019,0.63835421311257867,0.527444643866531,0.69131492327595434,4.1664067804639202E-2,0,0.77018323043133696]
["CARROLL02130907","CARROLL","02130907",1.809081851755787,2.2994314930832571,1.2512329534288389,1.1352673297260432,0.85145049729453226,1.6100828480626506,2.0464940288440987,1.1135973285516667,0.86507370525124483,0.1113905757617412,0,0.87439144735974206]
["CARROLL02130908","CARROLL","02130908",3.1735820637856071,3.8927333855077331,1.9150144971804239,1.3546169722716499,1.0159627292037374,2.82448803676919,3.4645327131018826,1.7043629024905773,1.0322181328709972,0.18232694030681179,0,0.95914015067186198]
["CARROLL02140303","CARROLL","02140303",2.1288272277763403,2.0473151333749899,1.2648272936330351,1.432500662084315,1.0743754965632364,1.8946562327209429,1.822110468703741,1.1256962913334012,1.091565504508248,0.10351185224070131,0,1.254821348117197]
["CARROLL02140304","CARROLL","02140304",2.0304420213249763,2.1915662046407123,1.236143634451873,1.2039316223974039,0.902948716798053,1.8070933989792288,1.9504939221302338,1.1001678346621671,0.91739589626682183,0.10747076834035141,0,0.98345105503960295]
["CECIL02120201","CECIL","02120201",1.750664581212237,2.4780041902857599,1.359190711684668,1.2630030230525391,0.94725226728940437,1.558091477278891,2.2054237293543264,1.2096797333993545,0.9624083035660348,0.1077679425900034,0,0.95493746827578752]
["CECIL02120203","CECIL","02120203",1.87007428128942,2.2876491835689809,1.2892520939009819,1.252958530628097,0.93971889797107266,1.6643661103475837,2.0360077733763933,1.147434363571874,0.95475440033860992,0.101399418690925,0,1.0010880632988717]
["CECIL02120204","CECIL","02120204",2.4411520698124751,3.8141493568378029,1.9889792139865001,1.6391696999666792,1.2293772749750094,2.1726253421331028,3.3945929275856446,1.7701915004479849,1.2490473113746094,0.1684388600650347,0,1.1125355512088908]
["CECIL02130601","CECIL","02130601",1.1334057274709131,1.4104953202729891,0.94676966506844706,1.4415289081007949,1.0811466810755963,1.0087310974491126,1.2553408350429602,0.84262500191091783,1.0984450279728057,7.5359044222673005E-2,0,1.2249859848417879]
["CECIL02130602","CECIL","02130602",1.5976673989488082,1.714883627024856,1.1454028836407559,1.4535622427824459,1.0901716820868343,1.4219239850644392,1.5262464280521217,1.0194085664402728,1.1076144290002239,7.4306345019433007E-2,0,1.2815679087476139]
["CECIL02130603","CECIL","02130603",2.6803260415361749,4.0163895301469701,2.1327944248096378,1.8345963266222212,1.3759472449666657,2.3854901769671959,3.5745866818308034,1.8981870380805779,1.3979624008861324,0.17728980600739438,0,1.412001146744029]
["CECIL02130604","CECIL","02130604",2.7814831778262121,3.5393047385393199,1.9316648543656139,1.791728650477785,1.3437964878583388,2.4755200282653287,3.1499812172999944,1.7191817203853965,1.3652972316640719,0.15597828170499231,0,1.391119240241188]
["CECIL02130605","CECIL","02130605",2.0675784343014261,2.6669163508585827,1.5086135561379121,1.4788684960400622,1.1091513720300465,1.8401448065282691,2.3735555522641389,1.3426660649627418,1.1268977939825273,0.1169962811805815,0,1.1678817504055179]
[{"$f":"CONCATENATE(B67,C67)","v":"CECIL02130606"},"CECIL","02130606",1.8547905219373111,2.4486629002669131,1.3663541709743932,1.334371064820465,1.0007782986153488,1.6507635645242069,2.1793099812375525,1.2160552121672099,1.0167907513931944,0.10765307152696041,0,1.0454505829990342]
["CECIL02130608","CECIL","02130608",6.2439044081193682,10.446265006111039,4.8537812148347346,2.8344900982996499,2.1258675737247374,5.5570749232262378,9.2971758554388249,4.3198652812029144,2.1598814549043333,0.46558308038736812,0,1.4822335324809639]
["CECIL02130609","CECIL","02130609",6.1167142676893391,9.5659267113927573,4.483034803435384,2.6971020645863999,2.0228265484397996,5.4438756982435113,8.5136747731395541,3.9899009750574921,2.0551917732148368,0.42769777281971411,0,1.6151317230104469]
["CECIL02130610","CECIL","02130610",1.3241156850674458,1.5293721969022132,0.98399754799392203,1.451125985127709,1.0883444888457818,1.1784629597100269,1.3611412552429696,0.8757578177145906,1.1057580006673142,8.3563127101294793E-2,0,1.2668375195023103]
["CHARLES02131101","CHARLES","02131101",2.2401893038369209,3.2744527586916892,1.7620409289997738,1.5745786305421312,1.1809339729065984,1.9937684804148601,2.9142629552356034,1.5682164268097987,1.199828916473104,0.18670898029397701,0,1.169561852633042]
["CHARLES02140101","CHARLES","02140101",1.963154389735797,2.6356929362217598,1.520916643137195,1.5664396598554431,1.1748297448915823,1.7472074068648593,2.3457667132373663,1.3536158123921034,1.1936270208098476,0.15858185384594711,0,1.2376014201077714]
["CHARLES02140102","CHARLES","02140102",5.5102870109484492,8.8682678656307754,4.1906212263387701,2.6149005776833798,1.9611754332625351,4.9041554397441196,7.89275840041139,3.7296528914415052,1.9925542401947356,0.43749655751239674,0,1.4750810895912352]
["CHARLES02140106","CHARLES","02140106",1.7174530303495681,2.0970785611233902,1.2640700083679222,1.380569418357618,1.0354270637682135,1.5285331970111156,1.8663999193998171,1.1250223074474506,1.051993896788505,0.1333165122564067,0,1.1455964924258288]
["CHARLES02140107","CHARLES","02140107",2.369600615818614,3.1997393260366072,1.689084092015352,1.433236181320779,1.0749271359905843,2.1089445480785667,2.8477680001725805,1.5032848418936635,1.0921259701664336,0.1760546008256908,0,1.042583204780934]
["CHARLES02140108","CHARLES","02140108",2.5474504794326371,3.6643226504735997,1.8925282361489359,1.5237013779819599,1.1427760334864698,2.267230926695047,3.2612471589215044,1.684350130172553,1.1610604500222534,0.19737124347310631,0,1.0600916118400949]
["CHARLES02140109","CHARLES","02140109",2.9467939806106429,4.4509295915762879,2.2355872611153682,1.6878666537867009,1.2658999903400256,2.6226466427434723,3.9613273365028965,1.9896726623926777,1.2861543901854662,0.23405237881134999,0,1.127588672824354]
["CHARLES02140110","CHARLES","02140110",2.2583945565052659,3.4343585395702072,1.7903907601021518,1.479269870709266,1.1094524030319497,2.0099711552896866,3.0565791002174842,1.5934477764909154,1.1272036414804607,0.18659461300832242,0,1.0240027033053933]
["CHARLES02140111","CHARLES","02140111",3.0065590699009759,4.6316027837578986,2.3225396349933591,1.74432940687656,1.3082470551574199,2.6758375722118686,4.1221264775445299,2.0670602751440894,1.3291790080399388,0.2414463348571117,0,1.137015030991072]
["CHARLES02140201","CHARLES","02140201",2.2601605832191489,3.6387299839376901,1.8928761311184119,1.5887882792618839,1.1915912094464129,2.0115429190650427,3.2384696857045441,1.6846597566953867,1.2106566687975557,0.20724177697175611,0,1.0578798024359966]
["DORCHESTER02130305","DORCHESTER","02130305",4.1953354120604818,9.494119355554373,4.3220130740588374,3.9847548717152819,2.9885661537864614,3.7338485167338287,8.4497662264433906,3.8465916359123651,3.0363832122470451,0.84279743753010161,0,1.223906421337027]
["DORCHESTER02130306","DORCHESTER","02130306",2.4938905654758461,3.7920633400143382,1.8832068486211559,1.4162739548185701,1.0622054661139275,2.219562603273503,3.374936372612761,1.6760540952728289,1.0792007535717505,0.2036495463844499,0,0.88373674485320297]
["DORCHESTER02130307","DORCHESTER","02130307",6.8298058122156409,15.986042382462957,7.134961507799173,5.44432787418366,4.0832459056377459,6.0785271728719206,14.227577720392031,6.3501157419412637,4.1485778401279489,1.1992520005477727,0,1.4674848437437791]
["DORCHESTER02130308","DORCHESTER","02130308",2.4008464566704579,3.5230327105625241,1.8080383213558662,1.4920621210650862,1.1190465907988145,2.1367533464367074,3.1354991124006464,1.6091541060067209,1.1369513362515957,0.19905620999331919,0,1.0117337829793089]
["DORCHESTER02130401","DORCHESTER","02130401",5.932738478556411,13.02466201416437,5.930071212876479,3.2486882139941402,2.4365161604956049,5.2801372459152063,11.59194919260629,5.2777633794600671,2.4755004190635348,0.62751420710991401,0,1.234068087834602]
["DORCHESTER02130402","DORCHESTER","02130402",3.8884139962731421,7.0965978886325169,3.4143353266718441,2.31994367347514,1.739957755106355,3.4606884566830964,6.3159721208829396,3.0387584407379413,1.7677970791880568,0.36860790388895703,0,1.284403570057699]
["DORCHESTER02130403","DORCHESTER","02130403",1.9762673119967209,2.7141449606728898,1.5078470484351101,1.494881662764858,1.1211612470736436,1.7588779076770817,2.4155890149988721,1.3419838731072478,1.139099827026822,0.16918080405617469,0,1.1295318280472217]
["DORCHESTER02139998","DORCHESTER","02139998",0.715444692847226,0,0.715444692847226,1.18775749173911,0.89081811880433248,0.6367457766340312,0,0.6367457766340312,0.90507120870520186,0,0,0.77633980680861703]
["FREDERICK02140202","FREDERICK","02140202",1.1429588831393149,1.233513189118544,0.74255464275583605,0.80833932889572002,0.6062544966717901,1.0172334059939903,1.0978267383155043,0.660873632052694,0.6159545686185387,6.5345846786290296E-2,0,0.63701059809489069]
["FREDERICK02140301","FREDERICK","02140301",2.566747489707554,3.0060599186966899,1.6732933460030051,1.5940815622334719,1.195561171675104,2.2844052658397231,2.6753933276400543,1.4892310779426745,1.2146901504219056,0.14981330113288141,0,1.248090881564119]
["FREDERICK02140302","FREDERICK","02140302",2.9767632119710976,3.4963393601005146,1.7564711278077221,1.31980714300442,0.98985535725331497,2.6493192586542769,3.1117420304894581,1.5632593037488727,1.005693042969368,0.16399365313361558,0,0.950212792322632]
["FREDERICK02140303","FREDERICK","02140303",2.2094778838760858,2.5926728361142,1.4968786820946081,1.5269368159830869,1.1452026119873153,1.9664353166497164,2.3074788241416377,1.3322220270642011,1.1635258537791122,0.1345523443181664,0,1.2214361180297306]
["FREDERICK02140304","FREDERICK","02140304",1.5779251581988589,1.5410544612080201,0.98966944409997892,1.184344622905938,0.88825846717945345,1.4043533907969845,1.3715384704751379,0.88080580524898133,0.90247060265432466,8.4604721156769508E-2,0,1.0529341057213168]
["FREDERICK02140305","FREDERICK","02140305",2.2943302670822439,2.5744043412116149,1.4788776882266399,1.4904087505393619,1.1178065629045215,2.0419539377031972,2.2912198636783372,1.3162011425217095,1.1356914679109937,0.1325015220744481,0,1.1922259570545071]
["GARRETT02141004","GARRETT","02141004",1.7743574214179871,2.7563118570140337,1.4181050136924609,1.1725457608450991,0.87940932063382427,1.5791781050620084,2.4531175527424902,1.2621134621862902,0.89347986976396543,0.17290681267596442,0,0.71305056309853421]
["GARRETT02141005","GARRETT","02141005",2.282383798108055,3.1373864751880132,1.5817625409567961,1.2419058901778088,0.93142941763335674,2.0313215803161691,2.7922739629173319,1.4077686614515486,0.94633228831549032,0.19213507700566679,0,0.75475779207656402]
["GARRETT02141006","GARRETT","02141006",2.0022952362650512,3.0144417760500613,1.532947159300984,1.231013787579474,0.9232603406846055,1.7820427602758957,2.6828531806845546,1.3643229717778758,0.93803250613555922,0.18397884170275139,0,0.75309352292925191]
["HARFORD02120201","HARFORD","02120201",1.0588629618673799,1.297141897522504,0.86882629803219902,1.1059710803866329,0.82947831028997465,0.94238803606196819,1.1544562887950285,0.7732554052486571,0.84274996325461438,4.7822446626548804E-2,0,0.9090889536770228]
["HARFORD02120202","HARFORD","02120202",1.899399863965151,2.1696104103896849,1.214584452951603,1.166300861409358,0.87472564605701852,1.6904658789289844,1.9309532652468198,1.0809801631269267,0.88872125639393085,8.9751975044490506E-2,0,0.91795421741554606]
["HARFORD02120204","HARFORD","02120204",1.1709190537090941,1.4562274218121858,0.94085460260510501,1.134267359804539,0.85070051985340434,1.0421179578010937,1.2960424054128454,0.83736059631854354,0.86431172817105872,5.5795102641037903E-2,0,0.9226201804899159]
["HARFORD02120205","HARFORD","02120205",1.9813064154003048,2.371614940295335,1.3012641616398462,1.200008961554623,0.90000672116596725,1.7633627097062714,2.1107372968628484,1.1581251038594631,0.91440682870462275,9.9191259645532298E-2,0,0.92845764058108604]
["HARFORD02130701","HARFORD","02130701",2.7652364637698521,3.6950237230867797,2.0022505796868852,1.846917323245395,1.3851879924340462,2.4610604527551683,3.2885711135472344,1.7820030159213278,1.407351000312991,0.1550182890396955,0,1.4066702576971679]
["HARFORD02130702","HARFORD","02130702",1.9513039862541128,2.6462906448399202,1.518309066688698,1.5251117964081402,1.1438338473061052,1.7366605477661605,2.355198673907529,1.3512950693529411,1.1621351888630027,0.1089433406014232,0,1.1910966508139551]
["HARFORD02130703","HARFORD","02130703",1.6969491680194282,2.228317364236152,1.263149086416365,1.241077762015016,0.93080832151126214,1.510284759537291,1.9832024541701752,1.1242026869105648,0.94570125465544219,9.1611681186419103E-2,0,0.97250989996371295]
["HARFORD02130704","HARFORD","02130704",1.4116569834024881,1.8287158891912361,1.097515562952772,1.189219952910533,0.89191496468289977,1.2563747152282145,1.6275571413802001,0.9767888510279672,0.90618560411782612,7.3863365697564701E-2,0,0.96404206543509996]
["HARFORD02130705","HARFORD","02130705",7.4114028964021754,10.34383670325486,4.8764568011471843,3.0832801876704599,2.3124601407528447,6.5961485777979361,9.2060146658968272,4.3400465530209935,2.3494595030048906,0.45298150552785488,0,1.9181883024665081]
["HARFORD02130706","HARFORD","02130706",12.648821241427571,17.069979516589321,7.7596131437367681,4.1832696421877902,3.1374522316408422,11.257450904870538,15.192281769764495,6.9060556979257237,3.1876514673470959,0.75322070032733135,0,2.3802134199527201]
["HARFORD02130801","HARFORD","02130801",1.491696006997594,1.884727230899832,1.2250236778479349,1.5447645712022549,1.1585734284016911,1.3276094462278587,1.6774072355008505,1.0902710732846621,1.1771106032561183,7.3693301735461597E-2,0,1.2537844374321152]
["HARFORD02130804","HARFORD","02130804",2.4471152147688482,2.978922864050134,1.6030405403983359,1.4249823576568978,1.0687367682426734,2.1779325411442745,2.6512413490046192,1.4267060809545189,1.0858365565345562,0.12341810287678021,0,1.062110065799752]
["HARFORD02130805","HARFORD","02130805",1.6976705309123399,1.7310838004267559,1.011072045714565,1.047522249888414,0.78564168741631035,1.5109267725119824,1.5406645823798129,0.89985412068596293,0.7982119544149715,7.0038582594584106E-2,0,0.86522502269356649]
["HOWARD02130906","HOWARD","02130906",1.7122202866164549,2.3538948666094628,1.3109982134544069,1.2535314624055229,0.94014859680414231,1.523876055088645,2.0949664312824221,1.1667884099744221,0.95519097435300848,0.1009242135772223,0,0.97476945723851505]
["HOWARD02130908","HOWARD","02130908",2.2688845648269647,2.7172020668519341,1.4184183345976908,1.1799986358068431,0.88499897685513218,2.0193072626959987,2.4183098394982214,1.2623923177919449,0.89915896048481447,0.1178980582334842,0,0.89212003910662796]
["HOWARD02131104","HOWARD","02131104",1.3040162936156761,1.787587936548888,1.069518434811205,1.152997917387244,0.864748438040433,1.1605745013179516,1.5909532635285104,0.95187140698197248,0.87858441304907997,7.4653526607092402E-2,0,0.92875722593212395]
["HOWARD02131105","HOWARD","02131105",2.8202491110949839,4.0734090286595794,2.0276272667165811,1.4801468524278438,1.110110139320883,2.5100217088745356,3.6253340355070254,1.8045882673777571,1.1278719015500172,0.17768606672899731,0,1.162509132220402]
["HOWARD02131106","HOWARD","02131106",1.8404473668857451,2.3524458497758642,1.278961679492393,1.162362239124187,0.87177167934314026,1.637998156528313,2.0936768063005191,1.1382758947482299,0.88572002621263046,0.10088673440266681,0,0.89945196406291894]
["HOWARD02131107","HOWARD","02131107",1.2583816578138851,1.7150609433454451,1.004431386175024,1.04628584132754,0.78471438099565505,1.1199596754543577,1.5264042395774462,0.8939439336957713,0.79726981109158546,7.2336347774263801E-2,0,0.82634754140317523]
["HOWARD02131108","HOWARD","02131108",2.108376384450128,2.5450885647659049,1.3373406379452448,1.1297552745812891,0.84731645593596672,1.876454982160614,2.2651288226416555,1.1902331677712681,0.86087351923094224,0.11012902693228291,0,0.85403290401629406]
["KENT02130505","KENT","02130505",2.4285537381038389,3.3816787618252508,1.817735364959838,1.6791844141857988,1.2593883106393493,2.1614128269124167,3.0096940980244731,1.6177844748142558,1.2795385236095789,0.15679404672332958,0,1.2434084269422889]
["KENT02130506","KENT","02130506",1.906184692631762,2.2895300389655699,1.409643647243396,1.6751090997413072,1.2563318248059803,1.6965043764422683,2.0376817346793574,1.2545828460466224,1.2764331340028761,0.1096021041768088,0,1.3858595540519372]
["KENT02130509","KENT","02130509",1.8072248600017491,2.2515968957751262,1.362130238359355,1.573587551707865,1.1801906637808988,1.6084301254015565,2.0039212372398625,1.212295912139826,1.1990737144013932,0.1049212359518073,0,1.2526167229718792]
["KENT02130510","KENT","02130510",1.7102073705612959,2.2181573762899309,1.3268922326037051,1.50631003327149,1.1297325249536174,1.5220845597995534,1.9741600648980384,1.1809340870172975,1.1478082453528753,0.10222142843967641,0,1.2204719284568104]
["KENT02130610","KENT","02130610",1.853597240645261,2.28555660520871,1.3881259589374499,1.6137026748720138,1.2102770061540105,1.6497015441742824,2.0341453786357517,1.2354321034543305,1.2296414382524747,0.1070058324944375,0,1.3210943417178673]
["KENT02130611","KENT","02130611",1.7584355567164431,2.2112652261212302,1.367379043783278,1.6327208334405878,1.2245406250804409,1.5650076454776345,1.9680260512478946,1.2169673489671173,1.244133275081728,0.1059204672642397,0,1.3396941194540715]
["MONTGOMERY02131107","MONTGOMERY","02131107",1.8733365701337479,2.4832586385774351,1.336135959213631,1.183597345093065,0.88769800881979877,1.6672695474190358,2.2101001883339171,1.1891610037001317,0.90190117696091554,0.10075646605757969,0,0.89366106499233089]
["MONTGOMERY02131108","MONTGOMERY","02131108",2.1791525711375521,2.6196439059420249,1.3729298100172489,1.1507510523798121,0.86306328928485909,1.9394457883124214,2.3314830762884022,1.2219075309153515,0.8768723019134167,0.107966217695786,0,0.87342801902941702]
["MONTGOMERY02140202","MONTGOMERY","02140202",1.8920391932212932,2.3586904974829079,1.336317714051777,1.3219220219345431,0.99144151645090739,1.6839148819669507,2.0992345427597883,1.1893227655060814,1.0073045807141219,9.3366934563828302E-2,0,1.051029950062339]
["MONTGOMERY02140205","MONTGOMERY","02140205",1.4908465583887609,2.1152563871033778,1.185672472465932,1.1425893064641359,0.85694197984810194,1.3268534369659974,1.8825781845220064,1.0552485004946794,0.87065305152567163,8.3868072947708594E-2,0,0.90792280385377899]
["MONTGOMERY02140206","MONTGOMERY","02140206",0.94221124731849693,1.2368453387116789,0.80195625900987699,0.97186370160387536,0.72889777620290641,0.83856801011346238,1.1007923514533944,0.71374107051879054,0.74056014062215303,4.4951018093689704E-2,0,0.76782827403519838]
["MONTGOMERY02140207","MONTGOMERY","02140207",1.2931675223260499,1.8710977385363932,1.07384378951881,1.0795226309754971,0.80964197323162268,1.1509190948701844,1.6652769872973898,0.95572097267174083,0.82259624480332882,7.3348933558673807E-2,0,0.86230093703578592]
["MONTGOMERY02140208","MONTGOMERY","02140208",3.9628648317524711,4.4538837335524439,2.5418899917666673,1.6683470603617629,1.2512602952713223,3.5269497002596992,3.9639565228616753,2.2622820926723337,1.2712804599956633,0.2270203918426017,0,1.166438471512897]
[{"$f":"CONCATENATE(B131,C131)","v":"MONTGOMERY02140302"},"MONTGOMERY","02140302",2.4770648952315941,2.8773588898187574,1.447221043439922,1.088235984039277,0.81617698802945782,2.2045877567561187,2.560849411938694,1.2880267286615306,0.82923581983792904,0.1206687908057881,0,0.77884052583990593]
["PRINCE GEORGES02131101","PRINCE GEORGES","02131101",3.216465909947948,4.711792462958682,2.3358019666562342,1.6931970586467919,1.2698977939850939,2.8626546598536735,4.1934952920332265,2.0788637503240484,1.2902161586888554,0.21576687335874972,0,1.0905749974935479]
["PRINCE GEORGES02131102","PRINCE GEORGES","02131102",1.9068220724902911,2.5633338143182218,1.373584264436579,1.2133913124029241,0.91004348430219295,1.6970716445163589,2.2813670947432176,1.2224899953485555,0.92460418005102807,0.1175154071927263,0,0.88494879239620439]
["PRINCE GEORGES02131103","PRINCE GEORGES","02131103",6.2549835433244212,9.2272146994919773,4.3423486289099413,2.65614602346289,1.9921095175971677,5.5669353535587351,8.2122210825478597,3.8646902797298477,2.0239832698787223,0.41632977718219755,0,1.576941783811002]
["PRINCE GEORGES02131104","PRINCE GEORGES","02131104",2.7384707215045783,4.1938379237743169,2.1069809368540522,1.583459147271373,1.1875943604535297,2.4372389421390745,3.7325157521591423,1.8752130338001063,1.2065958702207864,0.19006752034510771,0,1.1365119473945411]
["PRINCE GEORGES02131107","PRINCE GEORGES","02131107",0.68132305753919065,0.81564942868940593,0.61962478032630242,0.89478663186988805,0.67108997390241609,0.60637752120987964,0.72592799153357124,0.5514660544904092,0.68182741348485476,3.9754388281874387E-2,0,0.7623410474688892]
["PRINCE GEORGES02140102","PRINCE GEORGES","02140102",31.448108018639907,56.214431928699661,24.531334331942979,10.776782063275519,8.0825865474566392,27.98881613658952,50.030844416542699,21.832887555429252,8.2119079322159454,2.5177096705573621,0,2.8756673663569128]
["PRINCE GEORGES02140108","PRINCE GEORGES","02140108",2.392366361858647,3.6584188422958444,1.9153805482152362,1.5921891033764641,1.1941418275323481,2.1292060620541959,3.2559927696433015,1.7046886879115601,1.2132480967728656,0.1690512198712989,0,1.0943418095593811]
["PRINCE GEORGES02140111","PRINCE GEORGES","02140111",2.0031637485046638,2.9131967641687271,1.5393401643764069,1.3211942003713,0.99089565027847504,1.7828157361691508,2.592745120110167,1.3700127462950022,1.0067499806829305,0.13399956741049751,0,0.92957041914085003]
["PRINCE GEORGES02140201","PRINCE GEORGES","02140201",1.7783184734573421,2.7631685584321328,1.530967832342865,1.4625738634490011,1.0969303975867506,1.5827034413770344,2.4592200170045984,1.3625613707851501,1.1144812839481388,0.12826163081094361,0,1.0415454115314329]
["PRINCE GEORGES02140203","PRINCE GEORGES","02140203",13.311205089885227,22.792358132655941,10.131418508297129,4.90166172459924,3.67624629344943,11.846972529997853,20.285198738063787,9.0169624723844457,3.7350662341446208,1.0239716823852048,0,2.1826895049366177]
["PRINCE GEORGES02140204","PRINCE GEORGES","02140204",18.052795085256463,29.750557316633834,13.147584145484572,6.1669622630531604,4.6252216972898701,16.066987625878252,26.477996011804112,11.70134988948127,4.6992252444465086,1.3357826849991854,0,5.5978977381309392]
["PRINCE GEORGES02140205","PRINCE GEORGES","02140205",1.3637842021542501,1.8810948330952679,1.1413037263632879,1.268369642839011,0.9512772321292583,1.2137679399172825,1.6741744014547884,1.0157603164633264,0.96649766784332636,8.8489494572972005E-2,0,1.0171792376452409]
["QUEEN ANNES02130404","QUEEN ANNES","02130404",1.714567995691856,2.4688265564491161,1.362009600266574,1.3312774388848652,0.99845807916364882,1.5259655161657517,2.1972556352397135,1.2121885442372509,1.0144334084302673,0.11470026338471781,0,0.99162735953469883]
["QUEEN ANNES02130405","QUEEN ANNES","02130405",2.1592165806984442,2.8539342873117413,1.5402847966021231,1.4358246809284809,1.0768685106963609,1.9217027568216154,2.5400015157074498,1.3708534689758896,1.0940984068675026,0.1327197557856592,0,1.0693684938213293]
["QUEEN ANNES02130501","QUEEN ANNES","02130501",1.9596125826020501,2.6302499585863597,1.551519366705594,1.692262586696994,1.2691969400227456,1.7440551985158246,2.3409224631418604,1.3808522363679785,1.2895040910631093,0.12387524459037261,0,1.3311161238527598]
["QUEEN ANNES02130503","QUEEN ANNES","02130503",1.2791306506144209,1.564000348129567,1.0240102596033169,1.3276015191467601,0.9957011393600701,1.1384262790468347,1.3919603098353146,0.91136913104695205,1.0116323575898312,7.53592657629608E-2,0,1.1428545615131791]
["QUEEN ANNES02130504","QUEEN ANNES","02130504",2.1951651521967399,2.9197252818136299,1.6788606463872551,1.7789694048862299,1.3342270536646725,1.9536969854550987,2.5985555008141308,1.4941859752846569,1.3555746865233071,0.1371026594400892,0,1.3828841879172982]
["QUEEN ANNES02130505","QUEEN ANNES","02130505",1.417466519954282,1.7899677267272209,1.16758945412419,1.4934805132526652,1.1201103849394989,1.261545202759311,1.5930712767872268,1.039154614170529,1.1380321510985307,8.6255693283065205E-2,0,1.1985492632143702]
["QUEEN ANNES02130507","QUEEN ANNES","02130507",1.8878815224639109,2.4397517358411251,1.3867380120080748,1.43809932754922,1.0785744956619148,1.6802145549928806,2.1713790448986012,1.2341968306871867,1.0958316875925056,0.11572615257742169,0,1.1119163154800413]
["QUEEN ANNES02130508","QUEEN ANNES","02130508",1.9153305904815909,2.534088674897411,1.399674043846296,1.371225230494602,1.0284189228709517,1.7046442255286158,2.255338920658696,1.2457098990232036,1.0448736256368867,0.1181460382048176,0,1.0355132941863923]
["QUEEN ANNES02130509","QUEEN ANNES","02130509",1.175349354531253,1.4776186855539031,0.90245455426710797,1.05886711955965,0.79415033966973758,1.0460609255328153,1.3150806301429738,0.8031845532977262,0.80685674510445327,7.0949193348136499E-2,0,0.84992375646571183]
["QUEEN ANNES02130510","QUEEN ANNES","02130510",1.8648032049907202,2.5770399039577021,1.3915793540646491,1.299009515537352,0.97425713665301394,1.6596748524417408,2.2935655145223546,1.2385056251175377,0.98984525083946229,0.12004357395390439,0,0.94372367822857517]
["QUEEN ANNES02130511","QUEEN ANNES","02130511",4.5927839676367901,7.1833704994800796,3.514285467141939,2.51632443517166,1.8872433263787451,4.0875777311967436,6.393199744537271,3.1277140657563258,1.917439219600805,0.32775499288812426,0,1.618619641951357]
["SOMERSET02130201","SOMERSET","02130201",3.4755515333104561,5.2812625230960144,2.6411542287186638,2.0287221444847621,1.5215416083635716,3.0932408646463063,4.7003236455554527,2.3506272635596108,1.5458862740973887,0.28604311560538898,0,1.319252652508381]
["SOMERSET02130202","SOMERSET","02130202",2.2400555627278349,3.3585234433237048,1.8131235968849588,1.691616784366524,1.2687125882748931,1.9936494508277733,2.9890858645580973,1.6136800012276136,1.2890119896872914,0.20427609000009239,0,1.225914503352618]
["SOMERSET02130204","SOMERSET","02130204",3.1120149013632785,5.5611867286842935,2.6668076445307469,1.7924808310492459,1.3443606232869345,2.7696932622133184,4.9494561885290214,2.3734588036323649,1.3658703932595255,0.2857700440299803,0,1.000984463472719]
["SOMERSET02130206","SOMERSET","02130206",2.9621580379078249,4.9237886630861958,2.436113965319489,1.8122558571567391,1.3591918928675542,2.6363206537379642,4.3821719101467149,2.1681414291343453,1.3809389631534352,0.26390467881212909,0,1.173047283991385]
["SOMERSET02130207","SOMERSET","02130207",5.7138375901420524,2.669474257094127,6.1918038343331219,3.3302426012123796,2.4976819509092847,5.0853154552264268,2.3758320888137732,5.5107054125564785,2.5376448621238334,0.65383412712345501,0,1.302768429957188]
["SOMERSET02130208","SOMERSET","02130208",2.3724052964144651,3.6263529037111066,1.8899114938355042,1.622570646671893,1.2169279850039199,2.1114407138088738,3.2274540843028854,1.6820212295135986,1.2363988327639825,0.20684796480497752,0,1.1174498702887889]
["SOMERSET02130301","SOMERSET","02130301",1.33537314239273,1.7007065378044679,1.010121343165816,1.1331740616623449,0.84988054624675868,1.1884820967295298,1.5136288186459765,0.89900799541757626,0.86347863498670696,0.1132130576446574,0,0.92440480319094109]
["SOMERSET02130302","SOMERSET","02130302",2.910819049958929,4.5273230296002671,2.2670345994809358,1.7479059245649919,1.310929443423744,2.5906289544634471,4.0293174963442375,2.0176607935380328,1.3319043145185239,0.247762225799462,0,1.150608606040731]
["SOMERSET02130303","SOMERSET","02130303",2.3899502281110352,3.8824715775247141,1.936066572464564,1.4741508989645531,1.1056131742234148,2.1270557030188213,3.4553997039969957,1.723099249493462,1.1233029850109895,0.21090800907824608,0,0.93548080390799193]
["SOMERSET02139998","SOMERSET","02139998",0.77232999360031596,0.86053001105036098,0.71544461566642703,1.18775752732447,0.89081814549335259,0.68737369430428119,0.76587170983482133,0.63674570794312002,0.90507123582124616,8.6054997707609299E-2,0,0.85297733257314601]
["ST MARYS02131101","ST MARYS","02131101",1.901793764674431,2.677735868983802,1.5388931304309441,1.6199260474480639,1.214944535586048,1.6925964505602438,2.383184923395584,1.3696148860835402,1.2343836481554249,0.13515098102729761,0,1.2443216057487962]
["ST MARYS02140101","ST MARYS","02140101",1.4727920451231999,1.882157292758817,1.221202609330605,1.5642906799532201,1.173218009964915,1.310784920159648,1.6751199905553471,1.0868703223042384,1.1919894981243537,0.10010118028141751,0,1.3066234676847996]
["ST MARYS02140103","ST MARYS","02140103",1.7939395375536229,2.4854274873396491,1.422268286881565,1.4739450344364771,1.1054587758273577,1.5966061884227245,2.2120304637322876,1.2658187753245929,1.1231461162405956,0.12471026060604121,0,1.1363958879569767]
["ST MARYS02140104","ST MARYS","02140104",2.1594027037647008,3.0522764760511172,1.6561933460989029,1.5600444443762451,1.1700333332821837,1.9218684063505838,2.7165260636854942,1.4740120780280237,1.1887538666146988,0.1499280691966747,0,1.137084663036988]
["ST MARYS02140105","ST MARYS","02140105",1.9953352783017642,2.595987639980923,1.4902987172474012,1.574101591791276,1.1805761938434569,1.7758483976885699,2.3104289995830216,1.3263658583501869,1.1994654129449525,0.1309651847051542,0,1.2558238721345212]
["ST MARYS02140106","ST MARYS","02140106",2.225726600676404,2.9429055745233388,1.625444588994766,1.5914292305343809,1.1935719229007857,1.9808966746019996,2.6191859613257717,1.4466456842053419,1.2126690736671981,0.14465264367566069,0,1.210355756967838]
["ST MARYS02140107","ST MARYS","02140107",1.2012715052340202,1.393258956781503,0.90875043248196996,1.1699439450832918,0.87745795881246891,1.069131639658278,1.2400004715355375,0.80878788490895326,0.89149728615346846,7.4824490407982197E-2,0,0.97987880576502373]
["TALBOT02130403","TALBOT","02130403",2.4718524204034709,3.3307735707673829,1.8188702736675499,1.7361576901583251,1.3021182676187437,2.1999486541590891,2.964388477982971,1.6187945435641193,1.3229521599006437,0.216410782356381,0,1.28852925712523]
["TALBOT02130404","TALBOT","02130404",2.8412782920045472,3.8491599021999332,1.967755523469068,1.5994895171485579,1.1996171378614184,2.5287376798840469,3.4257523129579406,1.7513024158874706,1.2188110120672011,0.22624457512784329,0,1.10140891994854]
["TALBOT02130405","TALBOT","02130405",2.3966516826935562,3.2778802207008799,1.6935981278831092,1.4225178722266638,1.066888404169998,2.1330199975972648,2.9173133964237836,1.507302333815967,1.0839586186367178,0.19482735796300271,0,0.99105965027135301]
["TALBOT02130501","TALBOT","02130501",3.2587138014899821,4.7172434245355603,2.455039641724893,2.100563498553655,1.5754226239152413,2.900255283326084,4.1983466478366482,2.1849852811351549,1.6006293858978851,0.28335533893562098,0,1.447837270249458]
["TALBOT02130502","TALBOT","02130502",1.60386296266066,2.1264968514693852,1.2980787187291081,1.5085456939182511,1.1314092704386882,1.4274380367679873,1.8925821978077526,1.1552900596689062,1.1495118187657074,0.16488659761387109,0,1.200448353420992]
["TALBOT02130503","TALBOT","02130503",1.7758762905944849,2.3329967381323411,1.353454331922102,1.4564134788717769,1.0923101091538328,1.5805298986290917,2.0763670969377834,1.2045743554106707,1.1097870709002939,0.16647027804656989,0,1.1419629854352382]
["WASHINGTON02140301","WASHINGTON","02140301",1.3860268958881852,1.5663427068401681,0.94224236038470899,1.025955618205648,0.76946671365423591,1.2335639373404848,1.3940450090877496,0.83859570074239098,0.7817781810727038,5.5230281969043699E-2,0,0.86619147931692819]
["WASHINGTON02140501","WASHINGTON","02140501",1.904634015531989,2.2475305456431101,1.3502374505487151,1.4826813280918669,1.1120109960689002,1.6951242738234702,2.0003021856223682,1.2017113309883563,1.1298031720060027,7.9268556404303997E-2,0,1.2160948771839297]
["WASHINGTON02140502","WASHINGTON","02140502",2.418190152830062,2.7579454596369808,1.523490054473094,1.4323224504690479,1.074241837851786,2.1521892360187551,2.454571459076913,1.3559061484810537,1.0914297072574146,0.103068681294122,0,1.1149933041713691]
["WASHINGTON02140503","WASHINGTON","02140503",1.6352952655921311,1.8347781779066952,1.196786533115455,1.461501392775852,1.096126044581889,1.4554127863769968,1.6329525783369587,1.065140014472755,1.1136640612951991,5.9714669724118596E-2,0,1.2338588205691339]
["WASHINGTON02140504","WASHINGTON","02140504",1.902418669905318,2.1446318667024999,1.3271480723661571,1.5066119739035801,1.1299589804276851,1.6931526162157331,1.9087223613652249,1.1811617844058797,1.1480383241145282,7.3423772512313898E-2,0,1.2720408940270265]
["WASHINGTON02140505","WASHINGTON","02140505",2.4100698663641142,2.5185521883970199,1.4059049123032969,1.3586354936774321,1.0189766202580741,2.1449621810640616,2.2415114476733482,1.2512553719499344,1.0352802461822033,9.1926461477459198E-2,0,1.0972757911693911]
["WASHINGTON02140506","WASHINGTON","02140506",2.6461837974765361,3.5175792138242472,1.8431647854756099,1.5416658752424379,1.1562494064318285,2.3551035797541173,3.1306455003035802,1.6404166590732929,1.1747493969347378,0.1388226135846683,0,1.0644351909009899]
["WASHINGTON02140507","WASHINGTON","02140507",0.790012985540122,0.88880870722691296,0.71210901398112403,1.0785210640721501,0.80889079805411257,0.70311155713070861,0.79103974943195254,0.63377702244320044,0.82183305082297842,2.1634187444259101E-2,0,0.938410440341929]
["WASHINGTON02140508","WASHINGTON","02140508",2.1779263350105471,3.0210183451800221,1.6041185478691169,1.402863554654102,1.0521476659905764,1.9383544381593869,2.6887063272102196,1.4276655076035141,1.0689820286464258,0.1176681737685787,0,0.98940619749816971]
["WASHINGTON02140509","WASHINGTON","02140509",2.8981222785584402,3.3101420558725039,1.7037410844952969,1.3598114124082479,1.019858559306186,2.5793288279170117,2.9460264297265288,1.5163295652008144,1.0361762962550849,0.1324528038733048,0,0.979816178465998]
["WASHINGTON02140510","WASHINGTON","02140510",2.0552755794196549,2.6307868432133059,1.4060402365934008,1.2343495056919169,0.92576212926893775,1.8291952656834931,2.3414002904598425,1.2513758105681267,0.94057432333724078,0.1024631858313089,0,0.90731234717136933]
["WICOMICO02130203","WICOMICO","02130203",1.909184236509176,2.7352040172516703,1.4370990502357421,1.258736779813413,0.94405258486005972,1.6991739704931668,2.4343315753539865,1.2790181547098105,0.95915742621782074,0.16037957601722841,0,0.88453363938280494]
["WICOMICO02130204","WICOMICO","02130204",1.3976558830183068,2.0999358871380198,1.154361322851551,1.1184711508222829,0.83885336311671221,1.2439137358862933,1.8689429395528379,1.0273815773378803,0.85227501692657959,0.1305178429239327,0,0.80289768100454673]
["WICOMICO02130205","WICOMICO","02130205",1.99216332264328,3.2434004142350608,1.657571539712414,1.3450988077769011,1.0088241058326759,1.7730253571525192,2.8866263686692042,1.4752386703440485,1.0249652915259986,0.181731815381316,0,0.87596871976551616]
["WICOMICO02130301","WICOMICO","02130301",1.6334343654471279,2.6380563962043042,1.3868658410317389,1.2009586934384702,0.90071902007885252,1.4537565852479439,2.3478701926218308,1.2343105985182476,0.91513052440011422,0.15608649498889521,0,0.82459606741393687]
["WICOMICO02130303","WICOMICO","02130303",1.8245412752024079,2.593431263952692,1.3831073677849228,1.2480208305380149,0.93601562290351126,1.6238417349301431,2.3081538249178957,1.2309655573285814,0.95099187286996745,0.15632099491766499,0,0.89756971831774557]
["WICOMICO02130304","WICOMICO","02130304",2.108679573452322,3.3732673349744591,1.708729361687634,1.347535785431915,1.0106518390739363,1.8767248203725666,3.0022079281272687,1.5207691319019943,1.0268222684991193,0.18950134223204962,0,0.87582819151009605]
[{"$f":"CONCATENATE(B195,C195)","v":"WICOMICO02130305"},"WICOMICO","02130305",1.254776466510499,1.802357598835536,1.017177900091496,1.0399483745517519,0.779961280913814,1.116751055194344,1.6040982629636269,0.90528833108143147,0.79244066140843505,0.1167174724169853,0,0.77797473619502933]
["WORCESTER02130103","WORCESTER","02130103",1.454927106882558,2.3652612939400042,1.2764702636192169,1.190028451583532,0.89252133868764916,1.2948851251254765,2.1050825516066034,1.1360585346211032,0.90680168010665141,0.14691179145919481,0,0.85012682898537761]
["WORCESTER02130105","WORCESTER","02130105",2.1813564269864418,3.498106888314962,1.816624258945162,1.546175796371017,1.1596318472782627,1.9414072200179335,3.1133151306003164,1.6167955904611944,1.1781859568347151,0.20389141980334102,0,1.0717208871972861]
["WORCESTER02130106","WORCESTER","02130106",1.3958039028068061,2.160078707036682,1.2000400008974721,1.189850648631251,0.8923879864734382,1.2422654734980574,1.922470049262647,1.0680356007987502,0.90666619425701322,0.14101909280731612,0,0.87804732360855675]
["WORCESTER02130202","WORCESTER","02130202",1.442441988486054,2.1338828959197711,1.2081000254481169,1.243010862544389,0.93225814690829178,1.2837733697525882,1.8991557773685961,1.0752090226488242,0.94717427725882442,0.14044118048048451,0,0.94391115515236768]
["WORCESTER02130203","WORCESTER","02130203",1.818141766934495,2.9316840911274782,1.5465472612821909,1.3681021239772719,1.0260765929829541,1.6181461725717006,2.6091988411034555,1.3764270625411501,1.0424938184706813,0.17540160563126811,0,0.96092385809133196]
["WORCESTER02130204","WORCESTER","02130204",1.941532351331769,3.8037574659918247,1.8978178425050141,1.44782124857356,1.0858659364301699,1.7279637926852742,3.3853441447327244,1.6890578798294626,1.1032397914130527,0.21241987268545448,0,0.8819188826147859]
["WORCESTER02130205","WORCESTER","02130205",1.9082288467127939,3.5810904811218132,1.7884182082803619,1.367676852492826,1.0257576393696195,1.6983236735743867,3.1871705281984135,1.5916922053695219,1.0421697615995336,0.19864819803447797,0,0.81938407485087961]
["ALLEGANYPOTTF_MD","ALLEGANY","POTTF_MD",2.3099670753509667,3.465517734013055,1.7941080328350369,1.4682446230406021,1.1011834672804515,2.0558706970623604,3.084310783271619,1.5967561492231828,1.1188024027569388,0.1676838944125322,0,0.95901324409556299]
["ANNE ARUNDELCB3MH","ANNE ARUNDEL","CB3MH",1.7194603180701471,2.5126291692884628,1.358185856976448,1.226602476802289,0.91995185760171672,1.530319683082431,2.2362399606667323,1.2087854127090387,0.93467108732334425,0.12251234342331589,0,0.89615194965577494]
["ANNE ARUNDELCB4MH","ANNE ARUNDEL","CB4MH",3.7957128082437488,5.7891141638558805,2.8997077953284203,2.1608980853588471,1.6206735640191354,3.3781843993369365,5.1523116058317333,2.5807399378422939,1.6466043410434414,0.27379786188699085,0,1.4011031373423211]
["ANNE ARUNDELMAGMH","ANNE ARUNDEL","MAGMH",0.90711541316585609,1.3803275558754562,0.82471093987244704,0.88719581475601195,0.66539686106700902,0.80733271771761195,1.2284915247291559,0.73399273648647778,0.67604321084408114,7.0746509755112708E-2,0,0.65296756602561146]
["ANNE ARUNDELPATMH","ANNE ARUNDEL","PATMH",1.301227699106462,1.9481172055765938,1.072871175267321,0.9991631920078321,0.74937239400587408,1.1580926522047512,1.7338243129631687,0.95485534598791566,0.76136235230996807,9.76063536115164E-2,0,0.79271281809135896]
["ANNE ARUNDELPAXOH","ANNE ARUNDEL","PAXOH",2.2860149402558561,2.8974192789873299,1.654943024955708,1.6484600485688721,1.2363450364266542,2.034553296827712,2.5787031582987234,1.4728992922105801,1.2561265570094806,0.1444856487120737,0,1.3008791612729953]
["ANNE ARUNDELPAXTF","ANNE ARUNDEL","PAXTF",4.1815859077676087,6.663256150206089,3.1760787519568137,2.0400738468668802,1.5300553851501602,3.7216114579131716,5.9302979736834187,2.8267100892415646,1.5545362713125626,0.30973800797852791,0,1.2380718515033071]
["ANNE ARUNDELRHDMH","ANNE ARUNDEL","RHDMH",3.96631251558322,5.5613365494415596,2.8016631419773237,2.1242109621813241,1.593158221635993,3.5300181388690657,4.9495895290029885,2.4934801963598185,1.6186487531821689,0.2636003141038733,0,1.399351549113161]
["ANNE ARUNDELSEVMH","ANNE ARUNDEL","SEVMH",1.557247590743581,2.4202252176300121,1.352186896318583,1.3003230587613461,0.9752422940710096,1.3859503557617869,2.1540004436907108,1.2034463377235389,0.99084617077614567,0.1235365856300861,0,0.92516446305738198]
["ANNE ARUNDELSOUMH","ANNE ARUNDEL","SOUMH",1.4122167737817901,1.865062725648996,1.2099114649294509,1.470009569496453,1.1025071771223398,1.2568729286657931,1.6599058258276065,1.0768212037872114,1.1201472919562974,9.8264019450530093E-2,0,1.1462218586736659]
["ANNE ARUNDELWSTMH","ANNE ARUNDEL","WSTMH",1.808269634918457,2.1839607262122698,1.347283419492717,1.522101758975666,1.1415763192317496,1.6093599750774268,1.9437250463289204,1.1990822433485182,1.1598415403394575,0.1125279075848932,0,1.2387551253185667]
["BALTIMOREBACOH","BALTIMORE","BACOH",1.679430693398249,2.3149541981765003,1.3776355699676679,1.4735004497202662,1.1051253372901995,1.4946933171244416,2.0603092363770852,1.2260956572712245,1.1228073426868428,8.7198540745119499E-2,0,1.2618253402965349]
["BALTIMORECB1TF","BALTIMORE","CB1TF",2.3242994445030218,2.8360856288148621,1.4865812897613619,1.239818375241077,0.92986378143080772,2.0686265056076896,2.5241162096452272,1.323057347887612,0.94474160193370071,0.11524197134366659,0,0.924179643899669]
["BALTIMORECB2OH","BALTIMORE","CB2OH",3.2294062940082329,4.68558584080297,2.4292857460444912,1.9958078826503771,1.4968559119877829,2.8741716016673275,4.1701713983146433,2.162064313979597,1.5208056065795874,0.1922501936678977,0,1.4295489067697491]
["BALTIMORECB3MH","BALTIMORE","CB3MH",1.4899560928419611,2.04115369918595,1.297634397780405,1.6007319658745369,1.2005489744059028,1.3260609226293454,1.8166267922754957,1.1548946140245606,1.2197577579963972,7.4701400861288902E-2,0,1.2696628503416787]
["BALTIMOREGUNOH","BALTIMORE","GUNOH",1.6879761813412308,2.2119705722257477,1.2610290806086422,1.254965451511002,0.94122408863325147,1.5022988013936955,1.9686538092809156,1.1223158817416914,0.95628367405138348,8.54035792591223E-2,0,0.98474231907878007]
["BALTIMOREMIDOH","BALTIMORE","MIDOH",0.93168847610278716,1.1160734888849566,0.88783611161782727,1.340795409867036,1.0055965574002772,0.82920274373148062,0.99330540510761134,0.79017413933986624,1.0216861023186814,3.213413293433081E-2,0,1.1142134250487121]
["BALTIMOREPATMH","BALTIMORE","PATMH",1.451439156115125,1.9764361867705249,1.1782054503720401,1.2651072227581692,0.94883041706862681,1.2917808489424614,1.7590282062257674,1.0486028508311156,0.96401170374172485,7.3841840273295795E-2,0,1.017892196650712]
["BALTIMORE CITYBACOH","BALTIMORE CITY","BACOH",1.0429693540116731,1.3213446432294909,0.89669178282415696,1.1511915793128824,0.86339368448466181,0.92824272507038907,1.1759967324742471,0.79805568671349969,0.87720798343641648,3.9821745182097898E-2,0,0.99089449873169444]
["BALTIMORE CITYPATMH","BALTIMORE CITY","PATMH",0.91725342157872303,1.162460800585148,0.83801043610252102,1.1567276850537642,0.86754576379032322,0.81635554520506348,1.0345901125207817,0.74582928813124361,0.88142649601096834,3.2868521107815296E-2,0,0.92805482692763919]
["CALVERTCB4MH","CALVERT","CB4MH",2.3080462622692841,3.8786101519937599,1.9762608301805751,1.597662928798139,1.1982471965986041,2.0541611734196628,3.4519630352744461,1.7588721388607118,1.2174191517441819,0.17963580331711951,0,0.98850661636749104]
["CALVERTCB5MH_MD","CALVERT","CB5MH_MD",0.99922255364726009,1.826483993702082,1.0276345525443098,0.99916252007931894,0.74937189005948923,0.88930807274606138,1.625570754394853,0.91459475176443583,0.76136184030044096,8.5484328243077501E-2,0,0.68361856007934874]
["CALVERTPAXMH","CALVERT","PAXMH",1.8202731258251772,2.679888348397391,1.4278297242381659,1.2855647129137819,0.9641735346853364,1.6200430819844076,2.3851006300736781,1.2707684545719677,0.97960031124030178,0.1236467624622291,0,0.89748447103334006]
["CALVERTPAXOH","CALVERT","PAXOH",1.979484957959404,2.8599591787660219,1.597198030277601,1.6005019167557482,1.2003764375668111,1.7617416125838694,2.5453636691017598,1.421506246947065,1.2195824605678802,0.1348158109466574,0,1.1754114160170841]
["CALVERTPAXTF","CALVERT","PAXTF",1.9845459627750079,2.867150413082844,1.6297820242471031,1.6904606805003299,1.2678455103752475,1.7662459068697571,2.5517638676437313,1.4505060015799216,1.2881310385412514,0.13599163328487501,0,1.2544183818153616]
["CAROLINECHOOH","CAROLINE","CHOOH",2.6444714258994106,3.5607455754793169,1.801932563997914,1.4315596456101671,1.0736697342076251,2.3535795690504759,3.1690635621765919,1.6037199819581434,1.0908484499549473,0.2025542993773134,0,0.96748336930034495]
["CAROLINECHOTF","CAROLINE","CHOTF",2.4214237904192597,3.2635986714317662,1.6722979765016461,1.3742656572314229,1.0306992429235673,2.1550671734731415,2.904602817574272,1.4883451990864649,1.0471904308103444,0.18840710348691259,0,0.95542816203588499]
["CAROLINENANOH","CAROLINE","NANOH",2.6567621648380988,3.8317856949286058,1.9124239770424691,1.4599424211890211,1.0949568158917657,2.364518326705908,3.4102892684864594,1.7020573395677974,1.112476124946034,0.21398484912055471,0,0.94504498199249998]
["CAROLINENANTF_DE","CAROLINE","NANTF_DE",1.393143507369611,1.8555039238440849,1.0810948968426271,1.1732728155048719,0.87995461162865396,1.2398977215589539,1.6513984922212357,0.96217445818993796,0.89403388541471251,0.12796050339982282,0,0.90665439676370685]
["CARROLLCB1TF","CARROLL","CB1TF",1.02638421836176,1.1932031080257142,0.74585895721417894,0.85946287688904721,0.64459715766678549,0.91348195434196644,1.0619507661428855,0.66381447192061926,0.65491071218945396,6.1495201619773801E-2,0,0.74652709806648343]
["CARROLLGUNOH","CARROLL","GUNOH",2.4642605969641931,3.2032083166015397,1.6359743681243999,1.281301355789275,0.96097601684195633,2.1931919312981316,2.8508554017753709,1.456017187630716,0.9763516331114277,0.15174713688398359,0,0.99419875323967788]
["CARROLLPATMH","CARROLL","PATMH",1.8773718056843642,2.3031389344788682,1.252960627306658,1.13237391137279,0.84928043352959248,1.6708609070590841,2.0497936516861923,1.1151349583029257,0.862868920466066,0.11179386129106419,0,0.86790494282098007]
["CARROLLPOTTF_MD","CARROLL","POTTF_MD",2.0697961039055199,2.1338657761344217,1.247617098124338,1.2953592382721641,0.97151942870412311,1.8421185324759128,1.8991405407596358,1.1103792173306608,0.987063739563389,0.10588720190049139,0,1.0919991722706399]
["CECILBOHOH","CECIL","BOHOH",1.5976673989488082,1.714883627024856,1.1454028836407559,1.4535622427824459,1.0901716820868343,1.4219239850644392,1.5262464280521217,1.0194085664402728,1.1076144290002239,7.4306345019433007E-2,0,1.2815679087476139]
["CECILC&DOH_MD","CECIL","C&DOH_MD",2.7814831778262121,3.5393047385393199,1.9316648543656139,1.791728650477785,1.3437964878583388,2.4755200282653287,3.1499812172999944,1.7191817203853965,1.3652972316640719,0.15597828170499231,0,1.391119240241188]
["CECILCB1TF","CECIL","CB1TF",2.8903156900765303,4.288531888586478,2.1939133246918052,1.7387253289235911,1.3040439966926933,2.5723809641681119,3.8167933808419656,1.9525828589757064,1.3249087006397764,0.19003974069512741,0,1.2196313126809371]
["CECILELKOH","CECIL","ELKOH",2.0714956924885888,2.84650882049195,1.6029234058416901,1.5723064521446519,1.179229839108489,1.8436311663148444,2.5333928502378358,1.426601831199104,1.1980975165342247,0.1250699967964852,0,1.2571797635380599]
["CECILNORTF","CECIL","NORTF",6.2439044081193682,10.446265006111039,4.8537812148347346,2.8344900982996499,2.1258675737247374,5.5570749232262378,9.2971758554388249,4.3198652812029144,2.1598814549043333,0.46558308038736812,0,1.4822335324809639]
["CECILSASOH","CECIL","SASOH",1.6551446063343072,1.9117152461277691,1.2299969349924029,1.4965493962147101,1.1224120471610326,1.4730786996375334,1.7014265690537145,1.0946972721432386,1.1403706399156091,8.3093441803750598E-2,0,1.3088262295377744]
["CHARLESMATTF","CHARLES","MATTF",3.0065590699009759,4.6316027837578986,2.3225396349933591,1.74432940687656,1.3082470551574199,2.6758375722118686,4.1221264775445299,2.0670602751440894,1.3291790080399388,0.2414463348571117,0,1.137015030991072]
["CHARLESPAXMH","CHARLES","PAXMH",2.2401893038369209,3.2744527586916892,1.7620409289997738,1.5745786305421312,1.1809339729065984,1.9937684804148601,2.9142629552356034,1.5682164268097987,1.199828916473104,0.18670898029397701,0,1.169561852633042]
["CHARLESPOTMH_MD","CHARLES","POTMH_MD",2.3030710792993228,3.1804900830984253,1.7014192066704852,1.487552884002564,1.1156646630019229,2.0497332605763976,2.8306361739575983,1.5142630939367319,1.1335152976099538,0.177486333027433,0,1.0924060748089299]
["CHARLESPOTOH1_MD","CHARLES","POTOH1_MD",2.0313634088616479,2.9079357474640704,1.6360476612891399,1.6093583889233709,1.2070187916925281,1.8079134338868665,2.5880628152430223,1.4560824185473347,1.2263310923596087,0.17203137976185739,0,1.2430227876994049]
["CHARLESPOTOH2_MD","CHARLES","POTOH2_MD",2.9467939806106429,4.4509295915762879,2.2355872611153682,1.6878666537867009,1.2658999903400256,2.6226466427434723,3.9613273365028965,1.9896726623926777,1.2861543901854662,0.23405237881134999,0,1.127588672824354]
["CHARLESPOTOH3_MD","CHARLES","POTOH3_MD",2.2583945565052659,3.4343585395702072,1.7903907601021518,1.479269870709266,1.1094524030319497,2.0099711552896866,3.0565791002174842,1.5934477764909154,1.1272036414804607,0.18659461300832242,0,1.0240027033053933]
["CHARLESPOTTF_MD","CHARLES","POTTF_MD",5.4441016331827008,8.7485537628754262,4.1237693889961449,2.5622403493210104,1.9216802619907576,4.8452504535326035,7.7862128489591305,3.6701547562065695,1.9524271461826099,0.43270006376748243,0,1.4213390587986279]
["DORCHESTERCB4MH","DORCHESTER","CB4MH",5.705208639188406,12.937281553524699,5.8156050233642542,3.0023468158063671,2.2517601118547752,5.077635688877681,11.514180582636982,5.1758884707941863,2.2877882736444519,0.6145092116400942,0,1.0359018566519369]
["DORCHESTERCB5MH_MD","DORCHESTER","CB5MH_MD",8.0549937451294529,17.992431056997603,8.0642284797856476,4.1039857965880504,3.0779893474410378,7.1689444331652128,16.013263640727867,7.1771633470092269,3.1272371770000942,0.84886075993430454,0,1.3922936816657701]
["DORCHESTERCHOMH1","DORCHESTER","CHOMH1",2.384314624231394,3.3517096277567404,1.8670662159151932,1.8607628564955001,1.395572142371625,2.1220400155659407,2.9830215687034989,1.6616889321645218,1.417901296649571,0.21131961220763801,0,1.4041403244073056]
["DORCHESTERCHOMH2","DORCHESTER","CHOMH2",1.6213407812052969,2.214482001415492,1.298086752513459,1.423551067755227,1.0676633008164202,1.4429932952727142,1.9708889812597881,1.1552972097369785,1.084745913629483,0.14629654093109959,0,1.1107080411133154]
["DORCHESTERCHOOH","DORCHESTER","CHOOH",2.3046334520665299,3.1448570660170461,1.6428779085775451,1.418936958413985,1.0642027188104888,2.0511237723392117,2.7989227887551706,1.4621613386340151,1.0812299623114567,0.1824377946680556,0,1.0204632602680539]
["DORCHESTERFSBMH","DORCHESTER","FSBMH",6.383890167488449,13.98801512246175,6.3284629395743961,3.3679254885511001,2.5259441164133252,5.6816622490647202,12.449333458990957,5.6323320162212127,2.5663592222759384,0.67069015932558718,0,1.2801951817133621]
["DORCHESTERHNGMH","DORCHESTER","HNGMH",3.3979314639232809,6.5082931329308931,3.1370736666388961,2.146129606528091,1.6095972048960683,3.0241590028917198,5.7923808883084948,2.7919955633086175,1.6353507601744053,0.33604472044272227,0,1.093254427306352]
["DORCHESTERLCHMH","DORCHESTER","LCHMH",3.1198282246776294,4.7555047005295004,2.4489878023672897,2.0379660553550671,1.5284745415163004,2.7766471199630898,4.2323991834712551,2.1795991441068878,1.552930134180561,0.26964757190143002,0,1.359721138704735]
["DORCHESTERNANMH","DORCHESTER","NANMH",7.4771867817041171,19.034228981132529,8.4550680520603958,4.1128179463329424,3.0846134597497064,6.6546962357166644,16.94046379320795,7.5250105663337532,3.1339672751057019,0.89070763913057449,0,1.1368873401114901]
["DORCHESTERNANOH","DORCHESTER","NANOH",2.227512730359805,3.2952046705146549,1.7059794714890499,1.4401157521666941,1.0800868141250206,1.9824863300202265,2.9327321567580427,1.5183217296252545,1.0973682031510208,0.19238863130520109,0,0.983066186024666]
[{"$f":"CONCATENATE(B259,C259)","v":"DORCHESTERNANTF_DE"},"DORCHESTER","NANTF_DE",0.90765001198715289,1.1423542277471621,0.735542439587897,0.932679152530974,0.69950936439823053,0.80780851066856618,1.0166952626949741,0.65463277123322827,0.71070151422860217,8.3098186162894494E-2,0,0.77968423742231874]
["DORCHESTERNANTF_MD","DORCHESTER","NANTF_MD",2.7529656140846859,4.0428903558252767,1.9825605736958791,1.4349049643822318,1.076178723286674,2.4501393965353708,3.5981724166844966,1.7644789105893324,1.0933975828592608,0.2158996605974067,0,0.89149727908008303]
["DORCHESTERTANMH_MD","DORCHESTER","TANMH_MD",0.357722346423613,0,0.357722346423613,6.25873905066583,4.6940542879993732,0.3183728883170156,0,0.3183728883170156,4.7691591566073628,1.339387914094595,0,1.3933290024191249]
["FREDERICKPOTTF_MD","FREDERICK","POTTF_MD",2.3337482203052722,2.694892701743318,1.502036730625472,1.433613609405485,1.0752102070541139,2.0770359160716922,2.3984545045515531,1.3368126902566702,1.0924135703669797,0.1354156368089289,0,1.131241208619379]
["GARRETTPOTTF_MD","GARRETT","POTTF_MD",2.1380731116114782,3.0185908867110633,1.53242092534977,1.2257499483202829,0.91931246124021215,1.9028850693342154,2.6865458891728462,1.3638546235612954,0.93402146062005564,0.18572595731306651,0,0.75360257238486295]
["HARFORDBSHOH","HARFORD","BSHOH",2.193398365595677,2.9433322770003971,1.6318456349036989,1.5507466745123728,1.1630600058842797,1.9521245453801526,2.6195657265303534,1.4523426150642922,1.1816689659784281,0.12215953620462169,0,1.1828075697909219]
["HARFORDCB1TF","HARFORD","CB1TF",3.9485902952598488,5.1508370481025221,2.5410023506990189,1.8199585387923651,1.3649689040942738,3.5142453627812658,4.584244972811244,2.2614920921221269,1.3868084065597823,0.2213746343249281,0,1.2431345759612769]
["HARFORDCB2OH","HARFORD","CB2OH",3.2888841179719996,4.9139650719709405,2.5384550657456417,2.1324139833911309,1.5993104875433484,2.9271068649950802,4.3734289140541369,2.2592250085136212,1.6248994553440419,0.2101246528467019,0,1.5275676730471091]
["HARFORDGUNOH","HARFORD","GUNOH",1.8788272508929309,2.1982446317922451,1.279712087986945,1.3390897262491899,1.0043172946868923,1.6721562532947085,1.9564377222950982,1.1389437583083812,1.0203863714018828,8.9049995735608595E-2,0,1.060373175308476]
["HOWARDPATMH","HOWARD","PATMH",1.8977750460199581,2.4749972666902869,1.3468049205021679,1.229020520205963,0.92176539015447223,1.6890197909577627,2.2027475673543555,1.1986563792469296,0.93651363639694385,0.10658216179597631,0,0.94721965119455198]
["HOWARDPAXTF","HOWARD","PAXTF",2.0971178617973059,2.9102074969433489,1.520375382384568,1.2615000937855481,0.94612507033916105,1.8664348969996025,2.5900846722795805,1.3531340903222655,0.96126307146458756,0.1257969175127078,0,0.98783820270374501]
["KENTCB2OH","KENT","CB2OH",1.921716760646708,2.4309879080505201,1.460260952624266,1.6653977704550469,1.2490483278412852,1.7103279169755701,2.1635792381649628,1.2996322478355968,1.2690331010867457,0.11571077218133941,0,1.3428726663225263]
["KENTCB3MH","KENT","CB3MH",2.471390533019425,3.5347576181085492,1.8987956091772982,1.751440888404185,1.3135806663031389,2.1995375743872883,3.1459342801166086,1.6899280921677953,1.334597956963989,0.1639858330407111,0,1.2942825751299261]
["KENTCHSMH","KENT","CHSMH",1.7590429997609829,2.1131828433765101,1.325720081877547,1.6202218372744119,1.2151663779558088,1.5655482697872749,1.8807327306050938,1.1798908728710167,1.234609040003102,0.10150623154583049,0,1.3525716563642327]
["KENTCHSOH","KENT","CHSOH",1.862608611808497,2.307252944868007,1.3732071955830651,1.544896133349323,1.1586721000119922,1.6577216645095625,2.0534551209325262,1.2221544040689278,1.1772108536121841,0.1076592027415114,0,1.2255358306514499]
["KENTCHSTF","KENT","CHSTF",1.7102073705612959,2.2181573762899309,1.3268922326037051,1.50631003327149,1.1297325249536174,1.5220845597995534,1.9741600648980384,1.1809340870172975,1.1478082453528753,0.10222142843967641,0,1.2204719284568104]
["KENTSASOH","KENT","SASOH",1.853597240645261,2.28555660520871,1.3881259589374499,1.6137026748720138,1.2102770061540105,1.6497015441742824,2.0341453786357517,1.2354321034543305,1.2296414382524747,0.1070058324944375,0,1.3210943417178673]
["MONTGOMERYANATF_MD","MONTGOMERY","ANATF_MD",1.4908465583887609,2.1152563871033778,1.185672472465932,1.1425893064641359,0.85694197984810194,1.3268534369659974,1.8825781845220064,1.0552485004946794,0.87065305152567163,8.3868072947708594E-2,0,0.90792280385377899]
["MONTGOMERYPAXTF","MONTGOMERY","PAXTF",2.0772139041362809,2.5741821501538311,1.3606651930827101,1.1616998166175629,0.87127486246317232,1.8487203746812901,2.2910221136369096,1.2109920218436119,0.88521526026258301,0.1055629671497173,0,0.88017236768372198]
["MONTGOMERYPOTTF_DC","MONTGOMERY","POTTF_DC",0.94221124731849693,1.2368453387116789,0.80195625900987699,0.97186370160387536,0.72889777620290641,0.83856801011346238,1.1007923514533944,0.71374107051879054,0.74056014062215303,4.4951018093689704E-2,0,0.76782827403519838]
["MONTGOMERYPOTTF_MD","MONTGOMERY","POTTF_MD",2.8775536780414201,3.7827735966817082,1.9175871930196411,1.4782901094464611,1.1087175820848456,2.5610227734568642,3.3666685010467203,1.7066526017874806,1.1264570633982034,0.15843661506619891,0,1.0947089491120789]
["PRINCE GEORGESANATF_DC","PRINCE GEORGES","ANATF_DC",1.393507942243041,1.899669056176394,1.200348420601147,1.4055417393853551,1.0541563045390163,1.2402220685963066,1.6907054599969906,1.0683100943350208,1.0710228054116406,9.0012602509909306E-2,0,1.1406151049604989]
["PRINCE GEORGESANATF_MD","PRINCE GEORGES","ANATF_MD",1.35387628879132,1.874903425401556,1.1216221616173341,1.222645610656893,0.91698420799266978,1.2049498970242749,1.6686640486073849,0.99824372383942728,0.93165595532055256,8.7981791927326303E-2,0,0.97603394854015502]
["PRINCE GEORGESMATTF","PRINCE GEORGES","MATTF",2.0031637485046638,2.9131967641687271,1.5393401643764069,1.3211942003713,0.99089565027847504,1.7828157361691508,2.592745120110167,1.3700127462950022,1.0067499806829305,0.13399956741049751,0,0.92957041914085003]
["PRINCE GEORGESPAXMH","PRINCE GEORGES","PAXMH",6.3739718292390561,9.9369054401299888,4.6199727064163039,2.70817886406414,2.0311341480481051,5.6728349280227599,8.8438458417156909,4.1117757087105105,2.0636322944168746,0.45010449998628543,0,1.3876242588814469]
["PRINCE GEORGESPAXOH","PRINCE GEORGES","PAXOH",2.1639639368509158,2.9700881372349128,1.574411720069546,1.3548697901743461,1.0161523426307597,1.9259279037973152,2.6433784421390727,1.4012264308618958,1.0324107801128517,0.13765433114957179,0,0.99155857703091432]
["PRINCE GEORGESPAXTF","PRINCE GEORGES","PAXTF",3.1807604195631942,4.6544511227660248,2.3001031268503862,1.650290638287337,1.2377179787155028,2.8308767734112426,4.1424614992617625,2.0470917828968433,1.2575214663749508,0.21096463863460879,0,1.1114185928663309]
["PRINCE GEORGESPISTF","PRINCE GEORGES","PISTF",13.311205089885227,22.792358132655941,10.131418508297129,4.90166172459924,3.67624629344943,11.846972529997853,20.285198738063787,9.0169624723844457,3.7350662341446208,1.0239716823852048,0,2.1826895049366177]
["PRINCE GEORGESPOTMH_MD","PRINCE GEORGES","POTMH_MD",2.392366361858647,3.6584188422958444,1.9153805482152362,1.5921891033764641,1.1941418275323481,2.1292060620541959,3.2559927696433015,1.7046886879115601,1.2132480967728656,0.1690512198712989,0,1.0943418095593811]
["PRINCE GEORGESPOTTF_DC","PRINCE GEORGES","POTTF_DC",18.052795085256463,29.750557316633834,13.147584145484572,6.1669622630531604,4.6252216972898701,16.066987625878252,26.477996011804112,11.70134988948127,4.6992252444465086,1.3357826849991854,0,5.5978977381309392]
["PRINCE GEORGESPOTTF_MD","PRINCE GEORGES","POTTF_MD",9.1957658597529814,16.125984400999048,7.2810594572429039,3.7911259134056401,2.8433444350542301,8.1842316151801544,14.352126116889151,6.4801429169461846,2.8888379460150979,0.7256236407475497,0,1.5000759002378041]
["PRINCE GEORGESWBRTF","PRINCE GEORGES","WBRTF",1.681085169667083,2.30598505982283,1.345192627214991,1.395304951519853,1.0464787136398899,1.496165801003704,2.0523267032423189,1.197221438221342,1.0632223730581281,0.10744561618290391,0,1.0892580915324819]
["QUEEN ANNESCB3MH","QUEEN ANNES","CB3MH",1.500541887060197,1.9988777603235479,1.283939748425011,1.62065734702316,1.2154930102673702,1.3354822794835752,1.7790012066879575,1.1427063760982599,1.2349408984316481,9.6080773668634004E-2,0,1.252836862514038]
["QUEEN ANNESCB4MH","QUEEN ANNES","CB4MH",7.8246257957603396,12.678224226193601,5.8788889910518041,3.4702136192067901,2.6026602144050925,6.9639169582267018,11.283619561312303,5.2322112020361056,2.6443027778355743,0.57337507016670064,0,1.976203100396164]
["QUEEN ANNESCHOTF","QUEEN ANNES","CHOTF",2.0110003856962479,2.7255650436908589,1.48085973115694,1.4009756002472731,1.0507317001854548,1.7897903432696607,2.4257528888848645,1.3179651607296767,1.067543407388422,0.1267132583186788,0,1.0434547823924523]
["QUEEN ANNESCHSMH","QUEEN ANNES","CHSMH",1.7070653629956261,2.1522821320488941,1.3124897267219429,1.5235053062528729,1.1426289796896547,1.5192881730661072,1.9155310975235156,1.1681158567825292,1.1609110433646892,0.1027224493170678,0,1.2034853303411615]
["QUEEN ANNESCHSOH","QUEEN ANNES","CHSOH",1.3348142559088871,1.696111437454352,1.0185346525368981,1.1634720118350781,0.87260400887630851,1.1879846877589095,1.5095391793343733,0.90649584075783918,0.88656567301832945,8.0737201508133696E-2,0,0.93462181526970234]
["QUEEN ANNESCHSTF","QUEEN ANNES","CHSTF",1.9407665353612109,2.7177884569039321,1.454165966424624,1.3296117818970861,0.99720883642281444,1.7272822164714778,2.4188317266444996,1.2942077101179155,1.0131641778055795,0.12636404713676311,0,0.95502073363018358]
["QUEEN ANNESEASMH","QUEEN ANNES","EASMH",1.545216722876078,1.9676627721530391,1.2210701752510191,1.4636063446950431,1.0977047585212822,1.3752428833597095,1.7512198672162049,1.086752455973407,1.1152680346576229,9.3735827847050812E-2,0,1.2142364263037957]
["SOMERSETBIGMH","SOMERSET","BIGMH",2.0040654950692991,2.7523931382466751,1.5445209029347611,1.562615769379224,1.1719618270344179,1.7836182906116762,2.4496298930395408,1.3746236036119375,1.1907132162669687,0.17196908558176283,0,1.2080896884631569]
["SOMERSETMANMH","SOMERSET","MANMH",2.354300225647068,3.7880513312935964,1.951436946607489,1.6265530763534182,1.2199148072650634,2.0953272008258903,3.3713656848513005,1.7367788824806654,1.2394334441813046,0.21309627088480682,0,1.0986217221480239]
["SOMERSETPOCMH_MD","SOMERSET","POCMH_MD",3.9375226034112072,6.0195362391535925,2.9509363541274283,2.1336360734362949,1.6002270550772213,3.5043951170359744,5.3573872528466966,2.6263333551734109,1.6258306879584568,0.31791198417767491,0,1.3253384532552579]
["SOMERSETPOCOH_MD","SOMERSET","POCOH_MD",2.0896383230081912,3.0664413749233157,1.711807852492355,1.713980357630172,1.285485268222629,1.8597781074772901,2.7291328236817511,1.5235089887181958,1.3060530325141912,0.19043650988853028,0,1.300995250267758]
["SOMERSETPOCTF","SOMERSET","POCTF",2.7512438519053832,4.605896120204199,2.2906234929041611,1.7308670210760591,1.2981502658070443,2.448607028195791,4.0992475469817373,2.0386549086847037,1.3189206700599572,0.25194285707081759,0,1.075909109955105]
["SOMERSETTANMH_MD","SOMERSET","TANMH_MD",4.9809419353269728,2.8056816102195969,5.2973781855873794,2.9481294699535097,2.2110971024651325,4.4330383224410053,2.4970566330954411,4.7146665851727683,2.2464746561045748,0.5609090565408833,0,1.204001308250424]
["SOMERSETWICMH","SOMERSET","WICMH",2.2410013199670491,3.4315498444433987,1.7705478841729991,1.4816659031415991,1.1112494273561992,1.9944911747706735,3.0540793615546251,1.5757876169139693,1.1290294181938985,0.19449577330876169,0,1.0176002894089979]
["ST MARYSCB5MH_MD","ST MARYS","CB5MH_MD",2.1620661477359362,3.016231048888443,1.6834808866745901,1.6821369566039099,1.2616027174529325,1.9242388714849832,2.6844456335107143,1.4982979891403851,1.2817883609321794,0.14996942660231061,0,1.2725525474374362]
["ST MARYSPAXMH","ST MARYS","PAXMH",1.7282788426334219,2.452072415714043,1.4425012929351801,1.578452108010834,1.1838390810081256,1.5381681699437455,2.1823444499854983,1.2838261507123101,1.2027805063042556,0.12527201731062229,0,1.2255009779563699]
["ST MARYSPOTMH_MD","ST MARYS","POTMH_MD",1.8782164783118169,2.514268563243681,1.4472468018850091,1.531687931945769,1.1487659489593267,1.6716126656975172,2.2376990212868759,1.2880496536776582,1.1671462041426761,0.1265800600296057,0,1.1977328819960835]
["TALBOTCB4MH","TALBOT","CB4MH",7.1122920769321833,9.9061680696304695,4.6892941656820843,3.0079083663436803,2.25593127475776,6.3299399484696437,8.8164895819711191,4.1734718074570543,2.2920261751538842,0.51543557767653492,0,1.8480033689020581]
["TALBOTCHOMH1","TALBOT","CHOMH1",1.2262179009305201,1.5176337755897462,1.052185276227867,1.4593606439976823,1.0945204829982618,1.0913339318281627,1.350694060274874,0.93644489584280166,1.1120328107262338,0.1381564604570161,0,1.2231642783708914]
["TALBOTCHOMH2","TALBOT","CHOMH2",1.675913502578384,2.1810438479870449,1.2978387730014771,1.45988648750471,1.0949148656285326,1.4915630172947618,1.94112902470847,1.1550765079713146,1.112433503478589,0.16161806623109148,0,1.1420481235944451]
["TALBOTCHOOH","TALBOT","CHOOH",2.8412782920045472,3.8491599021999332,1.967755523469068,1.5994895171485579,1.1996171378614184,2.5287376798840469,3.4257523129579406,1.7513024158874706,1.2188110120672011,0.22624457512784329,0,1.10140891994854]
["TALBOTCHOTF","TALBOT","CHOTF",2.3966516826935562,3.2778802207008799,1.6935981278831092,1.4225178722266638,1.066888404169998,2.1330199975972648,2.9173133964237836,1.507302333815967,1.0839586186367178,0.19482735796300271,0,0.99105965027135301]
["TALBOTEASMH","TALBOT","EASMH",1.965678099765795,2.6615378903118949,1.5185933458249021,1.581149220500911,1.1858619153756833,1.7494535087915577,2.3687687223775864,1.3515480777841629,1.2048357060216943,0.1854232280505119,0,1.2124371555661926]
["WASHINGTONPOTTF_MD","WASHINGTON","POTTF_MD",2.0547995889987449,2.4677822639140499,1.414145698415771,1.4284883381515401,1.071366253613655,1.8287716342088833,2.1963262148835048,1.2585896715900362,1.0885081136714736,9.0490129183888601E-2,0,1.128188458308355]
["WICOMICONANMH","WICOMICO","NANMH",1.0627558856241399,1.390816704267025,0.85544666397452696,1.013630249793068,0.76022268734480103,0.94585273820548466,1.2378268667976522,0.76134753093732899,0.77238625034231778,0.1009851937174219,0,0.81087544673308998]
["WICOMICONANOH","WICOMICO","NANOH",1.7809535669035599,2.7409696119062401,1.421570933243564,1.205304865795243,0.90397864934643235,1.5850486745441683,2.4394629545965536,1.2651981305867719,0.91844230773597524,0.15836395254667468,0,0.81396924337485677]
["WICOMICONANTF_DE","WICOMICO","NANTF_DE",1.393460557931212,2.1439424736482979,1.160482455369825,1.089056776988782,0.8167925827415865,1.2401798965587787,1.9081088015469851,1.0328293852791444,0.82986126406545202,0.13148219700066011,0,0.79091929860549814]
["WICOMICONANTF_MD","WICOMICO","NANTF_MD",0.48749944728897998,0.54368608646740102,0.45202062543333499,0.75042181559840804,0.562816361698806,0.43387450808719219,0.48388061695598694,0.40229835663566815,0.57182142348598697,5.7126100129057299E-2,0,0.63664319094422395]
["WICOMICOPOCTF","WICOMICO","POCTF",1.8177480345416099,2.7258061082753997,1.430847461094034,1.2482011254005769,0.9361508440504327,1.6177957507420331,2.4259674363651058,1.2734542403736901,0.95112925755523969,0.1591299645972909,0,0.86417675866691435]
["WICOMICOTANMH_MD","WICOMICO","TANMH_MD",3.7967841837653777,7.1752477125679901,3.327398124637535,1.971717996306579,1.4787884972299343,3.3791379235511863,6.3859704641855108,2.9613843309274062,1.5024491131856132,0.35614366003429271,0,0.96315820593786405]
["WICOMICOWICMH","WICOMICO","WICMH",1.6177620271030708,2.3619753800420189,1.2798258750239651,1.184114141825007,0.88808560636875522,1.439808204121733,2.1021580882373971,1.1390450287713287,0.90229497607065534,0.14565856267236882,0,0.85666649485296087]
["WORCESTERPOCOH_MD","WORCESTER","POCOH_MD",0.94039244960184099,1.2004212122616749,0.83271943390181702,1.160058145307455,0.8700436089805913,0.83694928014563852,1.0683748789128908,0.7411202961726171,0.88396430672428072,9.70852063137293E-2,0,1.0187728572981334]
[{"$f":"CONCATENATE(B323,C323)","v":"WORCESTERPOCOH_VA"},"WORCESTER","POCOH_VA",2.4496043865691588,3.7310327838194572,1.9371641204507049,1.646662694358128,1.2349970207685961,2.1801479040465517,3.3206191775993168,1.7240760672011275,1.2547569731008936,0.21814581875789391,0,1.1311727764500541]
["WORCESTERPOCTF","WORCESTER","POCTF",1.6520608356107078,2.8209083867510127,1.4797956693147731,1.290964084321266,0.96822306324094953,1.4703341436935302,2.5106084642084019,1.317018145690148,0.98371463225280475,0.1684367946684682,0,0.87651811131410762]

{"sheet":"TSS LRs","index":9,"n_rows":324,"n_cols":15,"rows_kept":324,"cut":false,"hidden":false,"merged":[]}
["Helper","County","MD8digit_CBSeg","Aggregate Impervious","Impervious Road","Impervious NonRoad","Turf","Mixed Open","Tree Canopy over Aggregate Impervious","Tree Canopy over Impervious Road","Tree Canopy over Impervious NonRoad","Tree Canopy over Turf","Forest","Septic","Urban"]
[{"$f":"CONCATENATE(B2,C2)","v":"ALLEGANY02140508"},"ALLEGANY","02140508",13191.709510549901,15313.994013304509,9031.5824241743594,2911.8822560528879,2911.8822560528879,12268.289844811407,14242.014432373191,8399.3716544821546,2742.9930852018206,531.43378992197847,0,2094.9991109522439]
[{"$f":"CONCATENATE(B3,C3)","v":"ALLEGANY02140510"},"ALLEGANY","02140510",9884.0733080180198,7442.8410658659404,4797.9008560288103,1548.4291077295452,1548.4291077295452,9192.1881764567588,6921.842191255324,4462.0477961067927,1458.6202194812313,238.94795891587489,0,1892.45380416131]
["ALLEGANY02140511","ALLEGANY","02140511",16601.398116720578,18174.659998759213,10675.21848535028,3441.6456362588401,3441.6456362588401,15439.300248550138,16902.433798846065,9927.9531913757601,3242.0301893558271,620.95721029509775,0,2864.98667467519]
["ALLEGANY02140512","ALLEGANY","02140512",20098.997913596391,15594.235023573481,10125.41527226843,3268.0305682140197,3268.0305682140197,18692.06805964464,14502.638571923337,9416.6362032096404,3078.4847952576065,473.36881834484478,0,3615.2062503631005]
["ALLEGANY02141001","ALLEGANY","02141001",9947.4195330966995,11512.37301919502,6910.7699752739099,2228.4705838712503,2228.4705838712503,9251.1001657799297,10706.506907851368,6427.0160770047351,2099.2192900067175,403.07457352664022,0,2007.4997974538021]
["ALLEGANY02141002","ALLEGANY","02141002",12317.83479798515,11459.796640566081,7741.2354728927294,2499.5480540827002,2499.5480540827002,11455.586362126189,10657.610875726454,7199.3489897902382,2354.5742669459032,344.94907670512737,0,3130.9972875742033]
["ALLEGANY02141003","ALLEGANY","02141003",10479.286971740261,10461.074061451431,6811.6256328407308,2198.5456017825099,2198.5456017825099,9745.7368837184404,9728.7988771498294,6334.8118385418784,2071.0299568791243,347.54113503203081,0,2638.4902807766039]
["ALLEGANY02141004","ALLEGANY","02141004",14910.93221558824,13710.598824490899,9515.8187142862917,3073.02454942534,3073.02454942534,13867.166960497061,12750.856906776535,8849.7114042862486,2894.7891255586701,383.01770773449709,0,3770.0041179938103]
["ALLEGANY02141005","ALLEGANY","02141005",15245.669460227939,17699.63605665429,13453.659790819551,4348.9241349188396,4348.9241349188396,14178.472598011984,16460.661532688489,12511.903605462181,4096.6865350935468,401.825077301742,0,7291.0875607642747]
["ALLEGANY02141006","ALLEGANY","02141006",883.44402985443799,0,883.44402985443799,286.19224330221601,286.19224330221601,821.60294776462729,0,821.60294776462729,269.59309319068745,12.956887360465499,0,287.42985209432499]
["ANNE ARUNDEL02130902","ANNE ARUNDEL","02130902",4932.3254035214504,7294.2920851098916,4048.9937334966662,1309.5169381961321,1309.5169381961321,4587.0626252749489,6783.6916391521991,3765.5641721518991,1233.5649557807562,257.86380287353472,0,944.45273869560106]
["ANNE ARUNDEL02130903","ANNE ARUNDEL","02130903",2905.1534231286992,3834.7067178308871,2292.3086034121629,743.91999931606097,743.91999931606097,2701.7926835096901,3566.2772475827246,2131.8470011733116,700.77263935572944,128.514845320707,0,1212.0054049949249]
["ANNE ARUNDEL02130906","ANNE ARUNDEL","02130906",5901.3931215057601,7838.47338333684,4759.7071008786297,1545.731119604847,1545.731119604847,5488.295603000357,7289.780246503261,4426.5276038171251,1456.0787146677658,254.37642566658428,0,2565.5737915974801]
["ANNE ARUNDEL02131001","ANNE ARUNDEL","02131001",4404.3070459375522,5584.8501291472321,3144.5829235788797,1017.7049099530821,1017.7049099530821,4096.0055527219229,5193.9106201069253,2924.4621189283584,958.67802517580321,197.73806220489527,0,1058.484557790262]
["ANNE ARUNDEL02131002","ANNE ARUNDEL","02131002",5148.3197356831633,6715.9565753352017,3837.2470152934329,1242.7317876965751,1242.7317876965751,4787.937354185342,6245.8396150617364,3568.6397242228923,1170.6533440101737,240.8786704330997,0,1421.6560015297769]
["ANNE ARUNDEL02131003","ANNE ARUNDEL","02131003",4276.51677070598,4884.9001799627895,2990.0154337814402,971.35628346174201,971.35628346174201,3977.1605967565606,4542.9571673653945,2780.714353416739,915.01761902096098,165.89647084068849,0,1187.7525730528359]
["ANNE ARUNDEL02131004","ANNE ARUNDEL","02131004",7992.2392388067001,7262.86784062063,4362.0390989011303,1415.9019536041951,1415.9019536041951,7432.7824920902303,6754.4670917771855,4056.6963619780508,1333.7796402951517,245.3319728972082,0,1496.4679186023609]
["ANNE ARUNDEL02131005","ANNE ARUNDEL","02131005",10997.30176405903,11184.02634593668,6308.0501426031396,2041.6898753116,2041.6898753116,10227.490640574897,10401.144501721112,5866.4866326209194,1923.2718625435273,409.11060317174548,0,1938.2579323972379]
["ANNE ARUNDEL02131101","ANNE ARUNDEL","02131101",10240.627772621179,8761.1864289004807,5431.9946668370703,1765.653821735669,1765.653821735669,9523.7838285376965,8147.903378877445,5051.7550401584749,1663.245900075,284.2077570475987,0,1892.668789933618]
["ANNE ARUNDEL02131102","ANNE ARUNDEL","02131102",10281.1142512643,9014.6569766502998,5373.7712231527103,1743.7271076149138,1743.7271076149138,9561.4362536757981,8383.6309882847781,4997.60723753202,1642.5909353732488,303.2290816321472,0,1794.1504967837609]
["ANNE ARUNDEL02131104","ANNE ARUNDEL","02131104",8881.9906139245504,9360.3858632526699,5281.2111542184703,1709.3609876177102,1709.3609876177102,8260.2512709498315,8705.1588528249831,4911.5263734231776,1610.2180503358827,331.857747686388,0,1616.4460445504919]
["ANNE ARUNDEL02131105","ANNE ARUNDEL","02131105",6320.06955051564,8073.1202755671402,4597.8951397905103,1488.843808676525,1488.843808676525,5877.6646819795451,7508.0018562774394,4276.0424800051742,1402.4908677732865,280.73358610473724,0,2000.8086063844241]
["BALTIMORE02120202","BALTIMORE","02120202",16158.26846531617,12737.487092521671,8224.3318508207904,2752.0033062438297,2752.0033062438297,15027.189672744036,11845.862996045154,7648.6286212633349,2592.3871144816876,391.75594131735886,0,3196.5295786978299]
["BALTIMORE02130801","BALTIMORE","02130801",5179.7387379299589,5725.952244270934,2984.3673144932591,966.7784261825368,966.7784261825368,4817.157026274861,5325.1355871719679,2775.461602478731,910.70527746394964,220.68925743073336,0,865.07330236879807]
["BALTIMORE02130802","BALTIMORE","02130802",8941.1577595669096,9344.2306367309502,6171.9314701715002,2071.4587133790101,2071.4587133790101,8315.2767163972258,8690.1344921597829,5739.8962672594953,1951.3141080030273,292.8583725044665,0,2643.5896016169299]
["BALTIMORE02130803","BALTIMORE","02130803",5394.4361124738998,6605.7752378044497,4173.4321913347394,1392.4112644151301,1392.4112644151301,5016.8255846007269,6143.3709711581387,3881.2919379413079,1311.6514110790527,202.42452506079869,0,2170.4140408164799]
["BALTIMORE02130804","BALTIMORE","02130804",11807.674165679711,10521.02209765386,6745.0585417475504,2254.9045023137401,2254.9045023137401,10981.13697408213,9784.5505508180886,6272.9044438252213,2124.120041179543,335.62907994331891,0,2415.4182170456397]
["BALTIMORE02130805","BALTIMORE","02130805",10755.845231090399,9828.6694749525104,6545.5141857738599,2199.1620500978997,2199.1620500978997,10002.936064914071,9140.6626117058349,6087.3281927696889,2071.6106511922217,299.01839615268153,0,2631.6797247592299]
["BALTIMORE02130806","BALTIMORE","02130806",15764.884010859219,13438.819627889739,8482.8790102545299,2829.8396498366701,2829.8396498366701,14661.342130099074,12498.102253937457,7889.0774795367124,2665.7089501461433,430.55641527422006,0,2828.1557810692302]
["BALTIMORE02130807","BALTIMORE","02130807",9771.4026764950322,10105.607074539032,5481.7362419322862,1787.6646218742708,1787.6646218742708,9087.4044891403792,9398.2145793213003,5098.0147049970265,1683.9800738055631,365.8569599804415,0,1811.0061761386628]
["BALTIMORE02130901","BALTIMORE","02130901",5617.0402643405996,6631.0635121498199,3873.0772770984404,1277.747452183135,1277.747452183135,5223.8474458367573,6166.8890662993317,3601.9618677015487,1203.6380999565131,223.75230401604165,0,1730.0263963840039]
["BALTIMORE02130903","BALTIMORE","02130903",4035.9557886823932,5115.2588226875796,2743.2742600579727,892.96738048220004,892.96738048220004,3753.4388834746255,4757.1907050994487,2551.2450618539146,841.17527241423238,187.63364003609024,0,988.68234766809098]
["BALTIMORE02130904","BALTIMORE","02130904",7479.9092066984394,8952.1611509147297,5765.2969939848699,1928.508025932618,1928.508025932618,6956.315562229549,8325.5098703506992,5361.7262044059289,1816.6545604285261,283.48017225060033,0,2479.2077461439103]
["BALTIMORE02130905","BALTIMORE","02130905",5079.7268835117102,6486.6451311623305,4082.5648650145104,1361.3841499532791,1361.3841499532791,4724.1460016658893,6032.5799719809665,3796.7853244634939,1282.4238692559888,215.2493303446991,0,2294.3005275986402]
["BALTIMORE02130906","BALTIMORE","02130906",7076.2783207745306,8128.4458509979604,5235.5746245775399,1751.3603341982989,1751.3603341982989,6580.9388383203132,7559.4546414281031,4869.0844008571112,1649.7814348147976,270.91459091543862,0,2441.9325472855699]
["BALTIMORE02130907","BALTIMORE","02130907",10416.34826323267,10053.25202692536,6384.7402287745008,2131.7351642677472,2131.7351642677472,9687.2038848063821,9349.5243850405841,5937.8084127602851,2008.0945247402176,318.6962913749195,0,2214.4478514275429]
["BALTIMORE CITY02130901","BALTIMORE CITY","02130901",4232.9662438078103,5063.7051934757401,3392.4246178755702,1173.4836065985601,1173.4836065985601,3936.6586067412632,4709.245829932438,3154.9548946242803,1105.4215574158434,155.86544910135439,0,1936.933073964075]
["BALTIMORE CITY02130903","BALTIMORE CITY","02130903",1841.9387273999171,2299.7573426843801,1693.1997088337748,596.61773194863804,596.61773194863804,1713.0030164819227,2138.7743286964733,1574.6757292154107,562.013903495617,60.661400237782502,0,1327.64561463775]
["BALTIMORE CITY02130904","BALTIMORE CITY","02130904",5363.2624533254293,6882.6653085368198,4485.3183431750203,1542.500193932899,1542.500193932899,4987.8340815926495,6400.8787369392421,4171.3460591527682,1453.0351826847907,238.8619166284353,0,2946.5665924022001]
["BALTIMORE CITY02130905","BALTIMORE CITY","02130905",4454.1508656711303,5592.0719707955604,3724.1572949011797,1286.6369237360009,1286.6369237360009,4142.3603050741503,5200.6269328398703,3463.4662842580974,1212.011982159313,187.07285154824501,0,2542.72996552214]
["BALTIMORE CITY02130906","BALTIMORE CITY","02130906",1671.53898103335,1671.5408288251699,1671.5382483590099,617.73919637445101,617.73919637445101,1554.5312523610153,1554.532970807408,1554.5305709738791,581.91032298473283,31.7732927032757,0,1162.44897673482]
["CALVERT02131005","CALVERT","02131005",9304.4317914105795,11713.41477077574,7024.8917155286099,2295.2217095957949,2295.2217095957949,8653.1215660118378,10893.475736821438,6533.1492954416071,2162.0988504392385,397.1372347296774,0,2285.8376838271597]
["CALVERT02131101","CALVERT","02131101",8640.4999534695198,9075.98479589624,5274.0351200735695,1718.9010578932741,1718.9010578932741,8035.6649567266522,8440.6658601835024,4904.8526616684194,1619.2047965354641,322.32645977611259,0,1709.4105126559339]
["CALVERT02131102","CALVERT","02131102",8220.1272478483297,9059.3626355740398,5441.3128151026995,1778.0732815777051,1778.0732815777051,7644.7183404989464,8425.207251083857,5060.42091804551,1674.9450312461981,315.76145545437146,0,1759.0985856818729]
["CAROLINE02130305","CAROLINE","02130305",5250.1413654759099,3791.72860122773,1963.848421324524,634.8542039035724,634.8542039035724,4882.6314698925953,3526.3075991417882,1826.3790318318072,598.03266007716525,144.00417975673088,0,550.46000838701923]
["CAROLINE02130306","CAROLINE","02130306",9811.1207374682635,7887.3894987351578,4053.4182474017612,1308.8944530839885,1308.8944530839885,9124.3422858454851,7335.2722338236963,3769.6789700836375,1232.9785748051172,301.95883076279182,0,1102.839693387032]
["CAROLINE02130403","CAROLINE","02130403",10985.541156072888,8266.7554842323061,4222.6526636604822,1362.3509238077563,1362.3509238077563,10216.553275147786,7688.0826003360453,3927.0669772042479,1283.3345702269064,319.80656516432316,0,1290.6148972236838]
["CAROLINE02130404","CAROLINE","02130404",11429.001282679372,8777.8765122482801,4528.5839645202159,1463.1426370820616,1463.1426370820616,10628.971192891817,8163.4251563909011,4211.5830870038008,1378.2803641313019,336.1171911045376,0,1336.1541096592591]
["CAROLINE02130405","CAROLINE","02130405",11397.219181045319,8388.1180774281729,4372.8103993058912,1414.9032991584631,1414.9032991584631,10599.413838372146,7800.9498120081998,4066.7136713544783,1332.8389078072721,317.7825848822074,0,1284.7245790227739]
["CARROLL02050301","CARROLL","02050301",7111.0967631346994,5807.2526737383696,4669.9084635962599,1571.8772596996521,1571.8772596996521,6613.3199897152699,5400.744986576683,4343.0148711445217,1480.708378637072,123.93228692758579,0,1977.8138257073679]
["CARROLL02130805","CARROLL","02130805",5000.7818405406997,5359.39628570884,3825.02732673829,1275.57615044663,1275.57615044663,4650.7271117028504,4984.2385457092205,3557.2754138666096,1201.5927337207254,154.0594845744551,0,2139.5376024742482]
["CARROLL02130806","CARROLL","02130806",11877.31572521865,9670.4382656176695,6540.0228857751799,2170.9585752457801,2170.9585752457801,11045.903624453344,8993.5075870244327,6082.2212837709176,2045.0429778815246,284.89626654151709,0,2685.4810554014803]
["CARROLL02130906","CARROLL","02130906",3321.6978815694602,3321.6957852773899,3321.6996382719599,1134.0546591095199,1134.0546591095199,3089.1790298595979,3089.1770803079726,3089.1806635929224,1068.2794888811677,77.444338823182605,0,2299.21394268923]
["CARROLL02130907","CARROLL","02130907",10223.036794544751,9216.0705270266299,6064.2554419204398,2008.1022642981889,2008.1022642981889,9507.424218926617,8570.9455901347646,5639.7575609860087,1891.6323329688939,288.69689586790366,0,2546.0109323537599]
["CARROLL02130908","CARROLL","02130908",9677.2335906139197,8392.8070329026195,5458.8149579443707,1805.700830620181,1805.700830620181,8999.8272392709441,7805.3105405994356,5076.6979108882642,1700.9701824442104,266.47832866025129,0,2253.5930693923501]
["CARROLL02140303","CARROLL","02140303",8465.0737222938897,4339.2082087888803,2708.4661678967,892.46614945659803,892.46614945659803,7872.5185617333163,4035.4636341736586,2518.8735361439308,840.70311278811528,145.24600732220799,0,1293.5889356164871]
["CARROLL02140304","CARROLL","02140304",8013.0175411280707,5618.8720965767297,3866.2462068364598,1285.335218906032,1285.335218906032,7452.1063132491045,5225.5510498163585,3595.6089723579071,1210.7857762094823,167.90455323646492,0,1749.6026811739139]
["CECIL02120201","CECIL","02120201",7963.7181365623301,8363.260932601399,5198.3663992807697,1717.4324433277379,1717.4324433277379,7406.257867002967,7777.8326673193005,4834.4807513311152,1617.8213616147291,279.44785932566197,0,1917.259876067601]
["CECIL02120203","CECIL","02120203",8737.7695372367907,7395.2818160495099,4813.5953881949208,1598.1160808553921,1598.1160808553921,8126.1256696302144,6877.6120889260437,4476.6437110212755,1505.4253481657793,233.91200180950429,0,1959.570761781998]
["CECIL02120204","CECIL","02120204",8863.0833838959898,9291.3804071966806,5595.79717364312,1842.2778262592919,1842.2778262592919,8242.6675470232713,8640.9837786929129,5204.0913714881017,1735.4257123362527,324.24457644973751,0,1798.8854810736102]
["CECIL02130601","CECIL","02130601",3879.2670616628102,3574.5571830092604,2505.44980541013,1184.0680563482649,1184.0680563482649,3607.7183673464133,3324.3381801986116,2330.0683190314207,1115.3921090800654,124.3058534556954,0,1307.3382072384738]
["CECIL02130602","CECIL","02130602",5641.4637952267685,3413.305493679763,2164.514819661174,716.65440662173103,716.65440662173103,5246.5613295608937,3174.3741091221796,2012.9987822848918,675.08845103767067,115.4619452729889,0,938.78548422864503]
["CECIL02130603","CECIL","02130603",6493.7149568586801,7425.8164277699998,4363.2788808687501,1432.455078104583,1432.455078104583,6039.1549098785717,6906.0092778260996,4057.8493592079376,1349.3726835745172,251.4393921475976,0,1670.1910298955131]
["CECIL02130604","CECIL","02130604",9729.0296300275495,7922.1024818331507,4474.9588996059802,1462.2710649956889,1462.2710649956889,9047.99755592562,7367.5553081048292,4161.7117766335605,1377.4593432259389,277.99403917965049,0,1462.973956113959]
["CECIL02130605","CECIL","02130605",7522.8160879268307,7210.9030355195391,4487.7670764566601,1482.869172932936,1482.869172932936,6996.2189617719523,6706.1398230331706,4173.6233811046941,1396.8627609028256,229.65947893523608,0,1733.511701480551]
[{"$f":"CONCATENATE(B67,C67)","v":"CECIL02130606"},"CECIL","02130606",7645.7246329827103,7529.2284184712698,4636.3170405334804,1530.1734646587911,1530.1734646587911,7110.5239086739202,7002.1824291782814,4311.774847696136,1441.423403708581,246.5103724844499,0,1744.1092452972871]
["CECIL02130608","CECIL","02130608",8626.4805326171499,9112.4373874622197,5291.3883630383798,1734.7566686879059,1734.7566686879059,8022.6268953339495,8474.5667703398649,4920.9911776256931,1634.1407819040073,312.78393851776383,0,1914.6794520408309]
["CECIL02130609","CECIL","02130609",9623.3282565094305,9772.1156720775798,5800.3730639063797,1906.4747501189361,1906.4747501189361,8949.6952785537687,9088.0675750321498,5394.3469494329329,1795.8992146120377,330.31465082484442,0,2304.7945052995201]
["CECIL02130610","CECIL","02130610",4922.9148719785089,3316.842238411376,2000.4543631694919,1074.0440485579061,1074.0440485579061,4578.3108309400131,3084.6632817225795,1860.4225577476273,1011.7494937415474,153.0108990424232,0,1069.3922739647189]
["CHARLES02131101","CHARLES","02131101",9938.5160628479498,10510.3023014069,6187.4871103571004,2044.4833227291429,2044.4833227291429,9242.8199384485924,9774.5811403084172,5754.3630126321023,1925.9032900108527,375.16903025121042,0,1902.40728514784]
["CHARLES02140101","CHARLES","02140101",6696.9012199444987,6016.9544047742202,3404.8252455227312,1118.193157986017,1118.193157986017,6228.1181345483838,5595.7675964400241,3166.4874783361392,1053.3379548228279,223.3102390878251,0,1008.0780905571471]
["CHARLES02140102","CHARLES","02140102",9493.6810218113806,10517.098106848331,5856.8095079597997,1918.5671019716951,1918.5671019716951,8829.1233502845826,9780.9012393689463,5446.832842402614,1807.2902100573365,379.19323888343672,0,1530.5547977637]
["CHARLES02140106","CHARLES","02140106",7041.4092868440675,5399.5027537132446,3192.3880329810963,1055.5151326325508,1055.5151326325508,6548.5106367649823,5021.5375609533166,2968.9208706724194,994.29525493986284,189.27705508719961,0,1124.87829332153]
["CHARLES02140107","CHARLES","02140107",11449.01180711569,10180.375002079471,5718.7201219426997,1875.9298654199142,1875.9298654199142,10647.580980617591,9467.7487519339065,5318.4097134067106,1767.1259332255588,375.66361612837352,0,1829.892786525691]
["CHARLES02140108","CHARLES","02140108",11751.09679610027,11483.779350249999,6333.2291243101999,2071.3731301539628,2071.3731301539628,10928.520020373251,10679.914795732499,5889.9030856084846,1951.233488605033,420.54915305614094,0,1841.2935606050671]
["CHARLES02140109","CHARLES","02140109",8146.4500651020298,8792.7695064222899,5022.0952913987903,1651.7354233529222,1651.7354233529222,7576.1985605448872,8177.275640972729,4670.5486210008748,1555.9347687984525,319.22777455624157,0,1667.059214065504]
["CHARLES02140110","CHARLES","02140110",10155.440237013072,10180.528216120265,5591.8714751845437,1827.7001561717,1827.7001561717,9444.5594204221543,9467.8912409918448,5200.4404719216254,1721.6935471137413,373.66339387598333,0,1385.2915899547029]
["CHARLES02140111","CHARLES","02140111",8243.6340596964092,9604.1762841769414,5383.0265626642495,1765.186062392291,1765.186062392291,7666.5796755176607,8931.8839442845547,5006.2147032777521,1662.8052707735378,345.48832119444239,0,1759.5929879228388]
["CHARLES02140201","CHARLES","02140201",8512.9811790523054,9699.0566621824764,5166.6274182004909,1680.1358483834431,1680.1358483834431,7917.0724965186437,9020.1226958297029,4804.9634989264569,1582.6879691772033,359.6903640402054,0,1100.53976214504]
["DORCHESTER02130305","DORCHESTER","02130305",22175.014044003674,34075.842465548427,17161.895959003614,12565.571017432338,12565.571017432338,20622.763060923415,31690.533492960032,15960.563241873358,11836.76789842126,3027.7308666731992,0,3359.0361531200265]
["DORCHESTER02130306","DORCHESTER","02130306",9610.3943430899581,8397.6092773693344,4322.898408167126,1396.4548355194993,1396.4548355194993,8937.6667390736602,7809.7766279534817,4020.2955195954273,1315.4604550593683,321.22299064105056,0,1097.965336726237]
["DORCHESTER02130307","DORCHESTER","02130307",35792.091138757896,57148.812068278494,28728.534306445064,17460.413762097713,17460.413762097713,33286.644759044837,53148.395223498999,26717.536904993907,16447.709763896044,4212.4181978747629,0,5013.3755206365768]
["DORCHESTER02130308","DORCHESTER","02130308",13289.968171684834,10888.832504259994,5583.6580428667785,1802.6862888251846,1802.6862888251846,12359.670399666895,10126.614228961793,5192.8019798661035,1698.1304840733239,417.27771429325543,0,1353.9307351273619]
["DORCHESTER02130401","DORCHESTER","02130401",31020.108160473163,45260.186619658001,22813.761553874519,7346.3966418906821,7346.3966418906821,28848.700589240041,42091.973556281941,21216.798245103302,6920.3056366610226,1759.6498285363045,0,3393.6658143113782]
["DORCHESTER02130402","DORCHESTER","02130402",21178.689037140317,23466.720758279615,11927.138088260117,3845.5602412319317,3845.5602412319317,19696.180804540494,21824.050305200039,11092.238422081908,3622.5177472404794,905.46002426877271,0,2036.003325719847]
["DORCHESTER02130403","DORCHESTER","02130403",7066.13090199002,5939.5682192070672,3142.2367922511371,1019.1218065596059,1019.1218065596059,6571.5017388507185,5523.7984438625717,2922.280216793557,960.01274177914888,222.31280457423927,0,870.14999979822301]
["DORCHESTER02139998","DORCHESTER","02139998",423.56009122802902,0,423.56009122802902,146.689000391224,146.689000391224,393.91088484206699,0,393.91088484206699,138.181038368533,0,0,387.86320418901897]
["FREDERICK02140202","FREDERICK","02140202",6456.4228844236095,4521.4547962829702,3243.7291928811601,1084.1666152032969,1084.1666152032969,6004.4732825139572,4204.9529605431617,3016.6681493794786,1021.2849515215056,149.16021547365369,0,1647.444564260272]
["FREDERICK02140301","FREDERICK","02140301",10304.66461019704,7957.4767295362499,5157.2567137715705,1707.7576818085631,1707.7576818085631,9583.3380874832474,7400.4533584687124,4796.2487438075605,1608.7077362636662,257.26977990584834,0,2253.3615005742267]
["FREDERICK02140302","FREDERICK","02140302",10034.46378469053,8081.1385764994002,5123.1122233017995,1692.7864651098939,1692.7864651098939,9332.0513197621931,7515.458876144442,4764.4943676706735,1594.6048501335201,273.35221944039483,0,2487.1841998622199]
["FREDERICK02140303","FREDERICK","02140303",9163.4618819651696,7326.4390745733799,5014.7937578452002,1682.690383637015,1682.690383637015,8522.0195502276074,6813.5883393532422,4663.7581947960352,1585.094341386068,238.516075994608,0,2134.4622054534279]
["FREDERICK02140304","FREDERICK","02140304",7434.8464567500796,4420.1344901173998,3265.5460548020501,1094.1959363447149,1094.1959363447149,6914.4072047775744,4110.7250758091814,3036.9578309659064,1030.7325720367214,126.3045059993983,0,1546.5126756123891]
["FREDERICK02140305","FREDERICK","02140305",11409.76473613071,8308.1465358001005,5534.5531124832396,1846.239834548616,1846.239834548616,10611.08120460156,7726.5762782940928,5147.134394609413,1739.1579241447962,271.78650366807881,0,2450.7016004472407]
["GARRETT02141004","GARRETT","02141004",15463.446046432469,15596.49833326352,11293.86603708145,3650.3030243722001,3650.3030243722001,14381.004823182195,14504.743449935073,10503.295414485747,3438.5854489586122,392.43068832832779,0,4696.8366178088454]
["GARRETT02141005","GARRETT","02141005",13583.707596418761,12184.85087175745,8400.3175071617588,2712.5699991451402,2712.5699991451402,12632.848064669446,11331.911310734427,7812.2952816604366,2555.2409391947217,341.73828046381618,0,3471.9905569011526]
["GARRETT02141006","GARRETT","02141006",14916.95521604177,14468.012504457802,9962.5224852386309,3218.2902092097502,3218.2902092097502,13872.768350918845,13455.251629145754,9265.1459112719258,3031.6293770755847,427.89728785207581,0,4120.7178969335646]
["HARFORD02120201","HARFORD","02120201",5113.6772368438396,5118.9250137757499,3775.7177684348899,1267.8478734392388,1267.8478734392388,4755.7198302647703,4760.6002628114475,3511.4175246444474,1194.312696779763,137.60970412066752,0,1866.3784646341689]
["HARFORD02120202","HARFORD","02120202",12263.07814345151,9192.0210005077788,6151.4607118435897,2046.599966636956,2046.599966636956,11404.662673409903,8548.5795304722342,5720.8584620145384,1927.8971685720126,267.98192779381708,0,2355.3039486986618]
["HARFORD02120204","HARFORD","02120204",5826.43387084407,5336.5883378962399,3785.0241653307303,1266.219934396107,1266.219934396107,5418.5834998849841,4963.0271542435021,3520.0724737575788,1192.7791782011327,142.53862210842311,0,1651.084508501961]
["HARFORD02120205","HARFORD","02120205",12362.847512250111,9677.6178200791001,6290.253766631,2086.6192857416131,2086.6192857416131,11497.448186392603,9000.1845726735628,5849.9360029668296,1965.5953671685993,291.26497890809662,0,2306.2587853108498]
["HARFORD02130701","HARFORD","02130701",6453.7166595206054,6470.1625859261194,3643.4716858309457,1189.910327240628,1189.910327240628,6001.9564933541633,6017.2512049112911,3388.4286678227791,1120.8955282606714,226.47566002001008,0,1324.0924196711869]
["HARFORD02130702","HARFORD","02130702",8128.7511325612495,9538.5699208317001,5850.1400274014304,1928.8666634016499,1928.8666634016499,7559.7385532819608,8870.870026373479,5440.6302254833299,1816.9923969243541,303.31330159282936,0,3009.3859060041796]
["HARFORD02130703","HARFORD","02130703",8875.0414049047395,9143.6117506488699,5958.4850692071104,1977.082106476932,1977.082106476932,8253.7885065614082,8503.5589281034481,5541.3911143626119,1862.4113443012698,278.19860763240791,0,2637.47901015859]
["HARFORD02130704","HARFORD","02130704",7038.9723106214406,7802.3939725801702,5040.5035118915903,1671.0150930812679,1671.0150930812679,6546.2442488779398,7256.2263944995575,4687.6682660591787,1574.0962176825542,235.56690213479189,0,2536.9151038038199]
["HARFORD02130705","HARFORD","02130705",11989.948276298066,12650.478086991314,6442.5978044754866,2077.5135533436369,2077.5135533436369,11150.651896957201,11764.944620901921,5991.6159581622032,1957.0177672497057,486.94766332022107,0,1496.9420933648021]
["HARFORD02130706","HARFORD","02130706",10718.109332567799,10725.132870352296,5736.6761667912097,1861.604624171651,1861.604624171651,9967.8416792880525,9974.3735694276347,5335.1088351158241,1753.6315559696952,396.65287139754849,0,1963.5966374439461]
["HARFORD02130801","HARFORD","02130801",3582.2442503041329,3984.2710710640349,2379.7495244191309,782.85885134860496,782.85885134860496,3331.4871527828436,3705.3720960895521,2213.1670577097916,737.45303797038582,131.83403010137553,0,1103.2620094296581]
["HARFORD02130804","HARFORD","02130804",10626.540382191761,9174.5921063880196,5891.8988502925295,1952.253945492756,1952.253945492756,9882.6825554383358,8532.3706589408575,5479.4659307720522,1839.0232166541759,281.73112620393459,0,2358.2458723547197]
["HARFORD02130805","HARFORD","02130805",10128.968757227391,6477.5017554833903,4357.6108898164803,1450.4747905353411,1450.4747905353411,9419.940944221471,6024.0766325995519,4052.5781275293261,1366.3472526842911,192.0273842626805,0,2002.8209776793828]
["HOWARD02130906","HOWARD","02130906",9384.0877238251705,10616.09116077728,6655.9402691901505,2208.0283239182299,2208.0283239182299,8727.2015831574081,9872.9647795228702,6190.0244503468393,2079.9626811309727,360.47124646530614,0,3004.6191218664999]
["HOWARD02130908","HOWARD","02130908",13523.64797448705,10849.68374465086,6760.3335689822397,2240.9924492745931,2240.9924492745931,12576.992616272955,10090.205882525299,6287.1102191534828,2111.0148872166665,368.80416242107071,0,2471.99481304036]
["HOWARD02131104","HOWARD","02131104",6519.6169336492703,8112.3817989879499,5156.9959710797993,1713.5509006479301,1713.5509006479301,6063.2437482938203,7544.515073058793,4796.0062531042131,1614.16494841035,268.50897022147376,0,2895.8247372690203]
["HOWARD02131105","HOWARD","02131105",9190.6616200627304,9470.3536305111993,5803.2700877464304,1919.7701754230652,1919.7701754230652,8547.3153066583382,8807.4288763754157,5397.0411816041797,1808.4235052485271,313.8040440785627,0,2767.1608373423796]
["HOWARD02131106","HOWARD","02131106",9333.0390335791199,8879.7828576164393,5439.2783231858002,1799.2983949302361,1799.2983949302361,8679.7263012285803,8258.1980575832895,5058.5288405627944,1694.9390880242822,296.97827741915216,0,2136.92931491134]
["HOWARD02131107","HOWARD","02131107",6852.1143018495095,7143.6624469621202,4714.3139231955101,1573.263468012251,1573.263468012251,6372.4663007200434,6643.6060756747711,4384.3119485718235,1482.0141868675403,230.309751687095,0,1765.026192701022]
["HOWARD02131108","HOWARD","02131108",12473.15374178883,9679.5964024342393,5897.5651696627801,1949.6366441656351,1949.6366441656351,11600.03297986361,9002.0246542638433,5484.7356077863851,1836.5577188040284,327.04714909858291,0,2082.4947153986641]
["KENT02130505","KENT","02130505",10764.184448673515,9580.7180404104274,5031.9522727651774,1630.3383374982759,1630.3383374982759,10010.691537266368,8910.0677775816985,4679.7156136716148,1535.7787139233758,359.61894188901306,0,1353.717781103951]
["KENT02130506","KENT","02130506",7216.4474901414633,4930.6212478264661,2828.421515791661,927.66603680215894,927.66603680215894,6711.2961658315608,4585.4777604786132,2630.4320096862448,873.86140666763367,174.34093213501717,0,989.30130233163197]
["KENT02130509","KENT","02130509",7603.2021072857624,6114.2627009577827,3469.6527385707591,1136.3444124087241,1136.3444124087241,7070.9779597757579,5686.2643118907381,3226.7770468708059,1070.436436489018,220.581779113718,0,1400.8397590606842]
["KENT02130510","KENT","02130510",8376.8613705651333,6412.8625038427763,3490.9762110517181,1136.8619425426191,1136.8619425426191,7790.4810746255725,5963.9621285737812,3246.607876278098,1070.9239498751469,235.68862917445466,0,1108.2992229034801]
["KENT02130610","KENT","02130610",8504.0937064746631,6153.2364786624585,3490.2204827251926,1143.0130775609091,1143.0130775609091,7908.8071470214363,5722.509925156085,3245.905048934429,1076.7183190623762,228.86663395386068,0,1206.4285426880031]
["KENT02130611","KENT","02130611",8995.6218013672205,6778.1176133422487,3775.0566360508569,1233.2509915564351,1233.2509915564351,8365.9282752715135,6303.6493804082902,3510.8026715272968,1161.7224340461617,247.14531602384221,0,1225.462156127875]
["MONTGOMERY02131107","MONTGOMERY","02131107",9815.5463112705802,9360.0943026076093,5858.9530265937101,1941.9231838817022,1941.9231838817022,9128.4580694816395,8704.8877014250775,5448.8263147321504,1829.2916392165632,318.26615238786013,0,2182.4777071430499]
["MONTGOMERY02131108","MONTGOMERY","02131108",12280.63894712181,9394.1220851079397,5805.4853139602001,1921.2675088066007,1921.2675088066007,11420.994220823282,8736.5335391503831,5399.101341982986,1809.8339932958179,324.34935630092622,0,2003.8313989105291]
["MONTGOMERY02140202","MONTGOMERY","02140202",10314.71190610807,8914.9040053935896,5301.0149354106097,1746.094316124867,1746.094316124867,9592.6820726805054,8290.8607250160385,4929.9438899318666,1644.8208457896246,321.30914186363628,0,2100.594314004818]
["MONTGOMERY02140205","MONTGOMERY","02140205",6896.9538272370191,8607.7139362245707,5342.9287968550507,1769.127736751167,1769.127736751167,6414.1670593304279,8005.1739606888505,4968.9237810751965,1666.5183280195993,296.537364788079,0,2615.12910629108]
["MONTGOMERY02140206","MONTGOMERY","02140206",3565.2335860718904,4225.8434891601601,2969.7293020659899,996.96372646000998,996.96372646000998,3315.667235046858,3930.0344449189488,2761.8482509213704,939.13983032532929,124.92157570735111,0,1502.836959614044]
["MONTGOMERY02140207","MONTGOMERY","02140207",6186.2758813850596,8109.3414080684397,5038.9802887732403,1668.701982756605,1668.701982756605,5753.2365696881052,7541.6875095036485,4686.2516685591127,1571.9172677567217,288.65915799231578,0,2576.5510037815802]
["MONTGOMERY02140208","MONTGOMERY","02140208",11822.019813265641,6631.9845774175701,5909.2173352406298,1954.0292334368871,1954.0292334368871,10994.478426337044,6167.7456569983397,5495.5721217737855,1840.6955378975476,324.93637594990093,0,2457.53181954916]
[{"$f":"CONCATENATE(B131,C131)","v":"MONTGOMERY02140302"},"MONTGOMERY","02140302",15634.49263888854,11530.949128678429,7183.8537423035104,2379.7300361765438,2379.7300361765438,14540.07815416634,10723.782689670939,6680.9839803422637,2241.7056940783041,389.07055795224449,0,2626.2931576105302]
["PRINCE GEORGES02131101","PRINCE GEORGES","02131101",10082.086666413479,9160.25994044254,5381.4242141192499,1756.3626288818418,1756.3626288818418,9376.340599764535,8519.0417446115607,5004.7245191309021,1654.4935964066949,319.48229494705299,0,1496.083060387137]
["PRINCE GEORGES02131102","PRINCE GEORGES","02131102",10223.86457838153,9244.3473039628298,5568.2977600705199,1821.0591357721919,1821.0591357721919,9508.1940578948233,8597.2429926854311,5178.516916865583,1715.4377058974046,307.89293260563102,0,1674.7509383023021]
["PRINCE GEORGES02131103","PRINCE GEORGES","02131103",9130.5322420453595,10201.210711351279,6133.5819156860398,2005.678644651535,2005.678644651535,8491.3949851021844,9487.1259615566887,5704.2311815880166,1889.3492832617458,339.4382016597533,0,2402.35209816816]
["PRINCE GEORGES02131104","PRINCE GEORGES","02131104",5578.5396379008698,6784.6134628645104,4091.3539929655099,1338.1900977904302,1338.1900977904302,5188.0418632478086,6309.6905204639943,3804.9592134579243,1260.575072118585,223.83770436254861,0,1746.7787641216551]
["PRINCE GEORGES02131107","PRINCE GEORGES","02131107",3744.7639900060199,4126.71285492682,3134.4383406792231,1042.221224706773,1042.221224706773,3482.6305107055982,3837.8429550819428,2915.0276568316776,981.77239367378013,99.545656371740009,0,1171.1638513680971]
["PRINCE GEORGES02140102","PRINCE GEORGES","02140102",15327.774854848351,16865.93826715885,9044.1897587243602,2928.488143614622,2928.488143614622,14254.830615008965,15685.32258845773,8411.0964756136545,2758.6358312849738,625.90106183672788,0,1876.1581762185037]
["PRINCE GEORGES02140108","PRINCE GEORGES","02140108",9320.7484393169525,9738.7432987112225,5189.056738608715,1679.2510222131518,1679.2510222131518,8668.2960485647654,9057.0312678014361,4825.8227669061052,1581.854462924789,362.15869526380953,0,1096.8571068440579]
["PRINCE GEORGES02140111","PRINCE GEORGES","02140111",8258.4207439888887,8985.0452650025272,4943.485747286034,1604.3983733707742,1604.3983733707742,7680.331291909667,8356.0920964523502,4597.4417449760113,1511.3432677152691,320.71295740848223,0,1433.130335880076]
["PRINCE GEORGES02140201","PRINCE GEORGES","02140201",6827.5132934221001,8417.6833208606204,4945.8706969879895,1614.183697422515,1614.183697422515,6349.587362882553,7828.4454884003762,4599.6597481988301,1520.5610429720091,287.95047760013563,0,1726.117444771661]
["PRINCE GEORGES02140203","PRINCE GEORGES","02140203",7553.8357187726597,9253.8388054685802,5324.7953537695503,1734.8036760297689,1734.8036760297689,7025.0672184585728,8606.0700890857788,4952.0596790056807,1634.1850628200423,325.80596208724938,0,1866.7704309085971]
["PRINCE GEORGES02140204","PRINCE GEORGES","02140204",6793.2017865034795,8816.6189560225994,5531.9602386264905,1814.9726779389839,1814.9726779389839,6317.6776614482351,8199.4556291010158,5144.7230219226358,1709.7042626185228,283.62808267244577,0,3026.0713076409202]
["PRINCE GEORGES02140205","PRINCE GEORGES","02140205",5498.8316944532698,7069.70965509488,4465.2233162113498,1465.7515420355189,1465.7515420355189,5113.9134758415403,6574.8299792382386,4152.6576840765556,1380.7379525974588,221.90862220505599,0,2489.8255339806801]
["QUEEN ANNES02130404","QUEEN ANNES","02130404",9490.5359607863047,8073.0968134845716,4188.3099562353527,1354.1719936934826,1354.1719936934826,8826.1984435312643,7507.9800365406518,3895.1282592988782,1275.6300180592605,305.80119942985414,0,975.3503980518451]
["QUEEN ANNES02130405","QUEEN ANNES","02130405",11660.657768810572,8421.3427539739096,4427.1547772853619,1434.0208724510271,1434.0208724510271,10844.41172499383,7831.8487611957362,4117.2539428753862,1350.8476618488676,316.96945823073577,0,1285.6030466769171]
["QUEEN ANNES02130501","QUEEN ANNES","02130501",6235.1301539016285,6615.6225264513705,3566.501468503106,1159.1496047077189,1159.1496047077189,5798.6710431285146,6152.5289495997749,3316.8463657078883,1091.9189276346713,241.83718133754874,0,1217.1450697332011]
["QUEEN ANNES02130503","QUEEN ANNES","02130503",4628.0739203044222,3557.6846024526558,2046.484483428721,670.73303055232202,670.73303055232202,4304.1087458831125,3308.64668028097,1903.2305695887105,631.83051478028733,124.68767686234276,0,683.76471710199894]
["QUEEN ANNES02130504","QUEEN ANNES","02130504",7985.9373233504912,7741.7010793524896,4096.9801911539544,1328.2753602960049,1328.2753602960049,7426.9217107159557,7199.7820037978154,3810.191577773177,1251.2353893988366,287.95452854817,0,1211.8534414029029]
["QUEEN ANNES02130505","QUEEN ANNES","02130505",4321.1012754668009,3834.180707837264,2205.8856249084911,722.97400729602305,722.97400729602305,4018.6241861841245,3565.7880582886555,2051.4736311648967,681.04151487285367,134.6375800080128,0,799.49133927594994]
["QUEEN ANNES02130507","QUEEN ANNES","02130507",7910.3896229571292,6315.0966369413054,3444.5366802321169,1121.2880084157691,1121.2880084157691,7356.6623493501293,5873.0398723554135,3203.4191126158685,1056.2533039276545,232.82842743046018,0,1102.918413383911]
["QUEEN ANNES02130508","QUEEN ANNES","02130508",9684.5424836399106,7322.4004883310081,3911.8491108175213,1269.8854631572519,1269.8854631572519,9006.624509785117,6809.8324541478369,3638.0196730602943,1196.2321062941314,274.14759818229055,0,1158.695174973401]
["QUEEN ANNES02130509","QUEEN ANNES","02130509",4685.2707046149317,3655.9508516234941,2041.474958182863,666.586608737495,666.586608737495,4357.3017552918864,3400.0342920098492,1898.5717111100626,627.9245854307203,133.73215890435407,0,657.45069795022005]
["QUEEN ANNES02130510","QUEEN ANNES","02130510",9278.6013951284094,7431.9587227760794,3896.1441719189029,1261.5341474766039,1261.5341474766039,8629.09929746942,6911.7216121817546,3623.4140798845797,1188.365166922961,280.5236473873191,0,1068.1233677743419]
["QUEEN ANNES02130511","QUEEN ANNES","02130511",5640.623255822331,6516.0485720429615,3533.542938517905,1149.3623255544651,1149.3623255544651,5245.7796279147669,6059.9251719999538,3286.1949328216515,1082.699310672306,236.34815697985997,0,1152.588048088244]
["SOMERSET02130201","SOMERSET","02130201",9684.6599851884203,9350.6680766594109,4841.5420875735617,1572.0649962653761,1572.0649962653761,9006.7337862252298,8696.121311293251,4502.6341414434119,1480.8852264819843,355.18655969097529,0,1157.05518922704]
["SOMERSET02130202","SOMERSET","02130202",5159.048492311741,5142.3856923282237,2774.9450393995712,911.15069744602806,911.15069744602806,4797.9150978499192,4782.4186938652474,2580.6988866416009,858.30395699415828,187.78223765932904,0,771.06812638721999]
["SOMERSET02130204","SOMERSET","02130204",8917.3288727053659,9520.7142192027768,4897.5222468215197,1587.3544686564737,1587.3544686564737,8293.1158516159885,8854.2642238585813,4554.6956895440126,1495.2879094743982,363.64921506605884,0,956.24357543021301]
["SOMERSET02130206","SOMERSET","02130206",7107.0258239958348,8673.8205010985475,4434.9160925115448,1434.9741248593828,1434.9741248593828,6609.5340163161254,8066.6530660216476,4124.4719660357359,1351.7456256175385,333.57542087067156,0,994.4593802458063]
["SOMERSET02130207","SOMERSET","02130207",20351.311686565652,3862.5334908837053,18468.531846414171,5958.3004174886182,5958.3004174886182,18926.719868506054,3592.1561465218456,17175.734617165181,5612.7189932742785,1414.5618258758486,0,2302.0577011937366]
["SOMERSET02130208","SOMERSET","02130208",5558.1711466058814,5689.2191941823548,3018.5128129247273,986.67495786310701,986.67495786310701,5169.0991663434697,5290.9738505895903,2807.2169160199965,929.44781030704667,211.22285208554052,0,750.70766103881601]
["SOMERSET02130301","SOMERSET","02130301",2984.7371427433341,2530.5153391120089,1397.4417398885112,461.60671224520672,461.60671224520672,2775.8055427513004,2353.379265374168,1299.6208180963151,434.83352293498467,91.549274712879892,0,422.22573750865399]
["SOMERSET02130302","SOMERSET","02130302",8114.6931606335311,8515.0502723676345,4427.9708507757123,1439.4961300975478,1439.4961300975478,7546.6646393891833,7918.9967533019008,4118.0128912214113,1356.0053545518902,322.40035049958891,0,1050.946517391189]
["SOMERSET02130303","SOMERSET","02130303",6881.3719804376324,7337.1861955923205,3806.0758257393318,1236.4822176464224,1236.4822176464224,6399.6759418069978,6823.5831619008577,3539.6505179375786,1164.7662490229297,278.44177064619004,0,855.75974681797004]
["SOMERSET02139998","SOMERSET","02139998",582.04913858689497,582.05130942985704,582.04773848261095,214.267572598236,214.267572598236,541.30569888581226,541.30771776976701,541.30439678882817,201.84005338753829,2.4296187444092801,0,487.89707519838799]
["ST MARYS02131101","ST MARYS","02131101",7778.4125316436002,7952.4650275571594,4604.9703236914002,1504.299180161189,1504.299180161189,7233.9236544285477,7395.7924756281582,4282.6224010330016,1417.04982771184,285.99713949371778,0,1419.5620403599978]
["ST MARYS02140101","ST MARYS","02140101",4552.1694410970349,4185.2907893167194,2433.9733599445622,795.47821004590605,795.47821004590605,4233.5175802202421,3892.3204340645484,2263.5952247484429,749.34047386324346,143.58215159823459,0,781.96639077390898]
["ST MARYS02140103","ST MARYS","02140103",6519.3952772053799,6934.2404581893907,3939.6783885020172,1284.448164576813,1284.448164576813,6063.0376078010031,6448.8436261161332,3663.9009013068753,1209.9501710313577,246.18007468926908,0,1310.3117308826679]
["ST MARYS02140104","ST MARYS","02140104",9901.2784194798896,9897.3951377760186,5586.8644543049804,1820.5414821034028,1820.5414821034028,9208.1889301162955,9204.5774781316977,5195.7839425036309,1714.9500761414056,353.98853594155031,0,1754.5614066094779]
["ST MARYS02140105","ST MARYS","02140105",9451.6152055747261,8131.0161480743091,4535.0198014819016,1476.0093526324299,1476.0093526324299,8790.0021411844955,7561.8450177091072,4217.5684153781685,1390.400810179749,293.34324346431595,0,1371.0639946916401]
["ST MARYS02140106","ST MARYS","02140106",10809.832090367019,9614.64615404291,5484.6718074479195,1789.124542565542,1789.124542565542,10053.143844041328,8941.6209232599049,5100.744780926565,1685.3553190967405,343.54344689161218,0,1810.7045316733661]
["ST MARYS02140107","ST MARYS","02140107",4101.4664626506801,3209.0550010288152,1881.755598967381,615.48556710262494,615.48556710262494,3814.3638102651325,2984.4211509567976,1750.0327070396643,579.78740421067266,112.02873684263712,0,787.49884261339798]
["TALBOT02130403","TALBOT","02130403",15886.045045301807,14415.311903222091,7442.7015599094084,2404.3628556719773,2404.3628556719773,14774.02189213068,13406.240069996544,6921.7124507157496,2264.9098100430024,550.29227897206226,0,2228.598239498232]
["TALBOT02130404","TALBOT","02130404",10884.128548691429,7977.6615794812169,4206.1064701765135,1362.572904309279,1362.572904309279,10122.239550283028,7419.2252689175311,3911.6790172641572,1283.5436758593405,303.8633629045986,0,1241.2237824694669]
["TALBOT02130405","TALBOT","02130405",10843.681497910971,7708.8458962459208,4057.5173999547924,1314.157064966686,1314.157064966686,10084.623793057202,7169.2266835087066,3773.4911819579565,1237.9359551986181,293.85222146175551,0,1222.3521243913642]
["TALBOT02130501","TALBOT","02130501",19260.054079479749,16362.123594450559,8452.6316511798432,2730.8383094211381,2730.8383094211381,17911.850293916166,15216.774942839018,7860.9474355972534,2572.4496874747119,622.75166793208757,0,2133.9026669451941]
["TALBOT02130502","TALBOT","02130502",6040.8002951137241,5414.9698148541902,2968.5004350919849,966.47939221786396,966.47939221786396,5617.9442744557637,5035.9219278143964,2760.7054046355461,910.42358746922787,195.644587601452,0,924.21603818326901]
["TALBOT02130503","TALBOT","02130503",8718.5406022461793,6405.7710831154163,3489.3026421341938,1135.1493473091971,1135.1493473091971,8108.2427600889459,5957.3671072973366,3245.0514571847998,1069.3106851652635,238.34176008996215,0,1065.595662947685]
["WASHINGTON02140301","WASHINGTON","02140301",8348.1385992212799,6534.1467508419801,4881.2171699915398,1712.6582401464279,1712.6582401464279,7763.7688972757896,6076.7564782830414,4539.531968092132,1613.3240622179351,179.22850329853111,0,2137.3550537454639]
["WASHINGTON02140501","WASHINGTON","02140501",8374.7900736848405,6717.2738660863997,4458.0810313626407,1530.904630160971,1530.904630160971,7788.5547685269012,6247.0646954603517,4146.0153591672552,1442.1121616116347,208.4320974007673,0,1905.16474481816]
["WASHINGTON02140502","WASHINGTON","02140502",9535.3607976354506,7350.8753967224602,5064.5293346674298,1751.604942608458,1751.604942608458,8867.885541800968,6836.3141189518883,4710.0122812407099,1650.0118559371674,224.90308026355979,0,2281.8990039265218]
["WASHINGTON02140503","WASHINGTON","02140503",5563.6360280983499,4144.6997385363802,2703.7707392535599,925.34884818488501,925.34884818488501,5174.1815061314655,3854.5707568388329,2514.5067875058103,871.67861499016158,126.2916506082168,0,1300.6491073428251]
["WASHINGTON02140504","WASHINGTON","02140504",4572.1666282513397,3586.6738997623597,2436.4870340360403,840.45511083250608,840.45511083250608,4252.1149642737455,3335.6067267789945,2265.9329416535174,791.7087144042207,114.3461472039356,0,1219.2138077649738]
["WASHINGTON02140505","WASHINGTON","02140505",10918.18592246301,6865.1483272543592,4327.5539617088798,1470.7892256689991,1470.7892256689991,10153.912907890599,6384.5879443465547,4024.6251843892583,1385.4834505801969,255.31103364394352,0,1829.7489825465241]
["WASHINGTON02140506","WASHINGTON","02140506",14093.691275221559,11748.892489931141,7497.0053534902891,2554.4069245230498,2554.4069245230498,13107.132885956049,10926.470015635959,6972.2149787459693,2406.2513229007127,392.6184372594231,0,2904.9471403849393]
["WASHINGTON02140507","WASHINGTON","02140507",2720.2502855510202,2720.2497999570801,2720.2506684592599,995.33281215221598,995.33281215221598,2529.8327655624485,2529.8323139600843,2529.8331216671118,937.60350904738743,41.213397227330198,0,1663.0238104981599]
["WASHINGTON02140508","WASHINGTON","02140508",11914.587578078939,10543.07184101719,6863.9641826307598,2348.13338335971,2348.13338335971,11080.566447613413,9805.0568121459855,6383.4866898466062,2211.9416471248464,336.20695497878063,0,2400.65271614226]
["WASHINGTON02140509","WASHINGTON","02140509",14986.61018980496,11378.49070120778,7392.1569538991498,2527.84283737445,2527.84283737445,13937.54747651861,10581.996352123235,6874.7059671262086,2381.2279528067315,354.4003990653618,0,3088.7215095115398]
["WASHINGTON02140510","WASHINGTON","02140510",13105.76855369749,11609.751529667679,8243.6361641196709,2866.8892171340299,2866.8892171340299,12188.364754938666,10797.068922590941,7666.5816326312925,2700.6096425402557,315.113911598394,0,3526.0877400997633]
["WICOMICO02130203","WICOMICO","02130203",7107.5271906965245,6209.895422766198,3255.2191570856971,1056.295028149764,1056.295028149764,6610.000287347767,5775.2027431725637,3027.3538160896983,995.02991651707771,233.59962323448508,0,883.37911430926295]
["WICOMICO02130204","WICOMICO","02130204",4526.6100388884452,4631.2910860658321,2352.6245266288674,758.89274126748785,758.89274126748785,4209.7473361662533,4307.1007100412235,2187.940809764847,714.87696227397339,179.02113005593816,0,499.95815311689233]
["WICOMICO02130205","WICOMICO","02130205",7741.6415718271228,8362.8242526738413,4303.5185871916074,1391.6223289084132,1391.6223289084132,7199.7266617992236,7777.4265549866723,4002.2722860881941,1310.9082338317251,319.15968363974838,0,865.85226483935605]
["WICOMICO02130301","WICOMICO","02130301",4662.827082705131,5685.2114777401639,2971.339982490611,963.60817267062271,963.60817267062271,4336.4291869157714,5287.2466742983524,2763.3461837162681,907.71889865572655,214.61480329785695,0,712.02492688331301]
["WICOMICO02130303","WICOMICO","02130303",6982.7210606909421,6202.9922905890326,3252.96206764422,1055.6312868339169,1055.6312868339169,6493.930586442576,5768.7828302478001,3025.2547229091242,994.40467219754964,232.95839855717023,0,869.31651803519401]
["WICOMICO02130304","WICOMICO","02130304",6889.6089167111932,7217.8487930352721,3726.6309028187011,1205.8127048694873,1205.8127048694873,6407.3362925414094,6712.5993775228026,3465.7667396213919,1135.8755679870569,275.70279033684858,0,931.84116079283103]
[{"$f":"CONCATENATE(B195,C195)","v":"WICOMICO02130305"},"WICOMICO","02130305",4064.7874367941999,3888.2835027274209,2073.6743008426679,675.02284290328271,675.02284290328271,3780.2523162186053,3616.103657536501,1928.517099783681,635.87151801489233,143.88860140198446,0,521.45755436184697]
["WORCESTER02130103","WORCESTER","02130103",5548.556110848358,5554.076427027393,2937.7187977619278,956.85941750478298,956.85941750478298,5160.1571830889734,5165.2910771354755,2732.0784819185928,901.36157128950549,207.04763017271944,0,665.71018365427994]
["WORCESTER02130105","WORCESTER","02130105",7957.0666363760838,7951.2992837444162,4155.7915772228444,1350.0103144208572,1350.0103144208572,7400.0719718297578,7394.7083338823068,3864.8861668172449,1271.7097161844472,300.10217189055754,0,924.03850862921604]
["WORCESTER02130106","WORCESTER","02130106",4986.5171830488198,5168.3859505559212,2774.1427927788031,906.49216360500304,906.49216360500304,4637.4609802354016,4806.5989340170063,2579.9527972842866,853.91561811591282,190.87372356593431,0,661.66658145754502]
["WORCESTER02130202","WORCESTER","02130202",4557.6631410563086,4620.5304728317815,2472.4914461249241,807.38361418971704,807.38361418971704,4238.626721182367,4297.0933397335566,2299.417044896179,760.55536456671337,170.7450495688536,0,658.65885556177398]
["WORCESTER02130203","WORCESTER","02130203",6752.8113736122159,6752.6878553859087,3546.7551874923911,1153.4348659628149,1153.4348659628149,6280.1145774593606,6279.9997055088952,3298.4823243679234,1086.5356437369717,253.574901031639,0,794.87434614174799]
["WORCESTER02130204","WORCESTER","02130204",8649.2008294491388,11644.772088207783,5943.9046085182326,1920.5060830435752,1920.5060830435752,8043.7567713876988,10829.638042033235,5527.8312859219568,1809.1167302270478,448.86556881355864,0,861.961817417681]
["WORCESTER02130205","WORCESTER","02130205",8678.3336167583166,10729.434452131956,5509.7087065364149,1782.6793470885104,1782.6793470885104,8070.8502635852328,9978.3740404827204,5124.0290970788656,1679.2839449573767,411.50345414284823,0,915.93783646985207]
["ALLEGANYPOTTF_MD","ALLEGANY","POTTF_MD",12239.563772011161,12450.110994015271,7921.6642393523907,2556.0508751791899,2556.0508751791899,11382.794307970378,11578.6032244342,7367.1477425977228,2407.7999244187968,403.00822569253899,0,2670.3804822037991]
["ANNE ARUNDELCB3MH","ANNE ARUNDEL","CB3MH",7176.6218510230929,9233.4492528323008,5068.7007294488749,1638.4233535944381,1638.4233535944381,6674.2583214514761,8587.1078051340392,4713.8916783874538,1543.3947990859606,329.30754901717182,0,1424.2347147695491]
["ANNE ARUNDELCB4MH","ANNE ARUNDEL","CB4MH",7940.1371322796094,8652.7856309377603,4892.1275482189394,1583.585673622114,1583.585673622114,7384.3275330200368,8047.0906367721163,4549.6786198436139,1491.7377045520311,312.55831709183349,0,1582.160252297675]
["ANNE ARUNDELMAGMH","ANNE ARUNDEL","MAGMH",2730.0613882577577,3901.9241455578413,2274.8397430993359,737.41870151549904,737.41870151549904,2538.9570910797147,3628.789455368792,2115.6009610823821,694.64841682760004,136.43104684090295,0,798.945444147579]
["ANNE ARUNDELPATMH","ANNE ARUNDEL","PATMH",3469.4590716628218,4653.6503599460257,2783.6512437365241,903.400844766212,903.400844766212,3226.5969366464242,4327.8948347498035,2588.7956566749672,851.00359576977166,154.65206137633049,0,1375.343097794615]
["ANNE ARUNDELPAXOH","ANNE ARUNDEL","PAXOH",10240.627772621179,8761.1864289004807,5431.9946668370703,1765.653821735669,1765.653821735669,9523.7838285376965,8147.903378877445,5051.7550401584749,1663.245900075,284.2077570475987,0,1892.668789933618]
["ANNE ARUNDELPAXTF","ANNE ARUNDEL","PAXTF",9115.6263065831608,9028.3212564680089,5223.2631817005804,1692.586870624908,1692.586870624908,8477.5324651223382,8396.3387685152484,4857.6347589815396,1594.4168321286634,312.28486772290614,0,1747.5140329124511]
["ANNE ARUNDELRHDMH","ANNE ARUNDEL","RHDMH",10069.850207466341,9632.4767880353302,5794.26314019028,1880.925336063136,1880.925336063136,9364.9606929436959,8958.2034128728556,5388.6647203769598,1771.831666571474,321.99895503133121,0,1920.289437673167]
["ANNE ARUNDELSEVMH","ANNE ARUNDEL","SEVMH",4710.2198504920698,6404.5100226688501,3723.7828693356496,1206.960860610521,1206.960860610521,4380.5044609576244,5956.19432108203,3463.1180684821538,1136.9571306951107,231.6352816648745,0,1415.5857978270669]
["ANNE ARUNDELSOUMH","ANNE ARUNDEL","SOUMH",4276.51677070598,4884.9001799627895,2990.0154337814402,971.35628346174201,971.35628346174201,3977.1605967565606,4542.9571673653945,2780.714353416739,915.01761902096098,165.89647084068849,0,1187.7525730528359]
["ANNE ARUNDELWSTMH","ANNE ARUNDEL","WSTMH",5914.6282701470509,4893.258893205938,2929.815057611987,950.87857114525491,950.87857114525491,5500.6042912367566,4550.7307706815218,2724.7280035791478,895.72761401883008,168.66499076308622,0,1072.6463995315551]
["BALTIMOREBACOH","BALTIMORE","BACOH",3719.1363631542099,4661.8126586737599,3060.2082523244899,1026.2454592906929,1026.2454592906929,3458.7968177334151,4335.485772566597,2845.9936746617755,966.72322265183266,136.52487362379702,0,1862.520463449395]
["BALTIMORECB1TF","BALTIMORE","CB1TF",16158.26846531617,12737.487092521671,8224.3318508207904,2752.0033062438297,2752.0033062438297,15027.189672744036,11845.862996045154,7648.6286212633349,2592.3871144816876,391.75594131735886,0,3196.5295786978299]
["BALTIMORECB2OH","BALTIMORE","CB2OH",11523.158477914552,12123.448958340094,6308.0538825780022,2042.8656759951709,2042.8656759951709,10716.537384460533,11274.807531256285,5866.4901107975411,1924.3794667874511,460.67347533807276,0,1676.197496922638]
["BALTIMORECB3MH","BALTIMORE","CB3MH",8025.908365672346,9858.264647331931,5120.5453861345686,1657.870045525354,1657.870045525354,7464.0947800752811,9168.1861220186947,4762.1072091051483,1561.7135828848834,372.71316639350175,0,1184.000692283113]
["BALTIMOREGUNOH","BALTIMORE","GUNOH",9369.7164664496195,8920.67098500867,5812.2823774499302,1947.2476129480181,1947.2476129480181,8713.8363137981469,8296.2240160580623,5405.4226110284344,1834.3072513970328,276.41494068724182,0,2357.8730182892386]
["BALTIMOREMIDOH","BALTIMORE","MIDOH",2915.0084870541091,3782.9974321423688,2110.5938660440693,691.40829833624093,691.40829833624093,2710.9578929603213,3518.1876118924029,1962.8522954209841,651.30661703273893,132.961335774601,0,946.15295008946691]
["BALTIMOREPATMH","BALTIMORE","PATMH",6206.89577304044,7111.4007256037503,4548.7981623340602,1520.206959231851,1520.206959231851,5772.413068927608,6613.6026748114873,4230.3822909706751,1432.0349555964035,230.91040913174947,0,2129.9454133025001]
["BALTIMORE CITYBACOH","BALTIMORE CITY","BACOH",4232.9662438078103,5063.7051934757401,3392.4246178755702,1173.4836065985601,1173.4836065985601,3936.6586067412632,4709.245829932438,3154.9548946242803,1105.4215574158434,155.86544910135439,0,1936.933073964075]
["BALTIMORE CITYPATMH","BALTIMORE CITY","PATMH",2693.8153156613698,3335.0439255564297,2379.116103110046,833.33532026255705,833.33532026255705,2505.2482435650741,3101.5908507674794,2212.5779758923427,785.00187168732873,100.0505231187266,0,1708.9039990300269]
["CALVERTCB4MH","CALVERT","CB4MH",10227.01511768286,12634.743951002551,7534.2749016447497,2460.6045548417533,2460.6045548417533,9511.1240594450592,11750.311874432369,7006.8756585296169,2317.8894906609312,431.3177643278334,0,2489.7254305752399]
["CALVERTCB5MH_MD","CALVERT","CB5MH_MD",4691.5151600491299,7106.7688696417499,4477.9757849479502,1468.307483366036,1468.307483366036,4363.1090988456908,6609.2950487668277,4164.517480001593,1383.1456493308058,226.23458673889382,0,1266.3989500868111]
["CALVERTPAXMH","CALVERT","PAXMH",8645.1482942799394,8849.2346447622094,5065.59155351766,1648.94243689412,1648.94243689412,8039.9879136803429,8229.7882196288556,4711.0001447714239,1553.3037755542609,313.59564523744189,0,1601.8709906861041]
["CALVERTPAXOH","CALVERT","PAXOH",8718.066817459181,9396.7594395483211,5532.4005742460104,1805.008682555206,1805.008682555206,8107.8021402370368,8738.9862787799375,5145.1325340487892,1700.3181789670039,335.86260099460191,0,1850.0282288085059]
["CALVERTPAXTF","CALVERT","PAXTF",8220.1272478483297,9059.3626355740398,5441.3128151026995,1778.0732815777051,1778.0732815777051,7644.7183404989464,8425.207251083857,5060.42091804551,1674.9450312461981,315.76145545437146,0,1759.0985856818729]
["CAROLINECHOOH","CAROLINE","CHOOH",12158.085022472973,9023.3290385354994,4628.200446822967,1494.0817583116363,1494.0817583116363,11307.019070899865,8391.6960058380137,4304.2264155453586,1407.4250163295612,348.11510641152807,0,1379.495402405111]
["CAROLINECHOTF","CAROLINE","CHOTF",10939.94995567249,8453.2410832761307,4383.4490558774496,1417.2816550763739,1417.2816550763739,10174.153458775414,7861.5142074468004,4076.6076219660276,1335.0793190819443,321.6926911598465,0,1290.1879032746961]
["CAROLINENANOH","CAROLINE","NANOH",12091.610423464481,9935.2199474888712,5098.2031604403846,1645.9145776741932,1645.9145776741932,11245.197693821965,9239.7545511646495,4741.3289392095567,1550.4515321690901,380.9361562658213,0,1379.029535887046]
["CAROLINENANTF_DE","CAROLINE","NANTF_DE",5250.1413654759099,3791.72860122773,1963.848421324524,634.8542039035724,634.8542039035724,4882.6314698925953,3526.3075991417882,1826.3790318318072,598.03266007716525,144.00417975673088,0,550.46000838701923]
["CARROLLCB1TF","CARROLL","CB1TF",7111.0967631346994,5807.2526737383696,4669.9084635962599,1571.8772596996521,1571.8772596996521,6613.3199897152699,5400.744986576683,4343.0148711445217,1480.708378637072,123.93228692758579,0,1977.8138257073679]
["CARROLLGUNOH","CARROLL","GUNOH",8439.0487828796795,7514.9172756632506,5182.5251062567295,1723.2673628462048,1723.2673628462048,7848.3153680781024,6988.8730663668221,4819.748348818759,1623.317855801125,219.47787555798561,0,2412.5093289378592]
["CARROLLPATMH","CARROLL","PATMH",7740.6560889093798,6976.8577817355499,4948.2566793789201,1649.2859180092969,1649.2859180092969,7198.8101626857224,6488.4777370140609,4601.8787118223954,1553.6273347647577,210.87318778377949,0,2366.27264814511]
["CARROLLPOTTF_MD","CARROLL","POTTF_MD",8193.8400135943994,5107.0065414615901,3403.1341912605503,1128.187591126258,1128.187591126258,7620.2712126427905,4749.5160835592787,3164.9147978723113,1062.7527108409349,158.84113487076229,0,1567.1971829509409]
["CECILBOHOH","CECIL","BOHOH",5641.4637952267685,3413.305493679763,2164.514819661174,716.65440662173103,716.65440662173103,5246.5613295608937,3174.3741091221796,2012.9987822848918,675.08845103767067,115.4619452729889,0,938.78548422864503]
["CECILC&DOH_MD","CECIL","C&DOH_MD",9729.0296300275495,7922.1024818331507,4474.9588996059802,1462.2710649956889,1462.2710649956889,9047.99755592562,7367.5553081048292,4161.7117766335605,1377.4593432259389,277.99403917965049,0,1462.973956113959]
["CECILCB1TF","CECIL","CB1TF",8150.2248397354497,8128.23575981053,5058.3876999998993,1671.406139033526,1671.406139033526,7579.7091009539681,7559.2592566237927,4704.3005609999063,1574.4645829695814,266.29374746919149,0,1921.6879100732922]
["CECILELKOH","CECIL","ELKOH",6161.1160112245998,6238.8865053612799,3878.9155949823298,1281.549385340483,1281.549385340483,5729.8378904388783,5802.1644499859904,3607.3915033335661,1207.219520990735,199.94858505046642,0,1535.2327067428469]
["CECILNORTF","CECIL","NORTF",8626.4805326171499,9112.4373874622197,5291.3883630383798,1734.7566686879059,1734.7566686879059,8022.6268953339495,8474.5667703398649,4920.9911776256931,1634.1407819040073,312.78393851776383,0,1914.6794520408309]
["CECILSASOH","CECIL","SASOH",6153.6435899731332,4146.0527980142215,2500.567953961865,823.38324211591498,823.38324211591498,5722.8885386750135,3855.8291021532264,2325.5281971845343,775.62701407319196,151.7469889956474,0,935.90174307099005]
["CHARLESMATTF","CHARLES","MATTF",8243.6340596964092,9604.1762841769414,5383.0265626642495,1765.186062392291,1765.186062392291,7666.5796755176607,8931.8839442845547,5006.2147032777521,1662.8052707735378,345.48832119444239,0,1759.5929879228388]
["CHARLESPAXMH","CHARLES","PAXMH",9938.5160628479498,10510.3023014069,6187.4871103571004,2044.4833227291429,2044.4833227291429,9242.8199384485924,9774.5811403084172,5754.3630126321023,1925.9032900108527,375.16903025121042,0,1902.40728514784]
["CHARLESPOTMH_MD","CHARLES","POTMH_MD",9947.1029529671396,9249.0881534464497,5176.9520990143001,1697.2406103099411,1697.2406103099411,9250.8057462594388,8601.651982705198,4814.5654520832986,1598.8006549119643,336.88160376347747,0,1586.478028459273]
["CHARLESPOTOH1_MD","CHARLES","POTOH1_MD",7773.4841356724201,7505.8611651767278,4181.3182551701193,1369.7858113566999,1369.7858113566999,7229.3402461753503,6980.4508836143559,3888.6259773082102,1290.3382342980115,278.58711658177339,0,1076.5533827159029]
["CHARLESPOTOH2_MD","CHARLES","POTOH2_MD",8146.4500651020298,8792.7695064222899,5022.0952913987903,1651.7354233529222,1651.7354233529222,7576.1985605448872,8177.275640972729,4670.5486210008748,1555.9347687984525,319.22777455624157,0,1667.059214065504]
["CHARLESPOTOH3_MD","CHARLES","POTOH3_MD",10155.440237013072,10180.528216120265,5591.8714751845437,1827.7001561717,1827.7001561717,9444.5594204221543,9467.8912409918448,5200.4404719216254,1721.6935471137413,373.66339387598333,0,1385.2915899547029]
["CHARLESPOTTF_MD","CHARLES","POTTF_MD",9150.3601220585497,10150.40260695174,5602.7189406058205,1832.708943160399,1832.708943160399,8509.8349135144508,9439.8744244651189,5210.5286147634124,1726.4118244570959,367.06387614230078,0,1475.37263562059]
["DORCHESTERCB4MH","DORCHESTER","CB4MH",32576.287769324645,45484.087743331525,22937.074928989154,7386.6179213753476,7386.6179213753476,30295.947625471916,42300.201601298315,21331.479683959911,6958.1940819355768,1767.2791333311357,0,3005.9667887735532]
["DORCHESTERCB5MH_MD","DORCHESTER","CB5MH_MD",40130.491607526528,61682.169342253321,31044.053375641015,9994.3621088994169,9994.3621088994169,37321.357194999669,57364.417488295585,28870.969639346142,9414.6891065832497,2401.0592546117296,0,4803.4448279431444]
["DORCHESTERCHOMH1","DORCHESTER","CHOMH1",10856.357193851552,9436.2781781380927,4912.1504013240174,1589.4236850737539,1589.4236850737539,10096.412190281944,8775.7387056684256,4568.2998732313363,1497.2371113394761,356.37434080375954,0,1182.5544475585909]
["DORCHESTERCHOMH2","DORCHESTER","CHOMH2",3756.645163253339,3396.8456527660192,1875.379817618413,611.90010819965801,611.90010819965801,3493.6800018256049,3159.066457072398,1744.1032303851239,576.40990192407787,122.21685604593415,0,554.59222475266699]
["DORCHESTERCHOOH","DORCHESTER","CHOOH",10135.24636416425,8005.2970894031132,4157.5654496637981,1344.803414842451,1344.803414842451,9425.7791186727518,7444.9262931448948,3866.5358681873317,1266.8048167815887,305.4259592519374,0,1187.2844384863708]
["DORCHESTERFSBMH","DORCHESTER","FSBMH",33457.046828372455,48868.756859390654,24607.256032777732,7922.6840247456303,7922.6840247456303,31115.053550386383,45447.943879233309,22884.748110483288,7463.1683513103835,1901.7643276690371,0,3384.661418536502]
["DORCHESTERHNGMH","DORCHESTER","HNGMH",13668.382414874082,19529.887570192575,9918.7186428736459,3197.6388214974654,3197.6388214974654,12711.595645832896,18162.795440279097,9224.4083378724899,3012.1757698506126,754.23401025263638,0,1861.315118985204]
["DORCHESTERLCHMH","DORCHESTER","LCHMH",16490.082962865214,15082.522640381447,7729.4010234618827,2495.2130915224961,2495.2130915224961,15335.777155464648,14026.746055554746,7188.3429518195499,2350.4907322141917,577.74911626824189,0,1643.2211285938131]
["DORCHESTERNANMH","DORCHESTER","NANMH",40590.202205682253,71457.996261846652,35894.985727737665,11552.683064894754,11552.683064894754,37748.888051284499,66455.936523517375,33382.33672679602,10882.627447130859,2786.5167775813129,0,3772.8530682873588]
["DORCHESTERNANOH","DORCHESTER","NANOH",9529.626069997561,8348.13202324136,4315.9615009334029,1395.1031853298803,1395.1031853298803,8862.5522450977314,7763.762781614465,4013.8441958680651,1314.187200580747,317.63242655846511,0,1050.3022919999421]
[{"$f":"CONCATENATE(B259,C259)","v":"DORCHESTERNANTF_DE"},"DORCHESTER","NANTF_DE",2605.5250480991522,1966.740776395457,1052.1949041388621,341.80574871579728,341.80574871579728,2423.1382947322113,1829.0689220477748,978.54126084914162,321.98101529028105,72.982197554531808,0,301.88651479302581]
["DORCHESTERNANTF_MD","DORCHESTER","NANTF_MD",15574.146136952793,12244.250605681564,6233.198294710337,2010.198391053279,2010.198391053279,14483.955907366097,11387.153063283853,5796.8744140806139,1893.6068843721887,472.74785638887334,0,1580.2104071330536]
["DORCHESTERTANMH_MD","DORCHESTER","TANMH_MD",211.780045614014,0,211.780045614014,24712.878468629602,24712.878468629602,196.95544242103301,0,196.95544242103301,23279.531517449086,5955.9809361197886,0,4547.5781093784208]
["FREDERICKPOTTF_MD","FREDERICK","POTTF_MD",9381.9911908122413,7232.6321234575298,4835.8632276082608,1611.6204468235769,1611.6204468235769,8725.2518074553827,6726.347874815503,4497.3528016756818,1518.1464609078093,235.55563096158519,0,2179.9547062630641]
["GARRETTPOTTF_MD","GARRETT","POTTF_MD",14469.86507605027,13355.210832806069,9315.6350669129606,3009.10570635657,3009.10570635657,13456.974520726752,12420.346074509644,8663.5406122290515,2834.5775753878888,374.64857968220298,0,3880.0584359087838]
["HARFORDBSHOH","HARFORD","BSHOH",6556.4666990773494,7148.8236833476303,4482.2896432351099,1481.450372792855,1481.450372792855,6097.5140301419342,6648.4060255132954,4168.5293682086522,1395.5262511708693,223.94619980505641,0,2108.4164542018298]
["HARFORDCB1TF","HARFORD","CB1TF",8911.7160755182904,7824.7724739048099,5020.8901546035395,1663.462675892167,1663.462675892167,8287.8959502320104,7277.0384007314733,4669.4278437812918,1566.9818406904212,242.314581083223,0,1997.6651004298151]
["HARFORDCB2OH","HARFORD","CB2OH",11122.873384359316,12034.611783151429,6126.0863206007116,1975.3197649341848,1975.3197649341848,10344.272247454162,11192.188958330829,5697.260278158662,1860.7512185680018,463.36992339000926,0,1213.6558844532346]
["HARFORDGUNOH","HARFORD","GUNOH",8112.5844632410899,6545.4549776451595,4209.7530881760504,1395.195862458899,1395.195862458899,7544.7035508142126,6087.2731292099979,3915.0703720037263,1314.2745024362828,201.86418018933091,0,1821.442953154585]
["HOWARDPATMH","HOWARD","PATMH",10763.94114071245,10693.955355401809,6690.7380357875099,2219.016365703691,2219.016365703691,10010.465260862578,9945.3784805236828,6222.3863732823847,2090.313416492877,363.24888511722799,0,2827.0776855911199]
["HOWARDPAXTF","HOWARD","PAXTF",8745.3430890366399,8658.8698096539702,5360.9572721715203,1775.7086763348329,1775.7086763348329,8133.1690728040749,8052.7489229781913,4985.6902631195135,1672.7175731074126,288.57651109171661,0,2350.0755532411999]
["KENTCB2OH","KENT","CB2OH",9221.5830954580451,6959.6580295193062,3883.518231387362,1269.010105909058,1269.010105909058,8576.0722787759823,6472.4819674529535,3611.6719551902465,1195.4075197663326,254.16824395142569,0,1273.4440482079949]
["KENTCB3MH","KENT","CB3MH",11480.290326379758,10891.765101327142,5708.373574085068,1848.923064958778,1848.923064958778,10676.670003533174,10129.341544234241,5308.7874238991126,1741.6855271911688,409.52947451893885,0,1489.182898282115]
["KENTCHSMH","KENT","CHSMH",6250.815440930307,4338.5756482996248,2507.1606017015338,823.09205819878002,823.09205819878002,5813.2583600651851,4034.8753529186511,2331.6593595824265,775.35271882325083,151.81096378826123,0,875.55701127437806]
["KENTCHSOH","KENT","CHSOH",9046.7238366333968,6644.8350454704132,3686.464249306292,1203.6729852226281,1203.6729852226281,8413.4531680690579,6179.6965922874833,3428.4117518548514,1133.8599520797156,243.01543367378619,0,1394.8373595638141]
["KENTCHSTF","KENT","CHSTF",8376.8613705651333,6412.8625038427763,3490.9762110517181,1136.8619425426191,1136.8619425426191,7790.4810746255725,5963.9621285737812,3246.607876278098,1070.9239498751469,235.68862917445466,0,1108.2992229034801]
["KENTSASOH","KENT","SASOH",8504.0937064746631,6153.2364786624585,3490.2204827251926,1143.0130775609091,1143.0130775609091,7908.8071470214363,5722.509925156085,3245.905048934429,1076.7183190623762,228.86663395386068,0,1206.4285426880031]
["MONTGOMERYANATF_MD","MONTGOMERY","ANATF_MD",6896.9538272370191,8607.7139362245707,5342.9287968550507,1769.127736751167,1769.127736751167,6414.1670593304279,8005.1739606888505,4968.9237810751965,1666.5183280195993,296.537364788079,0,2615.12910629108]
["MONTGOMERYPAXTF","MONTGOMERY","PAXTF",11458.941401838059,9382.7794909411605,5823.3078848380401,1928.152733831638,1928.152733831638,10656.815503709397,8725.9849265752782,5415.6763328993766,1816.3198752694029,322.32162166323747,0,2063.3801683213696]
["MONTGOMERYPOTTF_DC","MONTGOMERY","POTTF_DC",3565.2335860718904,4225.8434891601601,2969.7293020659899,996.96372646000998,996.96372646000998,3315.667235046858,3930.0344449189488,2761.8482509213704,939.13983032532929,124.92157570735111,0,1502.836959614044]
["MONTGOMERYPOTTF_MD","MONTGOMERY","POTTF_MD",10535.01600338163,9188.6369718386504,5567.8311388423899,1838.2550168498037,1838.2550168498037,9797.5648831449143,8545.4323838099444,5178.0829591234224,1731.6362258725151,322.6609222284925,0,2275.0377907986399]
["PRINCE GEORGESANATF_DC","PRINCE GEORGES","ANATF_DC",5997.4327532917505,7828.02765106898,5003.4925399960102,1644.0016292446739,1644.0016292446739,5577.6124605613277,7280.0657154941509,4653.2480621962895,1548.6495347484829,240.98812090014289,0,2974.3235834103398]
["PRINCE GEORGESANATF_MD","PRINCE GEORGES","ANATF_MD",5332.6313415071199,6816.9369897701799,4285.80024161647,1406.334846299133,1406.334846299133,4959.3471476016221,6339.7514004862678,3985.794224703317,1324.7674252137831,215.54878930669369,0,2328.3261841708099]
["PRINCE GEORGESMATTF","PRINCE GEORGES","MATTF",8258.4207439888887,8985.0452650025272,4943.485747286034,1604.3983733707742,1604.3983733707742,7680.331291909667,8356.0920964523502,4597.4417449760113,1511.3432677152691,320.71295740848223,0,1433.130335880076]
["PRINCE GEORGESPAXMH","PRINCE GEORGES","PAXMH",9247.2958679959902,9346.0257670593401,5404.4781619225805,1761.562984188417,1761.562984188417,8599.9851572362713,8691.8039633651861,5026.1646905879988,1659.3923311054887,330.47720022940393,0,1574.8920881961999]
["PRINCE GEORGESPAXOH","PRINCE GEORGES","PAXOH",10360.350265885969,9098.3379982369406,5373.7395648514803,1754.6291771129731,1754.6291771129731,9635.1257472739508,8461.4543383603541,4997.5777953118759,1652.8606848404206,315.817326519603,0,1469.8133844507829]
["PRINCE GEORGESPAXTF","PRINCE GEORGES","PAXTF",7929.4605230980396,8178.66700482754,5003.99462311959,1638.5750899102682,1638.5750899102682,7374.398286481176,7606.1603144896126,4653.7149995012187,1543.5377346954724,267.00540940348128,0,1786.4888480393302]
["PRINCE GEORGESPISTF","PRINCE GEORGES","PISTF",7553.8357187726597,9253.8388054685802,5324.7953537695503,1734.8036760297689,1734.8036760297689,7025.0672184585728,8606.0700890857788,4952.0596790056807,1634.1850628200423,325.80596208724938,0,1866.7704309085971]
["PRINCE GEORGESPOTMH_MD","PRINCE GEORGES","POTMH_MD",9320.7484393169525,9738.7432987112225,5189.056738608715,1679.2510222131518,1679.2510222131518,8668.2960485647654,9057.0312678014361,4825.8227669061052,1581.854462924789,362.15869526380953,0,1096.8571068440579]
["PRINCE GEORGESPOTTF_DC","PRINCE GEORGES","POTTF_DC",6793.2017865034795,8816.6189560225994,5531.9602386264905,1814.9726779389839,1814.9726779389839,6317.6776614482351,8199.4556291010158,5144.7230219226358,1709.7042626185228,283.62808267244577,0,3026.0713076409202]
["PRINCE GEORGESPOTTF_MD","PRINCE GEORGES","POTTF_MD",8952.57868377866,10529.74705743519,5970.4504624220799,1942.7598089705421,1942.7598089705421,8325.8981759141534,9792.6647634147266,5552.5189300525335,1830.0797400502506,372.43812365928414,0,1763.627627633371]
["PRINCE GEORGESWBRTF","PRINCE GEORGES","WBRTF",5977.3569381596499,7186.6805394910898,4348.6004462026303,1422.725495415551,1422.725495415551,5558.9419524884743,6683.6129017267131,4044.1984149684454,1340.2074166814489,237.5706953679379,0,1948.546370661652]
["QUEEN ANNESCB3MH","QUEEN ANNES","CB3MH",4614.2313926741872,4810.4377776122947,2706.167366490773,884.45965859730995,884.45965859730995,4291.2351951869941,4473.7071331794332,2516.7356508364182,833.16099839866592,168.75339882993052,0,963.91066214274406]
["QUEEN ANNESCB4MH","QUEEN ANNES","CB4MH",7959.8994642107937,9665.6123680890505,5094.8442680081362,1650.8775367339849,1650.8775367339849,7402.7065017160376,8989.0195023228171,4738.205169247567,1555.1266396034139,361.48107697456999,0,1509.2475301871079]
["QUEEN ANNESCHOTF","QUEEN ANNES","CHOTF",10937.283832802455,8305.2607738108036,4347.5398369353588,1407.4045795318489,1407.4045795318489,10171.673964506283,7723.8925196440468,4043.2120483498834,1325.7751139190016,313.24670529710926,0,1182.1854971352191]
["QUEEN ANNESCHSMH","QUEEN ANNES","CHSMH",6195.4705904522416,5000.9779882860312,2787.3181510956942,909.88517424016391,909.88517424016391,5761.7876491205843,4650.9095291060084,2592.2058805189954,857.11183413423441,179.42694069719306,0,963.15283527111296]
["QUEEN ANNESCHSOH","QUEEN ANNES","CHSOH",5701.94300487087,4286.8681508165018,2374.4167080304301,774.48792631609308,774.48792631609308,5302.8069945299094,3986.7873802593463,2208.2075384682998,729.56762658975958,158.26863560979785,0,738.562710557375]
["QUEEN ANNESCHSTF","QUEEN ANNES","CHSTF",9624.2162693714818,7883.1221107449892,4119.548925511881,1333.2847708261379,1333.2847708261379,8950.5211305154771,7331.303562992839,3831.1805007260491,1255.9542541182218,298.2104855810889,0,1114.5371145154331]
["QUEEN ANNESEASMH","QUEEN ANNES","EASMH",5455.5605264116375,4764.6770026024205,2641.5699322286523,861.72618120216703,861.72618120216703,5073.6712895628234,4431.1496124202513,2456.6600369726466,811.74606269244123,171.42373622251463,0,860.67622992401607]
["SOMERSETBIGMH","SOMERSET","BIGMH",4606.1051766038536,4242.6402126733892,2310.0785012357583,760.296956327457,760.296956327457,4283.6778142415833,3945.6553977862518,2148.3730061492547,716.19973286046445,153.35075434656551,0,655.84009393967006]
["SOMERSETMANMH","SOMERSET","MANMH",5868.5800715930573,6579.1186067395947,3441.8231789455376,1120.752222383127,1120.752222383127,5457.7794665815427,6118.5803042678226,3200.8955564193502,1055.7485934849055,247.6901192861169,0,735.19375624595295]
["SOMERSETPOCMH_MD","SOMERSET","POCMH_MD",11304.824018725092,10930.047779911887,5624.1686034949762,1823.022413109341,1823.022413109341,10513.486337414335,10164.944435318055,5230.4768012503273,1717.287113148999,417.48821470711124,0,1323.849996392318]
["SOMERSETPOCOH_MD","SOMERSET","POCOH_MD",4824.1678845784345,4612.5289669020876,2493.6625398093011,819.19274573349594,819.19274573349594,4486.4761326579437,4289.6519392189412,2319.1061620226496,771.67956648095321,168.28159464256629,0,656.67076773119697]
["SOMERSETPOCTF","SOMERSET","POCTF",7205.6289863752008,7596.4783184785729,3976.874892905686,1295.231558907516,1295.231558907516,6701.2349573289357,7064.7248361850725,3698.4936504022876,1220.1081284908803,285.46604787107538,0,920.85453023672812]
["SOMERSETTANMH_MD","SOMERSET","TANMH_MD",17227.984867273044,4483.1659252216377,15492.933270425743,4999.521939743292,4999.521939743292,16022.025926563929,4169.3443104561229,14408.427941495942,4709.5496672381805,1184.8043446008421,0,2051.2486956269881]
["SOMERSETWICMH","SOMERSET","WICMH",6143.7438747758488,6035.6825931678395,3162.7389921979329,1030.3392086499359,1030.3392086499359,5713.6818035415381,5613.1848116460906,2941.3472627440774,970.57953454823962,227.23057884051127,0,743.110136877267]
["ST MARYSCB5MH_MD","ST MARYS","CB5MH_MD",8678.1676794024715,8362.5180003054993,4515.130225240734,1464.5743872279279,1464.5743872279279,8070.6959418442975,7777.1417402841125,4199.0711094738817,1379.6290727687081,308.50428260143497,0,1276.6467791983541]
["ST MARYSPAXMH","ST MARYS","PAXMH",7178.57576647102,7679.09637905827,4664.8637226584997,1530.782375450035,1530.782375450035,6676.0754628180475,7141.5596325241904,4338.3232620724048,1441.996997673933,270.99237742190667,0,1514.8388811344271]
["ST MARYSPOTMH_MD","ST MARYS","POTMH_MD",7911.4398053589912,7432.2381798291635,4215.8957519122505,1374.4384016116728,1374.4384016116728,7357.6390189838612,6911.981507241122,3920.7830492783924,1294.7209743181959,264.55175501454789,0,1354.5613264732151]
["TALBOTCB4MH","TALBOT","CB4MH",86845.974354651815,83713.439111408981,42027.45188949255,13524.96751966507,13524.96751966507,80766.756149826178,77853.498373610346,39085.530257228071,12740.519403524495,3266.8342399219805,0,12641.486304765394]
["TALBOTCHOMH1","TALBOT","CHOMH1",3099.9865979767501,2850.1768118698769,1669.187335912789,547.82854575614397,547.82854575614397,2882.9875361183772,2650.6644350389852,1552.3442223988936,516.05449010228767,95.820451432377453,0,585.499025665202]
["TALBOTCHOMH2","TALBOT","CHOMH2",6899.6466026756416,5315.6657996226195,2916.5634280997961,949.69459599115407,949.69459599115407,6416.6713404883458,4943.5691936490357,2712.4039881328104,894.61230942366706,193.49865994943016,0,892.09340192916602]
["TALBOTCHOOH","TALBOT","CHOOH",10884.128548691429,7977.6615794812169,4206.1064701765135,1362.572904309279,1362.572904309279,10122.239550283028,7419.2252689175311,3911.6790172641572,1283.5436758593405,303.8633629045986,0,1241.2237824694669]
["TALBOTCHOTF","TALBOT","CHOTF",10843.681497910971,7708.8458962459208,4057.5173999547924,1314.157064966686,1314.157064966686,10084.623793057202,7169.2266835087066,3773.4911819579565,1237.9359551986181,293.85222146175551,0,1222.3521243913642]
["TALBOTEASMH","TALBOT","EASMH",9582.8794127409565,7734.8960789175289,4142.9234079610624,1344.8741892974131,1344.8741892974131,8912.0778538490868,7193.4533533933018,3852.9187694037873,1266.8714863181631,288.17768723414599,0,1196.520288692464]
["WASHINGTONPOTTF_MD","WASHINGTON","POTTF_MD",9319.4794452074402,7507.4553524420598,5021.9623518602903,1727.1861000818749,1727.1861000818749,8667.115884042918,6981.9334777711156,4670.4249872300697,1627.0093062771261,233.99936014017018,0,2122.3211065738092]
["WICOMICONANMH","WICOMICO","NANMH",2896.935932211416,2570.7527971831719,1391.9471235395431,454.342650220704,454.342650220704,2694.1504169566165,2390.80010138035,1294.510824891775,427.99077650790315,94.067046403110751,0,388.60629018826302]
["WICOMICONANOH","WICOMICO","NANOH",6757.882927094869,6605.3874953046206,3406.619135750741,1102.0597755647448,1102.0597755647448,6284.8311221982285,6143.0103706332966,3168.1557962481888,1038.1403085819895,252.19692814986908,0,771.98840137226807]
["WICOMICONANTF_DE","WICOMICO","NANTF_DE",4964.8510688756351,4851.8133618141828,2608.587136006654,850.39336217575101,850.39336217575101,4617.3114940543401,4512.1864264871901,2425.9860364861879,801.07054716955736,177.33285492932251,0,617.454888217335]
["WICOMICONANTF_MD","WICOMICO","NANTF_MD",346.55217568929697,346.55031048290499,346.55335346619,122.370986661147,122.370986661147,322.29352339104616,322.29178874910161,322.29461872355671,115.27346943480048,2.19779760369887,0,191.76147379383301]
["WICOMICOPOCTF","WICOMICO","POCTF",6604.551282846016,6290.57172636213,3249.8458636564992,1051.6818681072937,1051.6818681072937,6142.2326930467943,5850.2317055167805,3022.3566532005439,990.68431975707051,239.53258715138477,0,778.52008084821205]
["WICOMICOTANMH_MD","WICOMICO","TANMH_MD",14245.485045280531,18602.170048917833,9380.6244101349184,3021.6559641333029,3021.6559641333029,13248.301092110893,17300.018145493581,8723.9807014254729,2846.3999182135708,723.25193211209682,0,1679.4855331819135]
["WICOMICOWICMH","WICOMICO","WICMH",4338.6832700534396,4430.8242208600723,2354.3740281036912,765.84580275863357,765.84580275863357,4034.9754411496988,4120.6665253998672,2189.5678461364323,721.42674619863283,165.08477091606147,0,712.38566189679193]
["WORCESTERPOCOH_MD","WORCESTER","POCOH_MD",1975.275026420124,1791.9567622342242,1034.8991503124221,343.35424249895641,343.35424249895641,1837.0057745707152,1666.5197888778282,962.45620979055241,323.43969643401692,60.825832001251698,0,299.45616739758998]
[{"$f":"CONCATENATE(B323,C323)","v":"WORCESTERPOCOH_VA"},"WORCESTER","POCOH_VA",9256.6535118503925,9075.2992735374391,4677.918003041902,1514.859228500613,1514.859228500613,8608.6877660208629,8440.0283243898175,4350.4637428289689,1426.9973932475775,346.44291859201809,0,1224.9903328299902]
["WORCESTERPOCTF","WORCESTER","POCTF",6383.4847471501616,7355.5516289538455,3838.309059230769,1246.429888636904,1246.429888636904,5936.6408148496503,6840.6630149270759,3569.627425084615,1174.1369550959635,278.1848470516918,0,756.554245027771]

{"sheet":"DFs","index":10,"n_rows":183,"n_cols":6,"rows_kept":183,"cut":false,"hidden":false,"merged":[]}
["Helper","MD8digit_CBSeg","Name","TN","TP","TSS"]
[{"$f":"B2&\" - \"&C2","v":"02050301 - Conewago Creek"},"02050301","Conewago Creek",0.32,0.18,0.14000000000000001]
["02120201 - L Susquehanna River","02120201","L Susquehanna River",1,1,1]
["02120202 - Deer Creek","02120202","Deer Creek",0.93,0.72,0.34]
["02120203 - Octoraro Creek","02120203","Octoraro Creek",0.86,0.71,0.43]
["02120204 - Conowingo Dam Susq R","02120204","Conowingo Dam Susq R",0.79,0.47,0.3]
["02120205 - Broad Creek","02120205","Broad Creek",0.73,0.43,0.37]
["02130201 - Pocomoke Sound","02130201","Pocomoke Sound",0.79,0.92,0.87]
["02130202 - Lower Pocomoke River","02130202","Lower Pocomoke River",0.88,0.79,0.32]
["02130203 - Upper Pocomoke River","02130203","Upper Pocomoke River",0.41,0.74,0.15]
["02130204 - Dividing Creek","02130204","Dividing Creek",0.48,0.77,0.25]
["02130205 - Nassawango Creek","02130205","Nassawango Creek",0.61,0.83,0.22]
["02130206 - Tangier Sound","02130206","Tangier Sound",1,1,1]
["02130207 - Big Annemessex River","02130207","Big Annemessex River",1,1,1]
["02130208 - Manokin River","02130208","Manokin River",0.82,0.81,0.67]
["02130301 - Lower Wicomico River","02130301","Lower Wicomico River",0.88,1,1]
["02130302 - Monie Bay","02130302","Monie Bay",0.94,1,1]
["02130303 - Wicomico Creek","02130303","Wicomico Creek",0.85,0.7,0.16]
["02130304 - Wicomico River Head","02130304","Wicomico River Head",0.39,0.59,0.1]
["02130305 - Nanticoke River","02130305","Nanticoke River",0.91,1,1]
["02130306 - Marshyhope Creek","02130306","Marshyhope Creek",0.79,0.78,0.14000000000000001]
["02130307 - Fishing Bay","02130307","Fishing Bay",0.97,1,1]
["02130308 - Transquaking River","02130308","Transquaking River",0.61,0.57999999999999996,0.14000000000000001]
["02130401 - Honga River","02130401","Honga River",1,1,1]
["02130402 - Little Choptank","02130402","Little Choptank",1,1,1]
["02130403 - Lower Choptank","02130403","Lower Choptank",1,1,1]
["02130404 - Upper Choptank","02130404","Upper Choptank",0.84,0.92,0.6]
["02130405 - Tuckahoe Creek","02130405","Tuckahoe Creek",0.61,0.75,0.2]
["02130501 - Eastern Bay","02130501","Eastern Bay",1,1,1]
["02130502 - Miles River","02130502","Miles River",1,1,1]
["02130503 - Wye River","02130503","Wye River",0.97,1,1]
["02130504 - Kent Narrows","02130504","Kent Narrows",1,1,1]
["02130505 - Lower Chester River","02130505","Lower Chester River",1,1,1]
[{"$f":"B34&\" - \"&C34","v":"02130506 - Langford Creek"},"02130506","Langford Creek",1,1,1]
["02130507 - Corsica River","02130507","Corsica River",0.93,1,0.84]
["02130508 - Southeast Creek","02130508","Southeast Creek",0.89,0.88,0.56000000000000005]
["02130509 - Middle Chester River","02130509","Middle Chester River",0.93,1,0.95]
["02130510 - Upper Chester River","02130510","Upper Chester River",0.7,0.78,0.28999999999999998]
["02130511 - Kent Island Bay","02130511","Kent Island Bay",1,1,1]
["02130601 - Lower Elk River","02130601","Lower Elk River",1,1,1]
["02130602 - Bohemia River","02130602","Bohemia River",1,1,1]
["02130603 - Upper Elk River","02130603","Upper Elk River",0.95,1,1]
["02130604 - Back Creek","02130604","Back Creek",0.94,1,1]
["02130605 - Little Elk Creek","02130605","Little Elk Creek",0.88,0.99,1]
["02130606 - Big Elk Creek","02130606","Big Elk Creek",0.95,0.82,0.6]
["02130608 - Northeast River","02130608","Northeast River",0.94,1,1]
["02130609 - Furnace Bay","02130609","Furnace Bay",0.88,0.91,1]
["02130610 - Sassafras River","02130610","Sassafras River",1,1,1]
["02130611 - Stillpond-Fairlee","02130611","Stillpond-Fairlee",1,1,1]
["02130701 - Bush River","02130701","Bush River",1,1,1]
["02130702 - Lower Winters Run","02130702","Lower Winters Run",0.81,0.44,0.18]
["02130703 - Atkisson Reservoir","02130703","Atkisson Reservoir",0.78,0.47,0.23]
["02130704 - Bynum Run","02130704","Bynum Run",0.55000000000000004,0.59,0.4]
["02130705 - Aberdeen Proving Ground","02130705","Aberdeen Proving Ground",1,1,1]
["02130706 - Swan Creek","02130706","Swan Creek",1,1,1]
["02130801 - Gunpowder River","02130801","Gunpowder River",1,1,1]
["02130802 - Lower Gunpowder Falls","02130802","Lower Gunpowder Falls",0.81,0.59,0.22]
["02130803 - Bird River","02130803","Bird River",0.45,0.56999999999999995,0.37]
["02130804 - Little Gunpowder Falls","02130804","Little Gunpowder Falls",0.7,0.54,0.33]
["02130805 - Loch Raven Reservoir","02130805","Loch Raven Reservoir",0.37,0.37,0.06]
["02130806 - Prettyboy Reservoir","02130806","Prettyboy Reservoir",0.14000000000000001,0.16,0]
["02130807 - Middle River - Browns","02130807","Middle River - Browns",1,1,1]
["02130901 - Back River","02130901","Back River",0.71,1,1]
["02130902 - Bodkin Creek","02130902","Bodkin Creek",1,1,1]
["02130903 - Baltimore Harbor","02130903","Baltimore Harbor",1,1,1]
[{"$f":"B66&\" - \"&C66","v":"02130904 - Jones Falls"},"02130904","Jones Falls",0.73,0.63,0.4]
["02130905 - Gwynns Falls","02130905","Gwynns Falls",0.51,0.59,0.39]
["02130906 - Patapsco River L N Br","02130906","Patapsco River L N Br",0.61,0.37,0.22]
["02130907 - Liberty Reservoir","02130907","Liberty Reservoir",0,0,0]
["02130908 - S Branch Patapsco","02130908","S Branch Patapsco",0.47,0.38,0.23]
["02131001 - Magothy River","02131001","Magothy River",1,1,1]
["02131002 - Severn River","02131002","Severn River",1,1,1]
["02131003 - South River","02131003","South River",0.95,1,1]
["02131004 - West River","02131004","West River",1,1,1]
["02131005 - West Chesapeake Bay","02131005","West Chesapeake Bay",1,1,1]
["02131101 - Patuxent River lower","02131101","Patuxent River lower",0.93,1,1]
["02131102 - Patuxent River middle","02131102","Patuxent River middle",0.81,0.66,0.41]
["02131103 - Western Branch","02131103","Western Branch",0.48,0.74,0.39]
["02131104 - Patuxent River upper","02131104","Patuxent River upper",0.77,0.8,0.31]
["02131105 - Little Patuxent River","02131105","Little Patuxent River",0.73,0.81,0.31]
["02131106 - Middle Patuxent River","02131106","Middle Patuxent River",0.71,0.72,0.39]
["02131107 - Rocky Gorge Dam","02131107","Rocky Gorge Dam",0.28000000000000003,0.25,0.05]
["02131108 - Brighton Dam","02131108","Brighton Dam",0.13,0.15,0.01]
["02139998 - Lower Chesapeake Bay","02139998","Lower Chesapeake Bay",1,1,1]
["02140101 - Potomac River L tidal","02140101","Potomac River L tidal",1,1,1]
["02140102 - Potomac River M tidal","02140102","Potomac River M tidal",1,1,1]
["02140103 - St. Mary's River","02140103","St. Mary's River",0.94,1,1]
["02140104 - Breton Bay","02140104","Breton Bay",0.76,1,1]
["02140105 - St. Clements Bay","02140105","St. Clements Bay",0.77,0.98,1]
["02140106 - Wicomico River","02140106","Wicomico River",0.91,1,1]
["02140107 - Gilbert Swamp","02140107","Gilbert Swamp",0.46,0.49,0.25]
["02140108 - Zekiah Swamp","02140108","Zekiah Swamp",0.61,0.56999999999999995,0.5]
["02140109 - Port Tobacco River","02140109","Port Tobacco River",0.9,1,1]
["02140110 - Nanjemoy Creek","02140110","Nanjemoy Creek",0.77,0.91,1]
["02140111 - Mattawoman Creek","02140111","Mattawoman Creek",0.8,1,1]
["02140201 - Potomac River U tidal","02140201","Potomac River U tidal",0.97,1,1]
["02140202 - Potomac River MO Cnty","02140202","Potomac River MO Cnty",0.78,0.54,0.44]
[{"$f":"B98&\" - \"&C98","v":"02140203 - Piscataway Creek"},"02140203","Piscataway Creek",0.76,0.86,0.84]
["02140204 - Oxon Creek","02140204","Oxon Creek",0.89,0.84,0.46]
["02140205 - Anacostia River","02140205","Anacostia River",0.77,0.93,0.75]
["02140206 - Rock Creek","02140206","Rock Creek",0.67,0.62,0.36]
["02140207 - Cabin John Creek","02140207","Cabin John Creek",0.17,0.57999999999999996,0.51]
["02140208 - Seneca Creek","02140208","Seneca Creek",0.74,0.56999999999999995,0.41]
["02140301 - Potomac River FR Cnty","02140301","Potomac River FR Cnty",0.84,0.61,0.48]
["02140302 - Lower Monocacy River","02140302","Lower Monocacy River",0.72,0.53,0.42]
["02140303 - Upper Monocacy River","02140303","Upper Monocacy River",0.7,0.6,0.43]
["02140304 - Double Pipe Creek","02140304","Double Pipe Creek",0.74,0.63,0.63]
["02140305 - Catoctin Creek","02140305","Catoctin Creek",0.71,0.63,0.55000000000000004]
["02140501 - Potomac River WA Cnty","02140501","Potomac River WA Cnty",0.97,0.65,0.56000000000000005]
["02140502 - Antietam Creek","02140502","Antietam Creek",0.86,0.68,0.6]
["02140503 - Marsh Run","02140503","Marsh Run",0.83,0.65,0.59]
["02140504 - Conococheague Creek","02140504","Conococheague Creek",0.93,0.67,0.55000000000000004]
["02140505 - Little Conococheague","02140505","Little Conococheague",0.92,0.62,0.51]
["02140506 - Licking Creek","02140506","Licking Creek",0.87,0.46,0.43]
["02140507 - Tonoloway Creek","02140507","Tonoloway Creek",1,0.85,1]
["02140508 - Potomac River AL Cnty","02140508","Potomac River AL Cnty",0.79,0.35,0.3]
["02140509 - Little Tonoloway Creek","02140509","Little Tonoloway Creek",0.84,0.42,0.46]
["02140510 - Sideling Hill Creek","02140510","Sideling Hill Creek",0.63,0.44,0.34]
["02140511 - Fifteen Mile Creek","02140511","Fifteen Mile Creek",0.59,0.18,0.14000000000000001]
["02140512 - Town Creek","02140512","Town Creek",0.65,0.33,0.28000000000000003]
["02141001 - Potomac River L N Branch","02141001","Potomac River L N Branch",0.76,0.56000000000000005,0.34]
["02141002 - Evitts Creek","02141002","Evitts Creek",0.64,0.47,0.47]
["02141003 - Wills Creek","02141003","Wills Creek",0.77,0.43,0.47]
["02141004 - Georges Creek","02141004","Georges Creek",0.54,0.51,0.56000000000000005]
["02141005 - Potomac River U N Branch","02141005","Potomac River U N Branch",0.79,0.54,0.16]
["02141006 - Savage River","02141006","Savage River",0.69,0.31,0.11]
["ANATF_DC - ANACOSTIA RIVER-TIDAL FRESH REGION - DC","ANATF_DC","ANACOSTIA RIVER-TIDAL FRESH REGION - DC",0.80336550508263205,0.70089315799058605,0.43992275302033101]
["ANATF_MD - ANACOSTIA RIVER-TIDAL FRESH REGION - MD","ANATF_MD","ANACOSTIA RIVER-TIDAL FRESH REGION - MD",0.766146822449706,0.96387802791424404,0.80582298189056101]
["BACOH - BACK RIVER-OLIGOHALINE REGION","BACOH","BACK RIVER-OLIGOHALINE REGION",0.70653100203974395,1,1]
["BIGMH - BIG ANNEMESSEX RIVER-MESOHALINE REGION","BIGMH","BIG ANNEMESSEX RIVER-MESOHALINE REGION",0.97735310551794996,1,1]
["BOHOH - BOHEMIA RIVER-OLIGOHALINE REGION","BOHOH","BOHEMIA RIVER-OLIGOHALINE REGION",1,1,1]
["BSHOH - BUSH RIVER-OLIGOHALINE REGION","BSHOH","BUSH RIVER-OLIGOHALINE REGION",0.79516480236874199,0.89786531265953995,0.9159555935764]
["C&DOH_MD - C&D CANAL-OLIGOHALINE REGION - MD","C&DOH_MD","C&D CANAL-OLIGOHALINE REGION - MD",0.94482889814037097,1,1]
["CB1TF - CHESAPEAKE BAY-TIDAL FRESH REGION","CB1TF","CHESAPEAKE BAY-TIDAL FRESH REGION",0.92827355841678405,1,1]
["CB2OH - CHESAPEAKE BAY-OLIGOHALINE REGION","CB2OH","CHESAPEAKE BAY-OLIGOHALINE REGION",1,1,1]
["CB3MH - CHESAPEAKE BAY-MESOHALINE REGION","CB3MH","CHESAPEAKE BAY-MESOHALINE REGION",1,1,1]
["CB4MH - CHESAPEAKE BAY-MESOHALINE REGION","CB4MH","CHESAPEAKE BAY-MESOHALINE REGION",1,1,1]
["CB5MH_MD - CHESAPEAKE BAY-MESOHALINE REGION - MD","CB5MH_MD","CHESAPEAKE BAY-MESOHALINE REGION - MD",1,1,1]
["CHOMH1 - CHOPTANK RIVER-MESOHALINE REGION 1","CHOMH1","CHOPTANK RIVER-MESOHALINE REGION 1",1,1,1]
["CHOMH2 - CHOPTANK RIVER-MESOHALINE REGION 2","CHOMH2","CHOPTANK RIVER-MESOHALINE REGION 2",1,1,1]
["CHOOH - CHOPTANK RIVER-OLIGOHALINE REGION","CHOOH","CHOPTANK RIVER-OLIGOHALINE REGION",0.93963429816567801,1,1]
["CHOTF - CHOPTANK RIVER-TIDAL FRESH REGION","CHOTF","CHOPTANK RIVER-TIDAL FRESH REGION",0.72011520751381997,0.739530753209932,0.188167315524738]
["CHSMH - CHESTER RIVER-MESOHALINE REGION","CHSMH","CHESTER RIVER-MESOHALINE REGION",1,1,1]
["CHSOH - CHESTER RIVER-OLIGOHALINE REGION","CHSOH","CHESTER RIVER-OLIGOHALINE REGION",0.92928963866060998,1,0.98306025318721901]
["CHSTF - CHESTER RIVER-TIDAL FRESH REGION","CHSTF","CHESTER RIVER-TIDAL FRESH REGION",0.69627757631068599,0.78069279249346002,0.290035457430392]
["EASMH - EASTERN BAY-MESOHALINE REGION","EASMH","EASTERN BAY-MESOHALINE REGION",1,1,1]
["ELKOH - ELK RIVER-OLIGOHALINE REGION","ELKOH","ELK RIVER-OLIGOHALINE REGION",0.91009424268543504,1,1]
["FSBMH - FISHING BAY-MESOHALINE REGION","FSBMH","FISHING BAY-MESOHALINE REGION",0.764286706009766,0.89317268812308004,0.67299874329948295]
["GUNOH - GUNPOWDER RIVER-OLIGOHALINE REGION","GUNOH","GUNPOWDER RIVER-OLIGOHALINE REGION",0.45670508283259797,0.470468556580728,0.195140633696784]
["HNGMH - HONGA RIVER-MESOHALINE REGION","HNGMH","HONGA RIVER-MESOHALINE REGION",1,1,1]
["LCHMH - LITTLE CHOPTANK RIVER-MESOHALINE REGION","LCHMH","LITTLE CHOPTANK RIVER-MESOHALINE REGION",1,1,1]
["MAGMH - MAGOTHY RIVER-MESOHALINE REGION","MAGMH","MAGOTHY RIVER-MESOHALINE REGION",1,1,1]
["MANMH - MANOKIN RIVER-MESOHALINE REGION","MANMH","MANOKIN RIVER-MESOHALINE REGION",0.82445235542273898,0.82904574336095604,0.753974507578551]
["MATTF - MATTAWOMAN CREEK-TIDAL FRESH REGION","MATTF","MATTAWOMAN CREEK-TIDAL FRESH REGION",0.79905529548480003,1,1]
["MIDOH - MIDDLE RIVER-OLIGOHALINE REGION","MIDOH","MIDDLE RIVER-OLIGOHALINE REGION",1,1,1]
["NANMH - NANTICOKE RIVER-MESOHALINE REGION","NANMH","NANTICOKE RIVER-MESOHALINE REGION",1,1,1]
["NANOH - NANTICOKE RIVER-OLIGOHALINE REGION","NANOH","NANTICOKE RIVER-OLIGOHALINE REGION",0.80550629241237304,0.75382219770351,0.146013021049157]
["NANTF_DE - NANTICOKE RIVER-TIDAL FRESH REGION - DE","NANTF_DE","NANTICOKE RIVER-TIDAL FRESH REGION - DE",0.73966329518906104,0.60612602835143703,0.15686097501684201]
["NANTF_MD - NANTICOKE RIVER-TIDAL FRESH REGION - MD","NANTF_MD","NANTICOKE RIVER-TIDAL FRESH REGION - MD",0.86428629788246103,0.64672662151495797,0.100610634778663]
["NORTF - NORTHEAST RIVER-TIDAL FRESH REGION","NORTF","NORTHEAST RIVER-TIDAL FRESH REGION",0.93930571424135001,1,1]
["PATMH - PATAPSCO RIVER-MESOHALINE REGION","PATMH","PATAPSCO RIVER-MESOHALINE REGION",0.534875769417548,0.54089968716556802,0.39323974061133199]
[{"$f":"B162&\" - \"&C162","v":"PAXMH - PATUXENT RIVER-MESOHALINE REGION"},"PAXMH","PATUXENT RIVER-MESOHALINE REGION",0.93357476234077197,1,1]
["PAXOH - PATUXENT RIVER-OLIGOHALINE REGION","PAXOH","PATUXENT RIVER-OLIGOHALINE REGION",0.792448612108551,0.63138431145475504,0.381056824449993]
["PAXTF - PATUXENT RIVER-TIDAL FRESH REGION","PAXTF","PATUXENT RIVER-TIDAL FRESH REGION",0.61654809452913695,0.69765510555198695,0.26437021062907901]
["PISTF - PISCATAWAY CREEK-TIDAL FRESH REGION","PISTF","PISCATAWAY CREEK-TIDAL FRESH REGION",0.75641970231462896,0.857883663755036,0.84010433196776302]
["POCMH_MD - POCOMOKE RIVER-MESOHALINE REGION - MD","POCMH_MD","POCOMOKE RIVER-MESOHALINE REGION - MD",0.74534044273368505,0.91782827591466698,0.89701352984693605]
["POCOH_MD - POCOMOKE RIVER-OLIGOHALINE REGION - MD","POCOH_MD","POCOMOKE RIVER-OLIGOHALINE REGION - MD",0.92349255253067197,0.91948848677774897,0.73099152227792796]
["POCOH_VA - POCOMOKE RIVER-OLIGOHALINE REGION - VA","POCOH_VA","POCOMOKE RIVER-OLIGOHALINE REGION - VA",0.69805402112210202,0.58908239954236197,0.147642897396287]
["POCTF - POCOMOKE RIVER-TIDAL FRESH REGION","POCTF","POCOMOKE RIVER-TIDAL FRESH REGION",0.60561504298067503,0.78499106796103002,0.22216448507898701]
["POTMH_MD - POTOMAC RIVER-MESOHALINE REGION - MD","POTMH_MD","POTOMAC RIVER-MESOHALINE REGION - MD",0.80816175406867596,1,1]
["POTOH1_MD - POTOMAC RIVER-OLIGOHALINE REGION - MD1","POTOH1_MD","POTOMAC RIVER-OLIGOHALINE REGION - MD1",1,1,1]
["POTOH2_MD - POTOMAC RIVER-OLIGOHALINE REGION - MD2","POTOH2_MD","POTOMAC RIVER-OLIGOHALINE REGION - MD2",0.90115937158266501,1,1]
["POTOH3_MD - POTOMAC RIVER-OLIGOHALINE REGION - MD3","POTOH3_MD","POTOMAC RIVER-OLIGOHALINE REGION - MD3",0.76920042089080498,0.91297588407790498,1]
["POTTF_DC - POTOMAC RIVER-TIDAL FRESH REGION - DC","POTTF_DC","POTOMAC RIVER-TIDAL FRESH REGION - DC",0.69798318549390004,0.760399964508091,0.38403909977234901]
["POTTF_MD - POTOMAC RIVER-TIDAL FRESH REGION - MD","POTTF_MD","POTOMAC RIVER-TIDAL FRESH REGION - MD",0.75801816004013201,0.62233826118199898,0.56998592191145603]
["RHDMH - RHODE RIVER-MESOHALINE REGION","RHDMH","RHODE RIVER-MESOHALINE REGION",0.96361858851350402,1,1]
["SASOH - SASSAFRAS RIVER-OLIGOHALINE REGION","SASOH","SASSAFRAS RIVER-OLIGOHALINE REGION",1,1,1]
["SEVMH - SEVERN RIVER-MESOHALINE REGION","SEVMH","SEVERN RIVER-MESOHALINE REGION",0.96662863409914801,1,1]
["SOUMH - SOUTH RIVER-MESOHALINE REGION","SOUMH","SOUTH RIVER-MESOHALINE REGION",0.94561037985000496,1,1]
["TANMH_MD - TANGIER SOUND-MESOHALINE REGION - MD","TANMH_MD","TANGIER SOUND-MESOHALINE REGION - MD",1,1,1]
["WBRTF - WESTERN BRANCH-TIDAL FRESH REGION","WBRTF","WESTERN BRANCH-TIDAL FRESH REGION",0.39954428105647699,0.700812635895253,0.39295287578954902]
["WICMH - WICOMICO RIVER-MESOHALINE REGION","WICMH","WICOMICO RIVER-MESOHALINE REGION",0.75620810304688701,0.83302947223650203,0.50711574063336395]
["WSTMH - WEST RIVER-MESOHALINE REGION","WSTMH","WEST RIVER-MESOHALINE REGION",1,1,1]