## Directory
Maryland Building Decarbonization Study Output Data
44 Montgomery Street, Suite 1500
San Francisco, CA 94104
(415) 391-5100
2021-11-05
Tab Name | Description
Building Scenario Tool
Equipment Stocks | Equipment stocks by scenario, sector, end-use, device type and year
Energy Demand | Energy demand by scenario, sector, end-use, fuel and year
Incr. Electric Loads by Tech | Incremental loads relative to the 2020 Reference sceanrio from the GGRA analysis by scenario, year and device type
Building Stock Characterization
Residential Building Stock | Key representaitve residential buildings identified in the building stock characterization
Commercial Building Stock | Key representaitve commercial buildings identified in the building stock characterization
RNG Blend
RNG Demand | Renewable natural gas demand by scenario and fuel type
RNG Supply Curve | Cost and potential of renewable natural gas by scenario and fuel type
Peak Load Impact
Summer Peak | 1-in-2, 1-in-10 and 1-in-40 summer peak load by scenario, year and end-use
Winter Peak | 1-in-2, 1-in-10 and 1-in-40 wind peak load by scenario, year and end-use
System Costs
Incr Electric System Cost | Incremental electric system cost by cost component, sector, year and scenario, relative to the 2030 GGRA Plan and the 2020 Reference Scenario from the GGRA analysis
Incr Gas System Cost | Incremental gas system cost by cost component, sector, year and scenario, relative to the 2020 Reference Scenario from the GGRA analysis
Incr Equipment Cost | Incremental equipment cost by scenario and year relative to the 2020 Reference Scenario from the GGRA analysis
Rate Impact
Electric Rates | Projected electric rates by scenario, sector and year
Gas Rates | Projected gas rates by scenario, sector and year
Consumer Economics
Annual Consumer Costs | Levelized consumer costs, including annualized capital cost, O&M, electricity cost and gas cost by customer type, year and equipment choice
Capital Costs | Summary of capital cost by end-use, sector and equipment type

## Equipment Stocks
<< Back to Directory
Device Stocks by Scenario, Sector, and End Use (Space Heating and Water Heating)
* Residential calculations assume one device of each type per household
* Commercial results shown as thousands of square feet where device is used
Scenario | Sector | End Use | Device | Fuel | Device Lifetime (Yrs) | Unit | 2021 | 2022 | 2023 | 2024 | 2025 | 2026 | 2027 | 2028 | 2029 | 2030 | 2031 | 2032 | 2033 | 2034 | 2035 | 2036 | 2037 | 2038 | 2039 | 2040 | 2041 | 2042 | 2043 | 2044 | 2045 | 2046 | 2047 | 2048 | 2049 | 2050
High Decarbonized Methane | Residential | SH | Air Source Heat Pump | Gas | 16 | Number of Devices | 0 | 0 | 0 | 0 | 0 | 0 | 0 | 0 | 0 | 0 | 0 | 0 | 0 | 0 | 0 | 0 | 0 | 0 | 0 | 0 | 0 | 0 | 0 | 0 | 0 | 0 | 0 | 0 | 0 | 0
High Decarbonized Methane | Residential | SH | Heat Pump with Fuel Backup | Gas | 16 | Number of Devices | 0 | 0 | 0 | 0 | 0 | 0 | 0 | 0 | 0 | 0 | 0 | 0 | 0 | 0 | 0 | 0 | 0 | 0 | 0 | 0 | 0 | 0 | 0 | 0 | 0 | 0 | 0 | 0 | 0 | 0
High Decarbonized Methane | Residential | SH | Ground Source Heat Pump | Gas | 16 | Number of Devices | 0 | 0 | 0 | 0 | 0 | 0 | 0 | 0 | 0 | 0 | 0 | 0 | 0 | 0 | 0 | 0 | 0 | 0 | 0 | 0 | 0 | 0 | 0 | 0 | 0 | 0 | 0 | 0 | 0 | 0
High Decarbonized Methane | Residential | SH | Gas | Gas | 16 | Number of Devices | 58733.0495 | 87478.342 | 122379.7022 | 163676.912 | 210997.6227 | 263433.3084 | 319968.0914 | 379720.4957 | 442947.6091 | 511829.2035 | 585197.3292 | 662228.84 | 739360.3465 | 813935.2516 | 883311.8583 | 946825.5708 | 1004428.5378 | 1056499.2213 | 1103280.6515 | 1144778.0775 | 1180874.6777 | 1211465.5851 | 1236591.5423 | 1256541.3528 | 1271914.8045 | 1283616.0064 | 1292746.6245 | 1300396.847 | 1307407.3233 | 1314246.6797
High Decarbonized Methane | Residential | SH | Gas | Gas | 16 | Number of Devices | 1049184.7971 | 1028970.4719 | 1002665.7677 | 970031.4079 | 930760.0263 | 886430.82 | 838060.0722 | 786529.6679 | 731582.9307 | 669631.0664 | 603233.5563 | 533213.7877 | 463135.3927 | 395655.2125 | 332568.4762 | 275377.3414 | 224129.8296 | 178447.6497 | 138087.9432 | 103045.6338 | 73437.7169 | 49369.234 | 30799.6179 | 17440.2414 | 8691.494 | 3649.4448 | 1212.6071 | 290.9726 | 44.073 | 3.4638
High Decarbonized Methane | Residential | WH | Air Source Heat Pump | Gas | 10 | Number of Devices | 0 | 0 | 0 | 0 | 0 | 0 | 0 | 0 | 0 | 0 | 0 | 0 | 0 | 0 | 0 | 0 | 0 | 0 | 0 | 0 | 0 | 0 | 0 | 0 | 0 | 0 | 0 | 0 | 0 | 0
High Decarbonized Methane | Residential | WH | Gas | Gas | 10 | Number of Devices | 72633.4434 | 116203.9627 | 169952.9454 | 232194.2392 | 300677.4348 | 373307.9473 | 448772.2998 | 526391.3543 | 605973.5503 | 686777.4843 | 761550.6159 | 830155.1765 | 892344.972 | 947852.5852 | 995802.0677 | 1036822.6096 | 1071153.2627 | 1099277.0237 | 1121892.5014 | 1139852.0806 | 1154080.2542 | 1165481.5399 | 1174869.0408 | 1182913.6884 | 1190124.824 | 1196858.6863 | 1203345.0572 | 1209720.7307 | 1216060.9066 | 1222403.774
High Decarbonized Methane | Residential | WH | Gas | Gas | 10 | Number of Devices | 957866.1898 | 922230.5177 | 876477.4805 | 822293.701 | 761297.3698 | 696206.8783 | 628336.0812 | 558364.4962 | 486484.0667 | 412125.6326 | 343836.0294 | 281753.25 | 226123.7142 | 177215.0663 | 135115.9355 | 99976.1673 | 71556.8678 | 49375.1995 | 32732.7133 | 20777.1853 | 12584.2838 | 7249.6537 | 3960.3551 | 2045.6203 | 996.2731 | 456.2406 | 195.9072 | 78.6467 | 29.4276 | 10.23
High Decarbonized Methane | Commercial | SH | Air Source Heat Pump | Gas | 16 | Devices Per Thousand Ft2 | 0 | 0 | 0 | 0 | 0 | 0 | 0 | 0 | 0 | 0 | 0 | 0 | 0 | 0 | 0 | 0 | 0 | 0 | 0 | 0 | 0 | 0 | 0 | 0 | 0 | 0 | 0 | 0 | 0 | 0
High Decarbonized Methane | Commercial | SH | Heat Pump with Fuel Backup | Gas | 16 | Devices Per Thousand Ft2 | 0 | 0 | 0 | 0 | 0 | 0 | 0 | 0 | 0 | 0 | 0 | 0 | 0 | 0 | 0 | 0 | 0 | 0 | 0 | 0 | 0 | 0 | 0 | 0 | 0 | 0 | 0 | 0 | 0 | 0
High Decarbonized Methane | Commercial | SH | Ground Source Heat Pump | Gas | 16 | Devices Per Thousand Ft2 | 0 | 0 | 0 | 0 | 0 | 0 | 0 | 0 | 0 | 0 | 0 | 0 | 0 | 0 | 0 | 0 | 0 | 0 | 0 | 0 | 0 | 0 | 0 | 0 | 0 | 0 | 0 | 0 | 0 | 0
High Decarbonized Methane | Commercial | SH | Gas | Gas | 16 | Devices Per Thousand Ft2 | 95940.3877 | 142895.7993 | 199907.1422 | 267366.1003 | 344664.442 | 430318.0911 | 522667.6125 | 620273.1153 | 723554.5528 | 836072.5803 | 955919.3528 | 1081750.2619 | 1207744.514 | 1329562.5598 | 1442889.1893 | 1546638.7862 | 1640733.1851 | 1725790.6033 | 1802208.0309 | 1869994.0419 | 1928957.8085 | 1978928.0303 | 2019971.2606 | 2052559.2597 | 2077671.7802 | 2096785.6839 | 2111700.5409 | 2124197.1731 | 2135648.7802 | 2146820.8634
High Decarbonized Methane | Commercial | SH | Gas | Gas | 16 | Devices Per Thousand Ft2 | 1713842.4975 | 1680822.4141 | 1637853.7015 | 1584545.5018 | 1520395.7325 | 1447984.0106 | 1368970.4342 | 1284795.5615 | 1195040.1116 | 1093841.7926 | 985381.5149 | 871004.2809 | 756531.2806 | 646302.462 | 543250.3306 | 449828.6593 | 366115.8911 | 291494.088 | 225566.5409 | 168324.9576 | 119960.4498 | 80644.6029 | 50311.1503 | 28488.6198 | 14197.5483 | 5961.3651 | 1980.7927 | 475.3035 | 71.9932 | 5.658
High Decarbonized Methane | Commercial | WH | Air Source Heat Pump | Gas | 10 | Devices Per Thousand Ft2 | 0 | 0 | 0 | 0 | 0 | 0 | 0 | 0 | 0 | 0 | 0 | 0 | 0 | 0 | 0 | 0 | 0 | 0 | 0 | 0 | 0 | 0 | 0 | 0 | 0 | 0 | 0 | 0 | 0 | 0
High Decarbonized Methane | Commercial | WH | Gas | Gas | 10 | Devices Per Thousand Ft2 | 92760.8554 | 148405.1764 | 217048.5089 | 296537.4521 | 383997.9869 | 476755.0992 | 573131.3352 | 672259.3616 | 773894.5344 | 877090.0005 | 972583.4718 | 1060199.003 | 1139622.1771 | 1210511.4732 | 1271748.2095 | 1324135.9302 | 1367979.931 | 1403897.0514 | 1432779.4912 | 1455715.8392 | 1473886.7738 | 1488447.4633 | 1500436.3291 | 1510710.2244 | 1519919.6338 | 1528519.5127 | 1536803.3182 | 1544945.751 | 1553042.8494 | 1561143.3851
High Decarbonized Methane | Commercial | WH | Gas | Gas | 10 | Devices Per Thousand Ft2 | 1223299.9421 | 1177789.2893 | 1119357.6541 | 1050159.0385 | 972260.0488 | 889132.3684 | 802453.9335 | 713092.5625 | 621293.3884 | 526329.531 | 439116.2349 | 359829.7321 | 288784.7274 | 226323.0321 | 172557.8352 | 127680.5059 | 91385.9506 | 63057.5328 | 41803.2568 | 26534.7392 | 16071.5075 | 9258.6011 | 5057.8068 | 2612.481 | 1272.3498 | 582.6691 | 250.195 | 100.4405 | 37.5823 | 13.0648
High Decarbonized Methane | Residential | SH | Air Source Heat Pump | Fuel Oil | 16 | Number of Devices | 0 | 0 | 0 | 0 | 0 | 0 | 0 | 0 | 0 | 0 | 0 | 0 | 0 | 0 | 0 | 0 | 0 | 0 | 0 | 0 | 0 | 0 | 0 | 0 | 0 | 0 | 0 | 0 | 0 | 0
High Decarbonized Methane | Residential | SH | Other | Fuel Oil | 16 | Number of Devices | 222574.9069 | 224288.7337 | 226015.7569 | 227756.0783 | 229373.1464 | 231001.6958 | 232641.8078 | 234293.5646 | 235957.0489 | 237349.1955 | 238749.5558 | 240158.1782 | 241575.1114 | 243000.4046 | 244264.0067 | 245534.1795 | 246810.9572 | 248094.3742 | 249384.465 | 250681.2642 | 251984.8068 | 253295.1278 | 254612.2624 | 255936.2462 | 257267.1147 | 258604.9037 | 259949.6492 | 261301.3873 | 262660.1546 | 264025.9874
High Decarbonized Methane | Residential | WH | Air Source Heat Pump | Fuel Oil | 10 | Number of Devices | 0 | 0 | 0 | 0 | 0 | 0 | 0 | 0 | 0 | 0 | 0 | 0 | 0 | 0 | 0 | 0 | 0 | 0 | 0 | 0 | 0 | 0 | 0 | 0 | 0 | 0 | 0 | 0 | 0 | 0
High Decarbonized Methane | Residential | WH | Other | Fuel Oil | 10 | Number of Devices | 77851.8777 | 78451.3371 | 79055.4124 | 79664.1391 | 80229.7545 | 80799.3858 | 81373.0614 | 81950.8101 | 82532.6609 | 83019.6036 | 83509.4193 | 84002.1248 | 84497.7374 | 84996.274 | 85438.2546 | 85882.5336 | 86329.1227 | 86778.0342 | 87229.28 | 87682.8722 | 88138.8231 | 88597.145 | 89057.8502 | 89520.951 | 89986.4599 | 90454.3895 | 90924.7524 | 91397.5611 | 91872.8284 | 92350.5671
High Decarbonized Methane | Commercial | SH | Air Source Heat Pump | Fuel Oil | 16 | Devices Per Thousand Ft2 | 0 | 0 | 0 | 0 | 0 | 0 | 0 | 0 | 0 | 0 | 0 | 0 | 0 | 0 | 0 | 0 | 0 | 0 | 0 | 0 | 0 | 0 | 0 | 0 | 0 | 0 | 0 | 0 | 0 | 0
High Decarbonized Methane | Commercial | SH | Other | Fuel Oil | 16 | Devices Per Thousand Ft2 | 175367.4314 | 177471.8406 | 179601.5027 | 181756.7207 | 183937.8013 | 186145.055 | 188378.7956 | 190639.3412 | 192927.0133 | 194277.5024 | 195637.4449 | 197006.907 | 198385.9553 | 199774.657 | 201173.0796 | 202581.2912 | 203999.3602 | 205427.3557 | 206865.3472 | 208313.4047 | 209771.5985 | 211239.9997 | 212718.6797 | 214207.7104 | 215707.1644 | 217217.1146 | 218737.6344 | 220268.7978 | 221810.6794 | 223363.3541
High Decarbonized Methane | Commercial | WH | Air Source Heat Pump | Fuel Oil | 10 | Devices Per Thousand Ft2 | 0 | 0 | 0 | 0 | 0 | 0 | 0 | 0 | 0 | 0 | 0 | 0 | 0 | 0 | 0 | 0 | 0 | 0 | 0 | 0 | 0 | 0 | 0 | 0 | 0 | 0 | 0 | 0 | 0 | 0
High Decarbonized Methane | Commercial | WH | Other | Fuel Oil | 10 | Devices Per Thousand Ft2 | 121136.2427 | 122589.8776 | 124060.9562 | 125549.6877 | 127056.2839 | 128580.9593 | 130123.9308 | 131685.418 | 133265.643 | 134198.5025 | 135137.892 | 136083.8573 | 137036.4443 | 137995.6994 | 138961.6693 | 139934.401 | 140913.9418 | 141900.3394 | 142893.6417 | 143893.8972 | 144901.1545 | 145915.4626 | 146936.8708 | 147965.4289 | 149001.1869 | 150044.1952 | 151094.5046 | 152152.1661 | 153217.2313 | 154289.7519
High Decarbonized Methane | Residential | SH | Air Source Heat Pump | Electric | 16 | Number of Devices | 78179.997 | 96242.724 | 114296.8499 | 132561.0211 | 151043.5471 | 169823.4932 | 188761.1823 | 207555.062 | 225869.5555 | 243055.3115 | 259470.6597 | 275055.4247 | 289325.945 | 301211.1578 | 309469.2019 | 314631.4235 | 317920.2458 | 320517.6032 | 322984.0786 | 325449.9593 | 327928.2151 | 330419.3539 | 332923.4466 | 335440.5606 | 337970.7636 | 340514.1236 | 343070.7092 | 345640.5889 | 348223.8321 | 350820.5081
High Decarbonized Methane | Residential | SH | Electric Resistance | Electric | 16 | Number of Devices | 465850.1815 | 454303.9958 | 442816.5884 | 431169.6996 | 418835.8063 | 406248.148 | 393546.7121 | 381033.363 | 369043.9919 | 357151.6417 | 346060.9304 | 335832.2177 | 326949.3503 | 320483.5776 | 317030.1703 | 316697.5697 | 318263.4823 | 320546.1044 | 322984.9845 | 325449.9671 | 327928.2151 | 330419.3539 | 332923.4466 | 335440.5606 | 337970.7636 | 340514.1236 | 343070.7092 | 345640.5889 | 348223.8321 | 350820.5081
High Decarbonized Methane | Residential | WH | Air Source Heat Pump | Electric | 10 | Number of Devices | 207093.9199 | 266173.0762 | 325417.3176 | 382255.7175 | 433849.2508 | 478498.8194 | 515566.426 | 545348.2748 | 568748.5622 | 586207.8829 | 599409.15 | 609190.6906 | 616465.4699 | 622127.596 | 626408.7281 | 630171.2038 | 633674.5913 | 637063.4749 | 640411.9047 | 643754.5034 | 647106.002 | 650472.1115 | 653854.8741 | 657254.9938 | 660672.736 | 664108.2374 | 667561.6008 | 671032.9212 | 674522.2924 | 678029.8084
High Decarbonized Methane | Residential | WH | Electric Resistance | Electric | 10 | Number of Devices | 936069.4709 | 885792.6726 | 835418.5675 | 787518.6039 | 744230.4683 | 707945.2657 | 679301.4122 | 658003.1249 | 643146.6325 | 632837.4935 | 626828.594 | 624281.8562 | 624284.5649 | 625942.864 | 628151.6983 | 630912.9368 | 633967.1868 | 637170.0405 | 640447.625 | 643765.4958 | 647109.1012 | 650472.9103 | 653855.0617 | 657255.0338 | 660672.7437 | 664108.2387 | 667561.601 | 671032.9213 | 674522.2924 | 678029.8084
High Decarbonized Methane | Commercial | SH | Air Source Heat Pump | Electric | 16 | Devices Per Thousand Ft2 | 30928.3341 | 38236.1803 | 45601.4796 | 53111.8214 | 60827.0636 | 68738.771 | 76792.054 | 84864.7023 | 92818.0549 | 99910.4458 | 106691.0012 | 113134.7984 | 119042.626 | 123973.2347 | 127545.9848 | 129850.6467 | 131387.2024 | 132641.6216 | 133845.0487 | 135051.3363 | 136265.8821 | 137488.9281 | 138720.5354 | 139960.764 | 141209.6742 | 142467.3267 | 143733.7828 | 145009.1041 | 146293.3527 | 147586.591
High Decarbonized Methane | Commercial | SH | Electric Resistance | Electric | 16 | Devices Per Thousand Ft2 | 184292.2822 | 180490.0027 | 176672.3371 | 172752.2004 | 168670.2459 | 164435.4257 | 160103.1524 | 155796.166 | 151653.6632 | 146810.944 | 142295.8079 | 138133.2881 | 134522.7067 | 131905.425 | 130662.1952 | 130703.3601 | 131529.0521 | 132653.4164 | 133845.4242 | 135051.3395 | 136265.8821 | 137488.9281 | 138720.5354 | 139960.764 | 141209.6742 | 142467.3267 | 143733.7828 | 145009.1041 | 146293.3527 | 147586.591
High Decarbonized Methane | Commercial | WH | Air Source Heat Pump | Electric | 10 | Devices Per Thousand Ft2 | 136221.8509 | 175960.5991 | 216202.0403 | 255233.0612 | 291299.8844 | 323070.2376 | 350035.0061 | 372312.6282 | 390442.7465 | 403027.1814 | 412715.1697 | 420071.7318 | 425716.8639 | 430261.2534 | 434162.5479 | 437717.2762 | 441103.808 | 444421.8575 | 447722.6969 | 451030.4207 | 454355.3654 | 457701.6096 | 461070.6797 | 464463.169 | 467879.3647 | 471319.4645 | 474783.6432 | 478272.0707 | 481784.9172 | 485322.3537
High Decarbonized Methane | Commercial | WH | Electric Resistance | Electric | 10 | Devices Per Thousand Ft2 | 615726.024 | 585576.1657 | 555038.6812 | 525828.0644 | 499699.49 | 477986.6448 | 461200.0743 | 449222.7887 | 441516.6108 | 435085.7754 | 431594.4619 | 430477.9513 | 431116.5509 | 432899.8793 | 435370.5968 | 438232.4845 | 441307.485 | 444496.1986 | 447747.6696 | 451038.1223 | 454357.5415 | 457702.1717 | 461070.812 | 464463.1972 | 467879.3701 | 471319.4654 | 474783.6433 | 478272.0708 | 481784.9172 | 485322.3537
High Decarbonized Methane | Residential | SH | Air Source Heat Pump | Other | 16 | Number of Devices | 0 | 0 | 0 | 0 | 0 | 0 | 0 | 0 | 0 | 0 | 0 | 0 | 0 | 0 | 0 | 0 | 0 | 0 | 0 | 0 | 0 | 0 | 0 | 0 | 0 | 0 | 0 | 0 | 0 | 0
High Decarbonized Methane | Residential | SH | Other | Other | 16 | Number of Devices | 117182.2857 | 118084.5893 | 118993.8406 | 119910.0932 | 120761.4549 | 121618.8612 | 122482.3551 | 123351.9798 | 124227.7789 | 124960.7228 | 125697.991 | 126439.6092 | 127185.6029 | 127935.9979 | 128601.2651 | 129269.9917 | 129942.1957 | 130617.8951 | 131297.1081 | 131979.8531 | 132666.1483 | 133356.0123 | 134049.4636 | 134746.5208 | 135447.2027 | 136151.5281 | 136859.5161 | 137571.1856 | 138286.5557 | 139005.6458
High Decarbonized Methane | Residential | WH | Air Source Heat Pump | Other | 10 | Number of Devices | 0 | 0 | 0 | 0 | 0 | 0 | 0 | 0 | 0 | 0 | 0 | 0 | 0 | 0 | 0 | 0 | 0 | 0 | 0 | 0 | 0 | 0 | 0 | 0 | 0 | 0 | 0 | 0 | 0 | 0
High Decarbonized Methane | Residential | WH | Other | Other | 10 | Number of Devices | 66915.5606 | 67430.8104 | 67950.0277 | 68473.2429 | 68959.4029 | 69449.0147 | 69942.1027 | 70438.6916 | 70938.8063 | 71357.3453 | 71778.3536 | 72201.8459 | 72627.8368 | 73056.341 | 73436.234 | 73818.1024 | 74201.9565 | 74587.8067 | 74975.6633 | 75365.5367 | 75757.4375 | 76151.3762 | 76547.3634 | 76945.4097 | 77345.5258 | 77747.7225 | 78152.0107 | 78558.4011 | 78966.9048 | 79377.5327
High Decarbonized Methane | Commercial | SH | Air Source Heat Pump | Other | 16 | Devices Per Thousand Ft2 | 0 | 0 | 0 | 0 | 0 | 0 | 0 | 0 | 0 | 0 | 0 | 0 | 0 | 0 | 0 | 0 | 0 | 0 | 0 | 0 | 0 | 0 | 0 | 0 | 0 | 0 | 0 | 0 | 0 | 0
High Decarbonized Methane | Commercial | SH | Other | Other | 16 | Devices Per Thousand Ft2 | 0 | 0 | 0 | 0 | 0 | 0 | 0 | 0 | 0 | 0 | 0 | 0 | 0 | 0 | 0 | 0 | 0 | 0 | 0 | 0 | 0 | 0 | 0 | 0 | 0 | 0 | 0 | 0 | 0 | 0
High Decarbonized Methane | Commercial | WH | Air Source Heat Pump | Other | 10 | Devices Per Thousand Ft2 | 0 | 0 | 0 | 0 | 0 | 0 | 0 | 0 | 0 | 0 | 0 | 0 | 0 | 0 | 0 | 0 | 0 | 0 | 0 | 0 | 0 | 0 | 0 | 0 | 0 | 0 | 0 | 0 | 0 | 0
High Decarbonized Methane | Commercial | WH | Other | Other | 10 | Devices Per Thousand Ft2 | 0 | 0 | 0 | 0 | 0 | 0 | 0 | 0 | 0 | 0 | 0 | 0 | 0 | 0 | 0 | 0 | 0 | 0 | 0 | 0 | 0 | 0 | 0 | 0 | 0 | 0 | 0 | 0 | 0 | 0
Electrification with Fuel Backup | Residential | SH | Air Source Heat Pump | Gas | 16 | Number of Devices | 3687.4325 | 5502.4907 | 7733.7599 | 10432.8322 | 13641.3577 | 17289.6413 | 21358.3434 | 25807.8179 | 30626.7719 | 35831.48 | 41586.6762 | 47953.6313 | 54774.6077 | 61647.505 | 68155.0378 | 73921.1061 | 79104.4513 | 83855.4769 | 88264.9852 | 92379.6747 | 96220.4416 | 99790.468 | 103082.5082 | 106084.0216 | 108782.3052 | 111169.05 | 113242.5705 | 115007.5893 | 116475.9346 | 117671.134
Electrification with Fuel Backup | Residential | SH | Heat Pump with Fuel Backup | Gas | 16 | Number of Devices | 36874.3246 | 55024.9065 | 77337.5994 | 104328.3221 | 136413.577 | 172896.4128 | 213583.4345 | 258078.1788 | 306267.7185 | 358314.8001 | 415866.7616 | 479536.3126 | 547746.0769 | 616475.0497 | 681550.378 | 739211.0612 | 791044.513 | 838554.7689 | 882649.8519 | 923796.7473 | 962204.4162 | 997904.6797 | 1030825.0816 | 1060840.2159 | 1087823.0523 | 1111690.5001 | 1132425.7046 | 1150075.8931 | 1164759.3458 | 1176711.34
Electrification with Fuel Backup | Residential | SH | Ground Source Heat Pump | Gas | 16 | Number of Devices | 409.7147 | 611.3879 | 859.3067 | 1159.2036 | 1515.7064 | 1921.0713 | 2373.1493 | 2867.5353 | 3402.9747 | 3981.2756 | 4620.7418 | 5328.1813 | 6086.0675 | 6849.7228 | 7572.782 | 8213.4562 | 8789.3835 | 9317.2752 | 9807.2206 | 10264.4083 | 10691.1602 | 11087.8298 | 11453.612 | 11787.1135 | 12086.9228 | 12352.1167 | 12582.5078 | 12778.621 | 12941.7705 | 13074.5704
Electrification with Fuel Backup | Residential | SH | Gas | Gas | 16 | Number of Devices | 14140.2664 | 20671.9669 | 28258.0935 | 36735.2845 | 45746.8152 | 54855.415 | 63599.2427 | 71589.0354 | 78653.0306 | 84838.3499 | 89416.6437 | 91767.0672 | 91288.8822 | 88254.0927 | 83291.2364 | 77634.8034 | 71459.4305 | 64851.1719 | 57913.1537 | 50775.2551 | 43588.3661 | 36524.5254 | 29766.1092 | 23491.509 | 17856.4842 | 12976.5525 | 8918.7463 | 5705.1525 | 3318.4745 | 1698.2703
Electrification with Fuel Backup | Residential | SH | Gas | Gas | 16 | Number of Devices | 1052806.1083 | 1034638.062 | 1010856.7104 | 981052.6775 | 944440.1927 | 902901.588 | 857113.9937 | 807907.5962 | 755580.0441 | 698494.3643 | 636940.0622 | 570857.4355 | 502600.105 | 436364.094 | 375310.9003 | 323222.4854 | 278160.5891 | 238368.1781 | 202733.3832 | 170607.626 | 141608.0105 | 115527.3163 | 92263.8492 | 71778.7342 | 54057.534 | 39077.232 | 26789.7024 | 17120.5637 | 9955.8709 | 5094.8288
Electrification with Fuel Backup | Residential | WH | Air Source Heat Pump | Gas | 10 | Number of Devices | 68819.0981 | 102420.4438 | 142002.6403 | 187279.1713 | 237828.6327 | 291928.8673 | 349196.0246 | 409176.8835 | 471342.1036 | 534466.559 | 598590.686 | 663133.8124 | 727642.6906 | 791840.1976 | 855042.0533 | 911705.3585 | 962034.0757 | 1006302.0648 | 1044822.5387 | 1077944.4465 | 1106068.1095 | 1129649.9663 | 1149214.0535 | 1165340.5615 | 1178639.5067 | 1189714.8559 | 1199127.1961 | 1207363.0687 | 1214816.642 | 1221785.5463
Electrification with Fuel Backup | Residential | WH | Gas | Gas | 10 | Number of Devices | 16945.7044 | 26185.7012 | 36722.5002 | 47739.0193 | 58335.225 | 67852.9673 | 75820.3417 | 81958.2875 | 86131.3901 | 88188.4657 | 87288.6371 | 83764.2202 | 77952.9227 | 70184.7803 | 60728.9478 | 51324.3747 | 42340.5159 | 34057.7973 | 26672.4642 | 20301.1561 | 14985.7006 | 10703.7264 | 7378.9619 | 4896.2197 | 3117.7877 | 1899.2937 | 1103.2625 | 609.0376 | 318.4154 | 157.1131
Electrification with Fuel Backup | Residential | WH | Gas | Gas | 10 | Number of Devices | 944734.8307 | 909828.3354 | 867705.2854 | 819469.7497 | 765810.9468 | 709732.9911 | 652092.0146 | 593620.6794 | 534984.1233 | 476248.0922 | 419507.3222 | 365010.394 | 312873.0729 | 263042.6736 | 215147.0022 | 173769.0437 | 138335.539 | 108292.361 | 83130.2119 | 62383.6633 | 45610.728 | 32377.501 | 22236.3805 | 14722.5275 | 9363.8028 | 5700.7772 | 3310.5059 | 1827.2712 | 955.2769 | 471.3446
Electrification with Fuel Backup | Commercial | SH | Air Source Heat Pump | Gas | 16 | Devices Per Thousand Ft2 | 6023.4179 | 8988.3139 | 12633.0905 | 17042.0228 | 22283.1465 | 28242.6147 | 34888.8363 | 42157.0491 | 50028.8065 | 58530.6929 | 67931.8011 | 78332.217 | 89474.2763 | 100701.1483 | 111331.1978 | 120750.0656 | 129217.0557 | 136977.8521 | 144180.7802 | 150902.1222 | 157176.0117 | 163007.6468 | 168385.1917 | 173288.1614 | 177695.8055 | 181594.5512 | 184981.6451 | 187864.8019 | 190263.3427 | 192215.7
Electrification with Fuel Backup | Commercial | SH | Heat Pump with Fuel Backup | Gas | 16 | Devices Per Thousand Ft2 | 60234.1787 | 89883.1393 | 126330.9045 | 170420.2278 | 222831.465 | 282426.1471 | 348888.3634 | 421570.4915 | 500288.0647 | 585306.9293 | 679318.0109 | 783322.1696 | 894742.7632 | 1007011.4834 | 1113311.9783 | 1207500.6565 | 1292170.5572 | 1369778.5208 | 1441807.8025 | 1509021.2219 | 1571760.1173 | 1630076.4682 | 1683851.9175 | 1732881.6144 | 1776958.0554 | 1815945.5116 | 1849816.4511 | 1878648.0193 | 1902633.4272 | 1922156.9998
Electrification with Fuel Backup | Commercial | SH | Ground Source Heat Pump | Gas | 16 | Devices Per Thousand Ft2 | 669.2687 | 998.7015 | 1403.6767 | 1893.5581 | 2475.9052 | 3138.0683 | 3876.5374 | 4684.1166 | 5558.7563 | 6503.4103 | 7547.9779 | 8703.5797 | 9941.5863 | 11189.0165 | 12370.1331 | 13416.674 | 14357.4506 | 15219.7613 | 16020.0867 | 16766.9025 | 17464.0013 | 18111.9608 | 18709.4657 | 19254.2402 | 19743.9784 | 20177.1724 | 20553.5161 | 20873.8669 | 21140.3714 | 21357.3
Electrification with Fuel Backup | Commercial | SH | Gas | Gas | 16 | Devices Per Thousand Ft2 | 23098.1135 | 33767.6408 | 46159.5723 | 60007.0568 | 74727.3848 | 89606.275 | 103889.3103 | 116940.63 | 128479.6604 | 138583.3744 | 146062.0135 | 149901.4283 | 149120.3134 | 144162.9874 | 136056.1657 | 126816.3871 | 116728.9206 | 105934.3356 | 94601.0887 | 82941.3371 | 71201.56 | 59662.782 | 48622.9147 | 38373.3605 | 29168.5521 | 21197.1878 | 14568.7647 | 9319.3618 | 5420.7253 | 2774.1231
Electrification with Fuel Backup | Commercial | SH | Gas | Gas | 16 | Devices Per Thousand Ft2 | 1719757.9064 | 1690080.4178 | 1651233.5996 | 1602548.7366 | 1542742.273 | 1474888.9965 | 1400094.9992 | 1319716.3896 | 1234239.3766 | 1140989.9659 | 1040441.0643 | 932495.1483 | 820996.8554 | 712800.3863 | 613070.045 | 527983.6623 | 454375.092 | 389374.2216 | 331164.8136 | 278687.4158 | 231316.568 | 188713.7756 | 150712.9213 | 117250.5029 | 88302.937 | 63832.626 | 43760.9566 | 27966.4266 | 16262.9068 | 8322.3986
Electrification with Fuel Backup | Commercial | WH | Air Source Heat Pump | Gas | 10 | Devices Per Thousand Ft2 | 87889.519 | 130802.1145 | 181352.9108 | 239175.9954 | 303733.1892 | 372825.1089 | 445961.5354 | 522563.6558 | 601955.4445 | 682572.2817 | 764465.8088 | 846894.4441 | 929279.3407 | 1011266.5822 | 1091982.2679 | 1164347.5093 | 1228622.7885 | 1285157.8548 | 1334352.7151 | 1376653.016 | 1412570.0111 | 1442686.6227 | 1467672.103 | 1488267.4184 | 1505251.6267 | 1519396.0595 | 1531416.648 | 1541934.7585 | 1551453.7872 | 1560353.8406
Electrification with Fuel Backup | Commercial | WH | Gas | Gas | 10 | Devices Per Thousand Ft2 | 21641.5189 | 33442.0059 | 46898.6512 | 60967.9516 | 74500.4659 | 86655.6643 | 96830.8733 | 104669.7017 | 109999.2104 | 112626.321 | 111477.1414 | 106976.0754 | 99554.4125 | 89633.6446 | 77557.5118 | 65546.8428 | 54073.472 | 43495.5341 | 34063.6555 | 25926.7978 | 19138.3795 | 13669.8299 | 9423.7418 | 6253.0084 | 3981.756 | 2425.6059 | 1408.9869 | 777.8077 | 406.6513 | 200.6506
Electrification with Fuel Backup | Commercial | WH | Gas | Gas | 10 | Devices Per Thousand Ft2 | 1206529.7596 | 1161950.3453 | 1108154.601 | 1046552.5436 | 978024.3806 | 906406.6945 | 832792.86 | 758118.5666 | 683233.2679 | 608220.9288 | 535756.7565 | 466158.2156 | 399573.1513 | 335934.2785 | 274766.265 | 221922.0841 | 176669.6211 | 138301.1953 | 106166.3774 | 79670.7646 | 58249.8908 | 41349.6118 | 28398.2911 | 18802.2786 | 11958.6008 | 7280.5164 | 4227.8783 | 2333.6253 | 1219.9931 | 601.9586
Electrification with Fuel Backup | Residential | SH | Air Source Heat Pump | Fuel Oil | 16 | Number of Devices | 8230.9546 | 12282.4625 | 17263.0218 | 23287.7943 | 30449.7499 | 38593.3178 | 47675.329 | 57607.2864 | 68363.9828 | 79981.7459 | 92828.2885 | 107040.3775 | 122265.9167 | 137607.3518 | 152133.2334 | 165004.0445 | 176574.1219 | 187179.191 | 197021.9375 | 206206.6 | 214779.8223 | 222748.7072 | 230097.0813 | 236796.9521 | 242819.9641 | 248147.5703 | 252776.0084 | 256715.8202 | 259993.4079 | 262661.2892
Electrification with Fuel Backup | Residential | SH | Other | Fuel Oil | 16 | Number of Devices | 214343.9523 | 212006.2712 | 208752.7351 | 204468.284 | 198923.3965 | 192408.378 | 184966.4788 | 176686.2782 | 167593.0661 | 157367.4497 | 145921.2673 | 133117.8006 | 119309.1947 | 105393.0528 | 92130.7732 | 80530.135 | 70236.8353 | 60915.1832 | 52362.5275 | 44474.6642 | 37204.9845 | 30546.4206 | 24515.1811 | 19139.2941 | 14447.1505 | 10457.3333 | 7173.6408 | 4585.5671 | 2666.7466 | 1364.6981
Electrification with Fuel Backup | Residential | WH | Air Source Heat Pump | Fuel Oil | 10 | Number of Devices | 5199.1246 | 7737.629 | 10727.9729 | 14148.5107 | 17967.4063 | 22054.5546 | 26380.9567 | 30912.3727 | 35608.8121 | 40377.7195 | 45222.1499 | 50098.2347 | 54971.7321 | 59821.7061 | 64596.461 | 68877.2434 | 72679.4623 | 76023.807 | 78933.9403 | 81436.2242 | 83560.9023 | 85342.4574 | 86820.4792 | 88038.7998 | 89043.5045 | 89880.2217 | 90591.3023 | 91213.5035 | 91776.6039 | 92303.0886
Electrification with Fuel Backup | Residential | WH | Other | Fuel Oil | 10 | Number of Devices | 72652.7531 | 70713.7081 | 68327.4395 | 65515.6284 | 62262.3482 | 58744.8311 | 54992.1047 | 51038.4375 | 46923.8488 | 42641.884 | 38287.2694 | 33903.8902 | 29526.0053 | 25174.5679 | 20841.7937 | 17005.2902 | 13649.6605 | 10754.2271 | 8295.3397 | 6246.648 | 4577.9208 | 3254.6877 | 2237.371 | 1482.1512 | 942.9555 | 574.1679 | 333.45 | 184.0575 | 96.2245 | 47.4785
Electrification with Fuel Backup | Commercial | SH | Air Source Heat Pump | Fuel Oil | 16 | Devices Per Thousand Ft2 | 6485.1936 | 9718.6835 | 13717.9138 | 18584.4134 | 24418.1158 | 31099.1451 | 38604.5017 | 46873.7378 | 55896.8637 | 65467.4805 | 76065.8554 | 87807.5186 | 100407.0351 | 113129.2829 | 125295.2144 | 136138.8156 | 145945.7405 | 154988.3039 | 163430.4347 | 171355.4424 | 178799.2983 | 185765.2662 | 192237.1958 | 198188.9384 | 203593.8639 | 208433.3995 | 212701.2915 | 216403.3099 | 219558.671 | 222208.8331
Electrification with Fuel Backup | Commercial | SH | Other | Fuel Oil | 16 | Devices Per Thousand Ft2 | 168882.2378 | 167753.157 | 165883.5889 | 163172.3073 | 159519.6856 | 155045.9098 | 149774.294 | 143765.6033 | 137030.1495 | 128810.0219 | 119571.5895 | 109199.3884 | 97978.9202 | 86645.3741 | 75877.8652 | 66442.4756 | 58053.6198 | 50439.0519 | 43434.9126 | 36957.9623 | 30972.3001 | 25474.7335 | 20481.4839 | 16018.772 | 12113.3005 | 8783.715 | 6036.3429 | 3865.4879 | 2252.0084 | 1154.521
Electrification with Fuel Backup | Commercial | WH | Air Source Heat Pump | Fuel Oil | 10 | Devices Per Thousand Ft2 | 8089.7525 | 12090.9984 | 16835.3126 | 22297.8761 | 28454.18 | 35096.7494 | 42185.8748 | 49672.5866 | 57497.616 | 65269.2769 | 73180.0803 | 81159.3877 | 89151.8629 | 97123.5301 | 105063.3827 | 112226.4958 | 118633.7726 | 124314.9159 | 129304.7264 | 133642.6988 | 137375.0044 | 140555.1402 | 143245.4243 | 145515.6432 | 147439.8244 | 149091.7754 | 150540.3929 | 151845.7602 | 153056.7567 | 154210.4297
Electrification with Fuel Backup | Commercial | WH | Other | Fuel Oil | 10 | Devices Per Thousand Ft2 | 113046.4902 | 110498.8792 | 107225.6436 | 103251.8115 | 98602.1039 | 93484.2099 | 87938.056 | 82012.8314 | 75768.0271 | 68929.2256 | 61957.8117 | 54924.4696 | 47884.5813 | 40872.1693 | 33898.2865 | 27707.9051 | 22280.1692 | 17585.4235 | 13588.9153 | 10251.1984 | 7526.1501 | 5360.3223 | 3691.4466 | 2449.7857 | 1561.3625 | 952.4199 | 554.1117 | 306.4059 | 160.4746 | 79.3222
Electrification with Fuel Backup | Residential | SH | Air Source Heat Pump | Electric | 16 | Number of Devices | 78179.997 | 96242.724 | 114296.8499 | 132561.0211 | 151043.5471 | 169823.4932 | 188761.1823 | 207555.062 | 225869.5555 | 243055.3115 | 259470.6597 | 275055.4247 | 289325.945 | 301211.1578 | 309469.2019 | 314631.4235 | 317920.2458 | 320517.6032 | 322984.0786 | 325449.9593 | 327928.2151 | 330419.3539 | 332923.4466 | 335440.5606 | 337970.7636 | 340514.1236 | 343070.7092 | 345640.5889 | 348223.8321 | 350820.5081
Electrification with Fuel Backup | Residential | SH | Electric Resistance | Electric | 16 | Number of Devices | 465850.1815 | 454303.9958 | 442816.5884 | 431169.6996 | 418835.8063 | 406248.148 | 393546.7121 | 381033.363 | 369043.9919 | 357151.6417 | 346060.9304 | 335832.2177 | 326949.3503 | 320483.5776 | 317030.1703 | 316697.5697 | 318263.4823 | 320546.1044 | 322984.9845 | 325449.9671 | 327928.2151 | 330419.3539 | 332923.4466 | 335440.5606 | 337970.7636 | 340514.1236 | 343070.7092 | 345640.5889 | 348223.8321 | 350820.5081
Electrification with Fuel Backup | Residential | WH | Air Source Heat Pump | Electric | 10 | Number of Devices | 207093.9199 | 266173.0762 | 325417.3176 | 382255.7175 | 433849.2508 | 478498.8194 | 515566.426 | 545348.2748 | 568748.5622 | 586207.8829 | 599409.15 | 609190.6906 | 616465.4699 | 622127.596 | 626408.7281 | 630171.2038 | 633674.5913 | 637063.4749 | 640411.9047 | 643754.5034 | 647106.002 | 650472.1115 | 653854.8741 | 657254.9938 | 660672.736 | 664108.2374 | 667561.6008 | 671032.9212 | 674522.2924 | 678029.8084
Electrification with Fuel Backup | Residential | WH | Electric Resistance | Electric | 10 | Number of Devices | 936069.4709 | 885792.6726 | 835418.5675 | 787518.6039 | 744230.4683 | 707945.2657 | 679301.4122 | 658003.1249 | 643146.6325 | 632837.4935 | 626828.594 | 624281.8562 | 624284.5649 | 625942.864 | 628151.6983 | 630912.9368 | 633967.1868 | 637170.0405 | 640447.625 | 643765.4958 | 647109.1012 | 650472.9103 | 653855.0617 | 657255.0338 | 660672.7437 | 664108.2387 | 667561.601 | 671032.9213 | 674522.2924 | 678029.8084
Electrification with Fuel Backup | Commercial | SH | Air Source Heat Pump | Electric | 16 | Devices Per Thousand Ft2 | 30928.3341 | 38236.1803 | 45601.4796 | 53111.8214 | 60827.0636 | 68738.771 | 76792.054 | 84864.7023 | 92818.0549 | 99910.4458 | 106691.0012 | 113134.7984 | 119042.626 | 123973.2347 | 127545.9848 | 129850.6467 | 131387.2024 | 132641.6216 | 133845.0487 | 135051.3363 | 136265.8821 | 137488.9281 | 138720.5354 | 139960.764 | 141209.6742 | 142467.3267 | 143733.7828 | 145009.1041 | 146293.3527 | 147586.591
Electrification with Fuel Backup | Commercial | SH | Electric Resistance | Electric | 16 | Devices Per Thousand Ft2 | 184292.2822 | 180490.0027 | 176672.3371 | 172752.2004 | 168670.2459 | 164435.4257 | 160103.1524 | 155796.166 | 151653.6632 | 146810.944 | 142295.8079 | 138133.2881 | 134522.7067 | 131905.425 | 130662.1952 | 130703.3601 | 131529.0521 | 132653.4164 | 133845.4242 | 135051.3395 | 136265.8821 | 137488.9281 | 138720.5354 | 139960.764 | 141209.6742 | 142467.3267 | 143733.7828 | 145009.1041 | 146293.3527 | 147586.591
Electrification with Fuel Backup | Commercial | WH | Air Source Heat Pump | Electric | 10 | Devices Per Thousand Ft2 | 136221.8509 | 175960.5991 | 216202.0403 | 255233.0612 | 291299.8844 | 323070.2376 | 350035.0061 | 372312.6282 | 390442.7465 | 403027.1814 | 412715.1697 | 420071.7318 | 425716.8639 | 430261.2534 | 434162.5479 | 437717.2762 | 441103.808 | 444421.8575 | 447722.6969 | 451030.4207 | 454355.3654 | 457701.6096 | 461070.6797 | 464463.169 | 467879.3647 | 471319.4645 | 474783.6432 | 478272.0707 | 481784.9172 | 485322.3537
Electrification with Fuel Backup | Commercial | WH | Electric Resistance | Electric | 10 | Devices Per Thousand Ft2 | 615726.024 | 585576.1657 | 555038.6812 | 525828.0644 | 499699.49 | 477986.6448 | 461200.0743 | 449222.7887 | 441516.6108 | 435085.7754 | 431594.4619 | 430477.9513 | 431116.5509 | 432899.8793 | 435370.5968 | 438232.4845 | 441307.485 | 444496.1986 | 447747.6696 | 451038.1223 | 454357.5415 | 457702.1717 | 461070.812 | 464463.1972 | 467879.3701 | 471319.4654 | 474783.6433 | 478272.0708 | 481784.9172 | 485322.3537
Electrification with Fuel Backup | Residential | SH | Air Source Heat Pump | Other | 16 | Number of Devices | 4333.4718 | 6466.5287 | 9088.7171 | 12260.6676 | 16031.3278 | 20318.7918 | 25100.3318 | 30329.3556 | 35992.5918 | 42109.1664 | 48872.6747 | 56355.1223 | 64371.1359 | 72448.1669 | 80095.8215 | 86872.1068 | 92963.5757 | 98546.9824 | 103729.0379 | 108564.6224 | 113078.2928 | 117273.7889 | 121142.5955 | 124669.975 | 127840.9988 | 130645.902 | 133082.7039 | 135156.9546 | 136882.5544 | 138287.1531
Electrification with Fuel Backup | Residential | SH | Other | Other | 16 | Number of Devices | 112848.8139 | 111618.0606 | 109905.1235 | 107649.4255 | 104730.1271 | 101300.0694 | 97382.0233 | 93022.6242 | 88235.1871 | 82851.5564 | 76825.3163 | 70084.4869 | 62814.467 | 55487.831 | 48505.4436 | 42397.8849 | 36978.62 | 32070.9127 | 27568.0702 | 23415.2307 | 19587.8555 | 16082.2234 | 12906.868 | 10076.5457 | 7606.2039 | 5505.6261 | 3776.8122 | 2414.231 | 1404.0013 | 718.4927
Electrification with Fuel Backup | Residential | WH | Air Source Heat Pump | Other | 10 | Number of Devices | 4468.7726 | 6650.6782 | 9220.9507 | 12160.9851 | 15443.4177 | 18956.42 | 22675.0665 | 26569.9275 | 30606.6301 | 34705.6207 | 38869.5251 | 43060.6372 | 47249.5254 | 51418.1947 | 55522.2113 | 59201.6467 | 62469.7452 | 65344.2899 | 67845.6194 | 69996.3926 | 71822.6045 | 73353.8939 | 74624.2892 | 75671.465 | 76535.0329 | 77254.2114 | 77865.4023 | 78400.1993 | 78884.1975 | 79336.7238
Electrification with Fuel Backup | Residential | WH | Other | Other | 10 | Number of Devices | 62446.788 | 60780.1322 | 58729.077 | 56312.2577 | 53515.9852 | 50492.5947 | 47267.0361 | 43868.7641 | 40332.1762 | 36651.7245 | 32908.8285 | 29141.2087 | 25378.3114 | 21638.1464 | 17914.0227 | 14616.4557 | 11732.2114 | 9243.5168 | 7130.0439 | 5369.1441 | 3934.833 | 2797.4823 | 1923.0742 | 1273.9446 | 810.4929 | 493.5111 | 286.6083 | 158.2019 | 82.7073 | 40.8089
Electrification with Fuel Backup | Commercial | SH | Air Source Heat Pump | Other | 16 | Devices Per Thousand Ft2 | 0 | 0 | 0 | 0 | 0 | 0 | 0 | 0 | 0 | 0 | 0 | 0 | 0 | 0 | 0 | 0 | 0 | 0 | 0 | 0 | 0 | 0 | 0 | 0 | 0 | 0 | 0 | 0 | 0 | 0
Electrification with Fuel Backup | Commercial | SH | Other | Other | 16 | Devices Per Thousand Ft2 | 0 | 0 | 0 | 0 | 0 | 0 | 0 | 0 | 0 | 0 | 0 | 0 | 0 | 0 | 0 | 0 | 0 | 0 | 0 | 0 | 0 | 0 | 0 | 0 | 0 | 0 | 0 | 0 | 0 | 0
Electrification with Fuel Backup | Commercial | WH | Air Source Heat Pump | Other | 10 | Devices Per Thousand Ft2 | 0 | 0 | 0 | 0 | 0 | 0 | 0 | 0 | 0 | 0 | 0 | 0 | 0 | 0 | 0 | 0 | 0 | 0 | 0 | 0 | 0 | 0 | 0 | 0 | 0 | 0 | 0 | 0 | 0 | 0
Electrification with Fuel Backup | Commercial | WH | Other | Other | 10 | Devices Per Thousand Ft2 | 0 | 0 | 0 | 0 | 0 | 0 | 0 | 0 | 0 | 0 | 0 | 0 | 0 | 0 | 0 | 0 | 0 | 0 | 0 | 0 | 0 | 0 | 0 | 0 | 0 | 0 | 0 | 0 | 0 | 0
High Electrification | Residential | SH | Air Source Heat Pump | Gas | 16 | Number of Devices | 36874.3246 | 55024.9065 | 77337.5994 | 104328.3221 | 136413.577 | 172896.4128 | 213583.4345 | 258078.1788 | 306267.7185 | 358314.8001 | 415866.7616 | 479536.3126 | 547746.0769 | 616475.0497 | 681550.378 | 739211.0612 | 791044.513 | 838554.7689 | 882649.8519 | 923796.7473 | 962204.4162 | 997904.6797 | 1030825.0816 | 1060840.2159 | 1087823.0523 | 1111690.5001 | 1132425.7046 | 1150075.8931 | 1164759.3458 | 1176711.34
High Electrification | Residential | SH | Heat Pump with Fuel Backup | Gas | 16 | Number of Devices | 0 | 0 | 0 | 0 | 0 | 0 | 0 | 0 | 0 | 0 | 0 | 0 | 0 | 0 | 0 | 0 | 0 | 0 | 0 | 0 | 0 | 0 | 0 | 0 | 0 | 0 | 0 | 0 | 0 | 0
High Electrification | Residential | SH | Ground Source Heat Pump | Gas | 16 | Number of Devices | 4097.1472 | 6113.8785 | 8593.0666 | 11592.0358 | 15157.0641 | 19210.7125 | 23731.4927 | 28675.3532 | 34029.7465 | 39812.7556 | 46207.418 | 53281.8125 | 60860.6752 | 68497.2277 | 75727.8198 | 82134.5624 | 87893.8348 | 93172.7521 | 98072.2058 | 102644.083 | 106911.6018 | 110878.2977 | 114536.1202 | 117871.1351 | 120869.228 | 123521.1667 | 125825.0783 | 127786.2103 | 129417.7051 | 130745.7044
High Electrification | Residential | SH | Gas | Gas | 16 | Number of Devices | 14140.2664 | 20671.9669 | 28258.0935 | 36735.2845 | 45746.8152 | 54855.415 | 63599.2427 | 71589.0354 | 78653.0306 | 84838.3499 | 89416.6437 | 91767.0672 | 91288.8822 | 88254.0927 | 83291.2364 | 77634.8034 | 71459.4305 | 64851.1719 | 57913.1537 | 50775.2551 | 43588.3661 | 36524.5254 | 29766.1092 | 23491.509 | 17856.4842 | 12976.5525 | 8918.7463 | 5705.1525 | 3318.4745 | 1698.2703
High Electrification | Residential | SH | Gas | Gas | 16 | Number of Devices | 1052806.1083 | 1034638.062 | 1010856.7104 | 981052.6775 | 944440.1927 | 902901.588 | 857113.9937 | 807907.5962 | 755580.0441 | 698494.3643 | 636940.0622 | 570857.4355 | 502600.105 | 436364.094 | 375310.9003 | 323222.4854 | 278160.5891 | 238368.1781 | 202733.3832 | 170607.626 | 141608.0105 | 115527.3163 | 92263.8492 | 71778.7342 | 54057.534 | 39077.232 | 26789.7024 | 17120.5637 | 9955.8709 | 5094.8288
High Electrification | Residential | WH | Air Source Heat Pump | Gas | 10 | Number of Devices | 68819.0981 | 102420.4438 | 142002.6403 | 187279.1713 | 237828.6327 | 291928.8673 | 349196.0246 | 409176.8835 | 471342.1036 | 534466.559 | 598590.686 | 663133.8124 | 727642.6906 | 791840.1976 | 855042.0533 | 911705.3585 | 962034.0757 | 1006302.0648 | 1044822.5387 | 1077944.4465 | 1106068.1095 | 1129649.9663 | 1149214.0535 | 1165340.5615 | 1178639.5067 | 1189714.8559 | 1199127.1961 | 1207363.0687 | 1214816.642 | 1221785.5463
High Electrification | Residential | WH | Gas | Gas | 10 | Number of Devices | 16945.7044 | 26185.7012 | 36722.5002 | 47739.0193 | 58335.225 | 67852.9673 | 75820.3417 | 81958.2875 | 86131.3901 | 88188.4657 | 87288.6371 | 83764.2202 | 77952.9227 | 70184.7803 | 60728.9478 | 51324.3747 | 42340.5159 | 34057.7973 | 26672.4642 | 20301.1561 | 14985.7006 | 10703.7264 | 7378.9619 | 4896.2197 | 3117.7877 | 1899.2937 | 1103.2625 | 609.0376 | 318.4154 | 157.1131
High Electrification | Residential | WH | Gas | Gas | 10 | Number of Devices | 944734.8307 | 909828.3354 | 867705.2854 | 819469.7497 | 765810.9468 | 709732.9911 | 652092.0146 | 593620.6794 | 534984.1233 | 476248.0922 | 419507.3222 | 365010.394 | 312873.0729 | 263042.6736 | 215147.0022 | 173769.0437 | 138335.539 | 108292.361 | 83130.2119 | 62383.6633 | 45610.728 | 32377.501 | 22236.3805 | 14722.5275 | 9363.8028 | 5700.7772 | 3310.5059 | 1827.2712 | 955.2769 | 471.3446
High Electrification | Commercial | SH | Air Source Heat Pump | Gas | 16 | Devices Per Thousand Ft2 | 60234.1787 | 89883.1393 | 126330.9045 | 170420.2278 | 222831.465 | 282426.1471 | 348888.3634 | 421570.4915 | 500288.0647 | 585306.9293 | 679318.0109 | 783322.1696 | 894742.7632 | 1007011.4834 | 1113311.9783 | 1207500.6565 | 1292170.5572 | 1369778.5208 | 1441807.8025 | 1509021.2219 | 1571760.1173 | 1630076.4682 | 1683851.9175 | 1732881.6144 | 1776958.0554 | 1815945.5116 | 1849816.4511 | 1878648.0193 | 1902633.4272 | 1922156.9998
High Electrification | Commercial | SH | Heat Pump with Fuel Backup | Gas | 16 | Devices Per Thousand Ft2 | 0 | 0 | 0 | 0 | 0 | 0 | 0 | 0 | 0 | 0 | 0 | 0 | 0 | 0 | 0 | 0 | 0 | 0 | 0 | 0 | 0 | 0 | 0 | 0 | 0 | 0 | 0 | 0 | 0 | 0
High Electrification | Commercial | SH | Ground Source Heat Pump | Gas | 16 | Devices Per Thousand Ft2 | 6692.6865 | 9987.0155 | 14036.7672 | 18935.5809 | 24759.0517 | 31380.683 | 38765.3737 | 46841.1657 | 55587.5627 | 65034.1033 | 75479.779 | 87035.7966 | 99415.8626 | 111890.1648 | 123701.3309 | 134166.7396 | 143574.5064 | 152197.6134 | 160200.8669 | 167669.0247 | 174640.013 | 181119.6076 | 187094.6575 | 192542.4016 | 197439.7839 | 201771.7235 | 205535.1612 | 208738.6688 | 211403.7141 | 213573
High Electrification | Commercial | SH | Gas | Gas | 16 | Devices Per Thousand Ft2 | 23098.1135 | 33767.6408 | 46159.5723 | 60007.0568 | 74727.3848 | 89606.275 | 103889.3103 | 116940.63 | 128479.6604 | 138583.3744 | 146062.0135 | 149901.4283 | 149120.3134 | 144162.9874 | 136056.1657 | 126816.3871 | 116728.9206 | 105934.3356 | 94601.0887 | 82941.3371 | 71201.56 | 59662.782 | 48622.9147 | 38373.3605 | 29168.5521 | 21197.1878 | 14568.7647 | 9319.3618 | 5420.7253 | 2774.1231
High Electrification | Commercial | SH | Gas | Gas | 16 | Devices Per Thousand Ft2 | 1719757.9064 | 1690080.4178 | 1651233.5996 | 1602548.7366 | 1542742.273 | 1474888.9965 | 1400094.9992 | 1319716.3896 | 1234239.3766 | 1140989.9659 | 1040441.0643 | 932495.1483 | 820996.8554 | 712800.3863 | 613070.045 | 527983.6623 | 454375.092 | 389374.2216 | 331164.8136 | 278687.4158 | 231316.568 | 188713.7756 | 150712.9213 | 117250.5029 | 88302.937 | 63832.626 | 43760.9566 | 27966.4266 | 16262.9068 | 8322.3986
High Electrification | Commercial | WH | Air Source Heat Pump | Gas | 10 | Devices Per Thousand Ft2 | 87889.519 | 130802.1145 | 181352.9108 | 239175.9954 | 303733.1892 | 372825.1089 | 445961.5354 | 522563.6558 | 601955.4445 | 682572.2817 | 764465.8088 | 846894.4441 | 929279.3407 | 1011266.5822 | 1091982.2679 | 1164347.5093 | 1228622.7885 | 1285157.8548 | 1334352.7151 | 1376653.016 | 1412570.0111 | 1442686.6227 | 1467672.103 | 1488267.4184 | 1505251.6267 | 1519396.0595 | 1531416.648 | 1541934.7585 | 1551453.7872 | 1560353.8406
High Electrification | Commercial | WH | Gas | Gas | 10 | Devices Per Thousand Ft2 | 21641.5189 | 33442.0059 | 46898.6512 | 60967.9516 | 74500.4659 | 86655.6643 | 96830.8733 | 104669.7017 | 109999.2104 | 112626.321 | 111477.1414 | 106976.0754 | 99554.4125 | 89633.6446 | 77557.5118 | 65546.8428 | 54073.472 | 43495.5341 | 34063.6555 | 25926.7978 | 19138.3795 | 13669.8299 | 9423.7418 | 6253.0084 | 3981.756 | 2425.6059 | 1408.9869 | 777.8077 | 406.6513 | 200.6506
High Electrification | Commercial | WH | Gas | Gas | 10 | Devices Per Thousand Ft2 | 1206529.7596 | 1161950.3453 | 1108154.601 | 1046552.5436 | 978024.3806 | 906406.6945 | 832792.86 | 758118.5666 | 683233.2679 | 608220.9288 | 535756.7565 | 466158.2156 | 399573.1513 | 335934.2785 | 274766.265 | 221922.0841 | 176669.6211 | 138301.1953 | 106166.3774 | 79670.7646 | 58249.8908 | 41349.6118 | 28398.2911 | 18802.2786 | 11958.6008 | 7280.5164 | 4227.8783 | 2333.6253 | 1219.9931 | 601.9586
High Electrification | Residential | SH | Air Source Heat Pump | Fuel Oil | 16 | Number of Devices | 8230.9546 | 12282.4625 | 17263.0218 | 23287.7943 | 30449.7499 | 38593.3178 | 47675.329 | 57607.2864 | 68363.9828 | 79981.7459 | 92828.2885 | 107040.3775 | 122265.9167 | 137607.3518 | 152133.2334 | 165004.0445 | 176574.1219 | 187179.191 | 197021.9375 | 206206.6 | 214779.8223 | 222748.7072 | 230097.0813 | 236796.9521 | 242819.9641 | 248147.5703 | 252776.0084 | 256715.8202 | 259993.4079 | 262661.2892
High Electrification | Residential | SH | Other | Fuel Oil | 16 | Number of Devices | 214343.9523 | 212006.2712 | 208752.7351 | 204468.284 | 198923.3965 | 192408.378 | 184966.4788 | 176686.2782 | 167593.0661 | 157367.4497 | 145921.2673 | 133117.8006 | 119309.1947 | 105393.0528 | 92130.7732 | 80530.135 | 70236.8353 | 60915.1832 | 52362.5275 | 44474.6642 | 37204.9845 | 30546.4206 | 24515.1811 | 19139.2941 | 14447.1505 | 10457.3333 | 7173.6408 | 4585.5671 | 2666.7466 | 1364.6981
High Electrification | Residential | WH | Air Source Heat Pump | Fuel Oil | 10 | Number of Devices | 5199.1246 | 7737.629 | 10727.9729 | 14148.5107 | 17967.4063 | 22054.5546 | 26380.9567 | 30912.3727 | 35608.8121 | 40377.7195 | 45222.1499 | 50098.2347 | 54971.7321 | 59821.7061 | 64596.461 | 68877.2434 | 72679.4623 | 76023.807 | 78933.9403 | 81436.2242 | 83560.9023 | 85342.4574 | 86820.4792 | 88038.7998 | 89043.5045 | 89880.2217 | 90591.3023 | 91213.5035 | 91776.6039 | 92303.0886
High Electrification | Residential | WH | Other | Fuel Oil | 10 | Number of Devices | 72652.7531 | 70713.7081 | 68327.4395 | 65515.6284 | 62262.3482 | 58744.8311 | 54992.1047 | 51038.4375 | 46923.8488 | 42641.884 | 38287.2694 | 33903.8902 | 29526.0053 | 25174.5679 | 20841.7937 | 17005.2902 | 13649.6605 | 10754.2271 | 8295.3397 | 6246.648 | 4577.9208 | 3254.6877 | 2237.371 | 1482.1512 | 942.9555 | 574.1679 | 333.45 | 184.0575 | 96.2245 | 47.4785
High Electrification | Commercial | SH | Air Source Heat Pump | Fuel Oil | 16 | Devices Per Thousand Ft2 | 6485.1936 | 9718.6835 | 13717.9138 | 18584.4134 | 24418.1158 | 31099.1451 | 38604.5017 | 46873.7378 | 55896.8637 | 65467.4805 | 76065.8554 | 87807.5186 | 100407.0351 | 113129.2829 | 125295.2144 | 136138.8156 | 145945.7405 | 154988.3039 | 163430.4347 | 171355.4424 | 178799.2983 | 185765.2662 | 192237.1958 | 198188.9384 | 203593.8639 | 208433.3995 | 212701.2915 | 216403.3099 | 219558.671 | 222208.8331
High Electrification | Commercial | SH | Other | Fuel Oil | 16 | Devices Per Thousand Ft2 | 168882.2378 | 167753.157 | 165883.5889 | 163172.3073 | 159519.6856 | 155045.9098 | 149774.294 | 143765.6033 | 137030.1495 | 128810.0219 | 119571.5895 | 109199.3884 | 97978.9202 | 86645.3741 | 75877.8652 | 66442.4756 | 58053.6198 | 50439.0519 | 43434.9126 | 36957.9623 | 30972.3001 | 25474.7335 | 20481.4839 | 16018.772 | 12113.3005 | 8783.715 | 6036.3429 | 3865.4879 | 2252.0084 | 1154.521
High Electrification | Commercial | WH | Air Source Heat Pump | Fuel Oil | 10 | Devices Per Thousand Ft2 | 8089.7525 | 12090.9984 | 16835.3126 | 22297.8761 | 28454.18 | 35096.7494 | 42185.8748 | 49672.5866 | 57497.616 | 65269.2769 | 73180.0803 | 81159.3877 | 89151.8629 | 97123.5301 | 105063.3827 | 112226.4958 | 118633.7726 | 124314.9159 | 129304.7264 | 133642.6988 | 137375.0044 | 140555.1402 | 143245.4243 | 145515.6432 | 147439.8244 | 149091.7754 | 150540.3929 | 151845.7602 | 153056.7567 | 154210.4297
High Electrification | Commercial | WH | Other | Fuel Oil | 10 | Devices Per Thousand Ft2 | 113046.4902 | 110498.8792 | 107225.6436 | 103251.8115 | 98602.1039 | 93484.2099 | 87938.056 | 82012.8314 | 75768.0271 | 68929.2256 | 61957.8117 | 54924.4696 | 47884.5813 | 40872.1693 | 33898.2865 | 27707.9051 | 22280.1692 | 17585.4235 | 13588.9153 | 10251.1984 | 7526.1501 | 5360.3223 | 3691.4466 | 2449.7857 | 1561.3625 | 952.4199 | 554.1117 | 306.4059 | 160.4746 | 79.3222
High Electrification | Residential | SH | Air Source Heat Pump | Electric | 16 | Number of Devices | 120326.1144 | 144328.4861 | 169861.5588 | 197207.2485 | 226349.4304 | 257343.8636 | 289882.6956 | 323352.6683 | 357041.8408 | 389775.5123 | 420728.8141 | 450362.8192 | 479020.3332 | 506341.5205 | 531018.6359 | 553215.2622 | 573139.6116 | 591127.5146 | 607399.6382 | 622068.7665 | 635196.8284 | 646823.2607 | 656993.7635 | 665790.683 | 673360.0384 | 679924.2694 | 685768.1662 | 691190.3134 | 696433.7599 | 701639.9166
High Electrification | Residential | SH | Electric Resistance | Electric | 16 | Number of Devices | 423704.0641 | 406218.2337 | 387251.8796 | 366523.4722 | 343529.9229 | 318727.7777 | 292425.1988 | 265235.7567 | 237871.7066 | 210431.4409 | 184802.776 | 160524.8232 | 137254.9621 | 115353.2149 | 95480.7364 | 78113.7309 | 63044.1165 | 49936.193 | 38569.4249 | 28831.1598 | 20659.6017 | 14015.4471 | 8853.1297 | 5090.4382 | 2581.4888 | 1103.9779 | 373.2522 | 90.8645 | 13.9042 | 1.0996
High Electrification | Residential | WH | Air Source Heat Pump | Electric | 10 | Number of Devices | 207093.9199 | 266173.0762 | 325417.3176 | 382255.7175 | 433849.2508 | 478498.8194 | 515566.426 | 545348.2748 | 568748.5622 | 646112.8624 | 726553.7763 | 807531.8808 | 883688.8283 | 953542.0686 | 1016881.9529 | 1074396.6723 | 1125626.4356 | 1170035.6663 | 1207370.0365 | 1237830.5194 | 1262083.1036 | 1281123.1925 | 1296085.0965 | 1308059.5344 | 1317978.8299 | 1326573.6084 | 1334377.0325 | 1341751.1501 | 1348921.4945 | 1356015.05
High Electrification | Residential | WH | Electric Resistance | Electric | 10 | Number of Devices | 936069.4709 | 885792.6726 | 835418.5675 | 787518.6039 | 744230.4683 | 707945.2657 | 679301.4122 | 658003.1249 | 643146.6325 | 572932.514 | 499683.9678 | 425940.666 | 357061.2065 | 294528.3913 | 237678.4735 | 186687.4683 | 142015.3425 | 104197.8491 | 73489.4932 | 49689.4798 | 32131.9996 | 19821.8293 | 11624.8394 | 6450.4931 | 3366.6498 | 1642.8678 | 746.1694 | 314.6924 | 123.0903 | 44.5667
High Electrification | Commercial | SH | Air Source Heat Pump | Electric | 16 | Devices Per Thousand Ft2 | 47601.5146 | 57340.1271 | 67770.3577 | 79012.9412 | 91153.6538 | 104164.0386 | 117930.4311 | 132211.7979 | 146721.5407 | 160221.3296 | 172998.2822 | 185241.5992 | 197092.0319 | 208401.2977 | 218856.3334 | 228315.9094 | 236861.9526 | 244629.6594 | 251707.2499 | 258138.6656 | 263946.9621 | 269145.9678 | 273752.2021 | 277797.5701 | 281340.7604 | 284472.7614 | 287311.187 | 289980.0872 | 292580.864 | 295172.7194
High Electrification | Commercial | SH | Electric Resistance | Electric | 16 | Devices Per Thousand Ft2 | 167619.1017 | 161386.056 | 154503.459 | 146851.0807 | 138343.6557 | 129010.1581 | 118964.7753 | 108449.0703 | 97750.1774 | 86500.0601 | 75988.5269 | 66026.4873 | 56473.3008 | 47477.362 | 39351.8466 | 32238.0974 | 26054.302 | 20665.3786 | 15983.223 | 11964.0103 | 8584.8022 | 5831.8884 | 3688.8687 | 2123.9579 | 1078.5879 | 461.8921 | 156.3787 | 38.1211 | 5.8413 | 0.4626
High Electrification | Commercial | WH | Air Source Heat Pump | Electric | 10 | Devices Per Thousand Ft2 | 136221.8509 | 175960.5991 | 216202.0403 | 255233.0612 | 291299.8844 | 323070.2376 | 350035.0061 | 372312.6282 | 390442.7465 | 444212.8013 | 500258.9051 | 556839.2965 | 610255.1643 | 659466.335 | 704798.7037 | 746276.5392 | 783553.7576 | 816228.5935 | 844092.63 | 867254.8573 | 886151.9256 | 901456.2453 | 913944.1489 | 924367.9886 | 933374.5196 | 941472.9821 | 949036.5954 | 956319.8476 | 963481.9159 | 970612.8072
High Electrification | Commercial | WH | Electric Resistance | Electric | 10 | Devices Per Thousand Ft2 | 615726.024 | 585576.1657 | 555038.6812 | 525828.0644 | 499699.49 | 477986.6448 | 461200.0743 | 449222.7887 | 441516.6108 | 393900.1555 | 344050.7265 | 293710.3865 | 246578.2505 | 203694.7977 | 164734.4409 | 129673.2215 | 98857.5355 | 72689.4626 | 51377.7365 | 34813.6858 | 22560.9813 | 13947.5359 | 8197.3429 | 4558.3777 | 2384.2152 | 1165.9479 | 530.6911 | 224.2939 | 87.9186 | 31.9001
High Electrification | Residential | SH | Air Source Heat Pump | Other | 16 | Number of Devices | 4333.4718 | 6466.5287 | 9088.7171 | 12260.6676 | 16031.3278 | 20318.7918 | 25100.3318 | 30329.3556 | 35992.5918 | 42109.1664 | 48872.6747 | 56355.1223 | 64371.1359 | 72448.1669 | 80095.8215 | 86872.1068 | 92963.5757 | 98546.9824 | 103729.0379 | 108564.6224 | 113078.2928 | 117273.7889 | 121142.5955 | 124669.975 | 127840.9988 | 130645.902 | 133082.7039 | 135156.9546 | 136882.5544 | 138287.1531
High Electrification | Residential | SH | Other | Other | 16 | Number of Devices | 112848.8139 | 111618.0606 | 109905.1235 | 107649.4255 | 104730.1271 | 101300.0694 | 97382.0233 | 93022.6242 | 88235.1871 | 82851.5564 | 76825.3163 | 70084.4869 | 62814.467 | 55487.831 | 48505.4436 | 42397.8849 | 36978.62 | 32070.9127 | 27568.0702 | 23415.2307 | 19587.8555 | 16082.2234 | 12906.868 | 10076.5457 | 7606.2039 | 5505.6261 | 3776.8122 | 2414.231 | 1404.0013 | 718.4927
High Electrification | Residential | WH | Air Source Heat Pump | Other | 10 | Number of Devices | 4468.7726 | 6650.6782 | 9220.9507 | 12160.9851 | 15443.4177 | 18956.42 | 22675.0665 | 26569.9275 | 30606.6301 | 34705.6207 | 38869.5251 | 43060.6372 | 47249.5254 | 51418.1947 | 55522.2113 | 59201.6467 | 62469.7452 | 65344.2899 | 67845.6194 | 69996.3926 | 71822.6045 | 73353.8939 | 74624.2892 | 75671.465 | 76535.0329 | 77254.2114 | 77865.4023 | 78400.1993 | 78884.1975 | 79336.7238
High Electrification | Residential | WH | Other | Other | 10 | Number of Devices | 62446.788 | 60780.1322 | 58729.077 | 56312.2577 | 53515.9852 | 50492.5947 | 47267.0361 | 43868.7641 | 40332.1762 | 36651.7245 | 32908.8285 | 29141.2087 | 25378.3114 | 21638.1464 | 17914.0227 | 14616.4557 | 11732.2114 | 9243.5168 | 7130.0439 | 5369.1441 | 3934.833 | 2797.4823 | 1923.0742 | 1273.9446 | 810.4929 | 493.5111 | 286.6083 | 158.2019 | 82.7073 | 40.8089
High Electrification | Commercial | SH | Air Source Heat Pump | Other | 16 | Devices Per Thousand Ft2 | 0 | 0 | 0 | 0 | 0 | 0 | 0 | 0 | 0 | 0 | 0 | 0 | 0 | 0 | 0 | 0 | 0 | 0 | 0 | 0 | 0 | 0 | 0 | 0 | 0 | 0 | 0 | 0 | 0 | 0
High Electrification | Commercial | SH | Other | Other | 16 | Devices Per Thousand Ft2 | 0 | 0 | 0 | 0 | 0 | 0 | 0 | 0 | 0 | 0 | 0 | 0 | 0 | 0 | 0 | 0 | 0 | 0 | 0 | 0 | 0 | 0 | 0 | 0 | 0 | 0 | 0 | 0 | 0 | 0
High Electrification | Commercial | WH | Air Source Heat Pump | Other | 10 | Devices Per Thousand Ft2 | 0 | 0 | 0 | 0 | 0 | 0 | 0 | 0 | 0 | 0 | 0 | 0 | 0 | 0 | 0 | 0 | 0 | 0 | 0 | 0 | 0 | 0 | 0 | 0 | 0 | 0 | 0 | 0 | 0 | 0
High Electrification | Commercial | WH | Other | Other | 10 | Devices Per Thousand Ft2 | 0 | 0 | 0 | 0 | 0 | 0 | 0 | 0 | 0 | 0 | 0 | 0 | 0 | 0 | 0 | 0 | 0 | 0 | 0 | 0 | 0 | 0 | 0 | 0 | 0 | 0 | 0 | 0 | 0 | 0
Modified Fuel Backup | Residential | SH | Air Source Heat Pump | Gas | 16 | Number of Devices | 36874.3246 | 55024.9065 | 77337.5994 | 104328.3221 | 136413.577 | 172896.4128 | 213583.4345 | 258078.1788 | 306267.7185 | 358314.8001 | 415866.7616 | 479536.3126 | 547746.0769 | 616475.0497 | 681550.378 | 739211.0612 | 791044.513 | 838554.7689 | 882649.8519 | 923796.7473 | 962204.4162 | 997904.6797 | 1030825.0816 | 1060840.2159 | 1087823.0523 | 1111690.5001 | 1132425.7046 | 1150075.8931 | 1164759.3458 | 1176711.34
Modified Fuel Backup | Residential | SH | Heat Pump with Fuel Backup | Gas | 16 | Number of Devices | 0 | 0 | 0 | 0 | 0 | 0 | 0 | 0 | 0 | 0 | 0 | 0 | 0 | 0 | 0 | 0 | 0 | 0 | 0 | 0 | 0 | 0 | 0 | 0 | 0 | 0 | 0 | 0 | 0 | 0
Modified Fuel Backup | Residential | SH | Ground Source Heat Pump | Gas | 16 | Number of Devices | 4097.1472 | 6113.8785 | 8593.0666 | 11592.0358 | 15157.0641 | 19210.7125 | 23731.4927 | 28675.3532 | 34029.7465 | 39812.7556 | 46207.418 | 53281.8125 | 60860.6752 | 68497.2277 | 75727.8198 | 82134.5624 | 87893.8348 | 93172.7521 | 98072.2058 | 102644.083 | 106911.6018 | 110878.2977 | 114536.1202 | 117871.1351 | 120869.228 | 123521.1667 | 125825.0783 | 127786.2103 | 129417.7051 | 130745.7044
Modified Fuel Backup | Residential | SH | Gas | Gas | 16 | Number of Devices | 14140.2664 | 20671.9669 | 28258.0935 | 36735.2845 | 45746.8152 | 54855.415 | 63599.2427 | 71589.0354 | 78653.0306 | 84838.3499 | 89416.6437 | 91767.0672 | 91288.8822 | 88254.0927 | 83291.2364 | 77634.8034 | 71459.4305 | 64851.1719 | 57913.1537 | 50775.2551 | 43588.3661 | 36524.5254 | 29766.1092 | 23491.509 | 17856.4842 | 12976.5525 | 8918.7463 | 5705.1525 | 3318.4745 | 1698.2703
Modified Fuel Backup | Residential | SH | Gas | Gas | 16 | Number of Devices | 1052806.1083 | 1034638.062 | 1010856.7104 | 981052.6775 | 944440.1927 | 902901.588 | 857113.9937 | 807907.5962 | 755580.0441 | 698494.3643 | 636940.0622 | 570857.4355 | 502600.105 | 436364.094 | 375310.9003 | 323222.4854 | 278160.5891 | 238368.1781 | 202733.3832 | 170607.626 | 141608.0105 | 115527.3163 | 92263.8492 | 71778.7342 | 54057.534 | 39077.232 | 26789.7024 | 17120.5637 | 9955.8709 | 5094.8288
Modified Fuel Backup | Residential | WH | Air Source Heat Pump | Gas | 10 | Number of Devices | 68819.0981 | 102420.4438 | 142002.6403 | 187279.1713 | 237828.6327 | 291928.8673 | 349196.0246 | 409176.8835 | 471342.1036 | 534466.559 | 598590.686 | 663133.8124 | 727642.6906 | 791840.1976 | 855042.0533 | 911705.3585 | 962034.0757 | 1006302.0648 | 1044822.5387 | 1077944.4465 | 1106068.1095 | 1129649.9663 | 1149214.0535 | 1165340.5615 | 1178639.5067 | 1189714.8559 | 1199127.1961 | 1207363.0687 | 1214816.642 | 1221785.5463
Modified Fuel Backup | Residential | WH | Gas | Gas | 10 | Number of Devices | 16945.7044 | 26185.7012 | 36722.5002 | 47739.0193 | 58335.225 | 67852.9673 | 75820.3417 | 81958.2875 | 86131.3901 | 88188.4657 | 87288.6371 | 83764.2202 | 77952.9227 | 70184.7803 | 60728.9478 | 51324.3747 | 42340.5159 | 34057.7973 | 26672.4642 | 20301.1561 | 14985.7006 | 10703.7264 | 7378.9619 | 4896.2197 | 3117.7877 | 1899.2937 | 1103.2625 | 609.0376 | 318.4154 | 157.1131
Modified Fuel Backup | Residential | WH | Gas | Gas | 10 | Number of Devices | 944734.8307 | 909828.3354 | 867705.2854 | 819469.7497 | 765810.9468 | 709732.9911 | 652092.0146 | 593620.6794 | 534984.1233 | 476248.0922 | 419507.3222 | 365010.394 | 312873.0729 | 263042.6736 | 215147.0022 | 173769.0437 | 138335.539 | 108292.361 | 83130.2119 | 62383.6633 | 45610.728 | 32377.501 | 22236.3805 | 14722.5275 | 9363.8028 | 5700.7772 | 3310.5059 | 1827.2712 | 955.2769 | 471.3446
Modified Fuel Backup | Commercial | SH | Air Source Heat Pump | Gas | 16 | Devices Per Thousand Ft2 | 6023.4179 | 8988.3139 | 12633.0905 | 17042.0228 | 22283.1465 | 28242.6147 | 34888.8363 | 42157.0491 | 50028.8065 | 58530.6929 | 67931.8011 | 78332.217 | 89474.2763 | 100701.1483 | 111331.1978 | 120750.0656 | 129217.0557 | 136977.8521 | 144180.7802 | 150902.1222 | 157176.0117 | 163007.6468 | 168385.1917 | 173288.1614 | 177695.8055 | 181594.5512 | 184981.6451 | 187864.8019 | 190263.3427 | 192215.7
Modified Fuel Backup | Commercial | SH | Heat Pump with Fuel Backup | Gas | 16 | Devices Per Thousand Ft2 | 60234.1787 | 89883.1393 | 126330.9045 | 170420.2278 | 222831.465 | 282426.1471 | 348888.3634 | 421570.4915 | 500288.0647 | 585306.9293 | 679318.0109 | 783322.1696 | 894742.7632 | 1007011.4834 | 1113311.9783 | 1207500.6565 | 1292170.5572 | 1369778.5208 | 1441807.8025 | 1509021.2219 | 1571760.1173 | 1630076.4682 | 1683851.9175 | 1732881.6144 | 1776958.0554 | 1815945.5116 | 1849816.4511 | 1878648.0193 | 1902633.4272 | 1922156.9998
Modified Fuel Backup | Commercial | SH | Ground Source Heat Pump | Gas | 16 | Devices Per Thousand Ft2 | 669.2687 | 998.7015 | 1403.6767 | 1893.5581 | 2475.9052 | 3138.0683 | 3876.5374 | 4684.1166 | 5558.7563 | 6503.4103 | 7547.9779 | 8703.5797 | 9941.5863 | 11189.0165 | 12370.1331 | 13416.674 | 14357.4506 | 15219.7613 | 16020.0867 | 16766.9025 | 17464.0013 | 18111.9608 | 18709.4657 | 19254.2402 | 19743.9784 | 20177.1724 | 20553.5161 | 20873.8669 | 21140.3714 | 21357.3
Modified Fuel Backup | Commercial | SH | Gas | Gas | 16 | Devices Per Thousand Ft2 | 23098.1135 | 33767.6408 | 46159.5723 | 60007.0568 | 74727.3848 | 89606.275 | 103889.3103 | 116940.63 | 128479.6604 | 138583.3744 | 146062.0135 | 149901.4283 | 149120.3134 | 144162.9874 | 136056.1657 | 126816.3871 | 116728.9206 | 105934.3356 | 94601.0887 | 82941.3371 | 71201.56 | 59662.782 | 48622.9147 | 38373.3605 | 29168.5521 | 21197.1878 | 14568.7647 | 9319.3618 | 5420.7253 | 2774.1231
Modified Fuel Backup | Commercial | SH | Gas | Gas | 16 | Devices Per Thousand Ft2 | 1719757.9064 | 1690080.4178 | 1651233.5996 | 1602548.7366 | 1542742.273 | 1474888.9965 | 1400094.9992 | 1319716.3896 | 1234239.3766 | 1140989.9659 | 1040441.0643 | 932495.1483 | 820996.8554 | 712800.3863 | 613070.045 | 527983.6623 | 454375.092 | 389374.2216 | 331164.8136 | 278687.4158 | 231316.568 | 188713.7756 | 150712.9213 | 117250.5029 | 88302.937 | 63832.626 | 43760.9566 | 27966.4266 | 16262.9068 | 8322.3986
Modified Fuel Backup | Commercial | WH | Air Source Heat Pump | Gas | 10 | Devices Per Thousand Ft2 | 87889.519 | 130802.1145 | 181352.9108 | 239175.9954 | 303733.1892 | 372825.1089 | 445961.5354 | 522563.6558 | 601955.4445 | 682572.2817 | 764465.8088 | 846894.4441 | 929279.3407 | 1011266.5822 | 1091982.2679 | 1164347.5093 | 1228622.7885 | 1285157.8548 | 1334352.7151 | 1376653.016 | 1412570.0111 | 1442686.6227 | 1467672.103 | 1488267.4184 | 1505251.6267 | 1519396.0595 | 1531416.648 | 1541934.7585 | 1551453.7872 | 1560353.8406
Modified Fuel Backup | Commercial | WH | Gas | Gas | 10 | Devices Per Thousand Ft2 | 21641.5189 | 33442.0059 | 46898.6512 | 60967.9516 | 74500.4659 | 86655.6643 | 96830.8733 | 104669.7017 | 109999.2104 | 112626.321 | 111477.1414 | 106976.0754 | 99554.4125 | 89633.6446 | 77557.5118 | 65546.8428 | 54073.472 | 43495.5341 | 34063.6555 | 25926.7978 | 19138.3795 | 13669.8299 | 9423.7418 | 6253.0084 | 3981.756 | 2425.6059 | 1408.9869 | 777.8077 | 406.6513 | 200.6506
Modified Fuel Backup | Commercial | WH | Gas | Gas | 10 | Devices Per Thousand Ft2 | 1206529.7596 | 1161950.3453 | 1108154.601 | 1046552.5436 | 978024.3806 | 906406.6945 | 832792.86 | 758118.5666 | 683233.2679 | 608220.9288 | 535756.7565 | 466158.2156 | 399573.1513 | 335934.2785 | 274766.265 | 221922.0841 | 176669.6211 | 138301.1953 | 106166.3774 | 79670.7646 | 58249.8908 | 41349.6118 | 28398.2911 | 18802.2786 | 11958.6008 | 7280.5164 | 4227.8783 | 2333.6253 | 1219.9931 | 601.9586
Modified Fuel Backup | Residential | SH | Air Source Heat Pump | Fuel Oil | 16 | Number of Devices | 8230.9546 | 12282.4625 | 17263.0218 | 23287.7943 | 30449.7499 | 38593.3178 | 47675.329 | 57607.2864 | 68363.9828 | 79981.7459 | 92828.2885 | 107040.3775 | 122265.9167 | 137607.3518 | 152133.2334 | 165004.0445 | 176574.1219 | 187179.191 | 197021.9375 | 206206.6 | 214779.8223 | 222748.7072 | 230097.0813 | 236796.9521 | 242819.9641 | 248147.5703 | 252776.0084 | 256715.8202 | 259993.4079 | 262661.2892
Modified Fuel Backup | Residential | SH | Other | Fuel Oil | 16 | Number of Devices | 214343.9523 | 212006.2712 | 208752.7351 | 204468.284 | 198923.3965 | 192408.378 | 184966.4788 | 176686.2782 | 167593.0661 | 157367.4497 | 145921.2673 | 133117.8006 | 119309.1947 | 105393.0528 | 92130.7732 | 80530.135 | 70236.8353 | 60915.1832 | 52362.5275 | 44474.6642 | 37204.9845 | 30546.4206 | 24515.1811 | 19139.2941 | 14447.1505 | 10457.3333 | 7173.6408 | 4585.5671 | 2666.7466 | 1364.6981
Modified Fuel Backup | Residential | WH | Air Source Heat Pump | Fuel Oil | 10 | Number of Devices | 5199.1246 | 7737.629 | 10727.9729 | 14148.5107 | 17967.4063 | 22054.5546 | 26380.9567 | 30912.3727 | 35608.8121 | 40377.7195 | 45222.1499 | 50098.2347 | 54971.7321 | 59821.7061 | 64596.461 | 68877.2434 | 72679.4623 | 76023.807 | 78933.9403 | 81436.2242 | 83560.9023 | 85342.4574 | 86820.4792 | 88038.7998 | 89043.5045 | 89880.2217 | 90591.3023 | 91213.5035 | 91776.6039 | 92303.0886
Modified Fuel Backup | Residential | WH | Other | Fuel Oil | 10 | Number of Devices | 72652.7531 | 70713.7081 | 68327.4395 | 65515.6284 | 62262.3482 | 58744.8311 | 54992.1047 | 51038.4375 | 46923.8488 | 42641.884 | 38287.2694 | 33903.8902 | 29526.0053 | 25174.5679 | 20841.7937 | 17005.2902 | 13649.6605 | 10754.2271 | 8295.3397 | 6246.648 | 4577.9208 | 3254.6877 | 2237.371 | 1482.1512 | 942.9555 | 574.1679 | 333.45 | 184.0575 | 96.2245 | 47.4785
Modified Fuel Backup | Commercial | SH | Air Source Heat Pump | Fuel Oil | 16 | Devices Per Thousand Ft2 | 6485.1936 | 9718.6835 | 13717.9138 | 18584.4134 | 24418.1158 | 31099.1451 | 38604.5017 | 46873.7378 | 55896.8637 | 65467.4805 | 76065.8554 | 87807.5186 | 100407.0351 | 113129.2829 | 125295.2144 | 136138.8156 | 145945.7405 | 154988.3039 | 163430.4347 | 171355.4424 | 178799.2983 | 185765.2662 | 192237.1958 | 198188.9384 | 203593.8639 | 208433.3995 | 212701.2915 | 216403.3099 | 219558.671 | 222208.8331
Modified Fuel Backup | Commercial | SH | Other | Fuel Oil | 16 | Devices Per Thousand Ft2 | 168882.2378 | 167753.157 | 165883.5889 | 163172.3073 | 159519.6856 | 155045.9098 | 149774.294 | 143765.6033 | 137030.1495 | 128810.0219 | 119571.5895 | 109199.3884 | 97978.9202 | 86645.3741 | 75877.8652 | 66442.4756 | 58053.6198 | 50439.0519 | 43434.9126 | 36957.9623 | 30972.3001 | 25474.7335 | 20481.4839 | 16018.772 | 12113.3005 | 8783.715 | 6036.3429 | 3865.4879 | 2252.0084 | 1154.521
Modified Fuel Backup | Commercial | WH | Air Source Heat Pump | Fuel Oil | 10 | Devices Per Thousand Ft2 | 8089.7525 | 12090.9984 | 16835.3126 | 22297.8761 | 28454.18 | 35096.7494 | 42185.8748 | 49672.5866 | 57497.616 | 65269.2769 | 73180.0803 | 81159.3877 | 89151.8629 | 97123.5301 | 105063.3827 | 112226.4958 | 118633.7726 | 124314.9159 | 129304.7264 | 133642.6988 | 137375.0044 | 140555.1402 | 143245.4243 | 145515.6432 | 147439.8244 | 149091.7754 | 150540.3929 | 151845.7602 | 153056.7567 | 154210.4297
Modified Fuel Backup | Commercial | WH | Other | Fuel Oil | 10 | Devices Per Thousand Ft2 | 113046.4902 | 110498.8792 | 107225.6436 | 103251.8115 | 98602.1039 | 93484.2099 | 87938.056 | 82012.8314 | 75768.0271 | 68929.2256 | 61957.8117 | 54924.4696 | 47884.5813 | 40872.1693 | 33898.2865 | 27707.9051 | 22280.1692 | 17585.4235 | 13588.9153 | 10251.1984 | 7526.1501 | 5360.3223 | 3691.4466 | 2449.7857 | 1561.3625 | 952.4199 | 554.1117 | 306.4059 | 160.4746 | 79.3222
Modified Fuel Backup | Residential | SH | Air Source Heat Pump | Electric | 16 | Number of Devices | 120326.1144 | 144328.4861 | 169861.5588 | 197207.2485 | 226349.4304 | 257343.8636 | 289882.6956 | 323352.6683 | 357041.8408 | 389775.5123 | 420728.8141 | 450362.8192 | 479020.3332 | 506341.5205 | 531018.6359 | 553215.2622 | 573139.6116 | 591127.5146 | 607399.6382 | 622068.7665 | 635196.8284 | 646823.2607 | 656993.7635 | 665790.683 | 673360.0384 | 679924.2694 | 685768.1662 | 691190.3134 | 696433.7599 | 701639.9166
Modified Fuel Backup | Residential | SH | Electric Resistance | Electric | 16 | Number of Devices | 423704.0641 | 406218.2337 | 387251.8796 | 366523.4722 | 343529.9229 | 318727.7777 | 292425.1988 | 265235.7567 | 237871.7066 | 210431.4409 | 184802.776 | 160524.8232 | 137254.9621 | 115353.2149 | 95480.7364 | 78113.7309 | 63044.1165 | 49936.193 | 38569.4249 | 28831.1598 | 20659.6017 | 14015.4471 | 8853.1297 | 5090.4382 | 2581.4888 | 1103.9779 | 373.2522 | 90.8645 | 13.9042 | 1.0996
Modified Fuel Backup | Residential | WH | Air Source Heat Pump | Electric | 10 | Number of Devices | 207093.9199 | 266173.0762 | 325417.3176 | 382255.7175 | 433849.2508 | 478498.8194 | 515566.426 | 545348.2748 | 568748.5622 | 646112.8624 | 726553.7763 | 807531.8808 | 883688.8283 | 953542.0686 | 1016881.9529 | 1074396.6723 | 1125626.4356 | 1170035.6663 | 1207370.0365 | 1237830.5194 | 1262083.1036 | 1281123.1925 | 1296085.0965 | 1308059.5344 | 1317978.8299 | 1326573.6084 | 1334377.0325 | 1341751.1501 | 1348921.4945 | 1356015.05
Modified Fuel Backup | Residential | WH | Electric Resistance | Electric | 10 | Number of Devices | 936069.4709 | 885792.6726 | 835418.5675 | 787518.6039 | 744230.4683 | 707945.2657 | 679301.4122 | 658003.1249 | 643146.6325 | 572932.514 | 499683.9678 | 425940.666 | 357061.2065 | 294528.3913 | 237678.4735 | 186687.4683 | 142015.3425 | 104197.8491 | 73489.4932 | 49689.4798 | 32131.9996 | 19821.8293 | 11624.8394 | 6450.4931 | 3366.6498 | 1642.8678 | 746.1694 | 314.6924 | 123.0903 | 44.5667
Modified Fuel Backup | Commercial | SH | Air Source Heat Pump | Electric | 16 | Devices Per Thousand Ft2 | 30928.3341 | 38236.1803 | 45601.4796 | 53111.8214 | 60827.0636 | 68738.771 | 76792.054 | 84864.7023 | 92818.0549 | 99910.4458 | 106691.0012 | 113134.7984 | 119042.626 | 123973.2347 | 127545.9848 | 129850.6467 | 131387.2024 | 132641.6216 | 133845.0487 | 135051.3363 | 136265.8821 | 137488.9281 | 138720.5354 | 139960.764 | 141209.6742 | 142467.3267 | 143733.7828 | 145009.1041 | 146293.3527 | 147586.591
Modified Fuel Backup | Commercial | SH | Electric Resistance | Electric | 16 | Devices Per Thousand Ft2 | 184292.2822 | 180490.0027 | 176672.3371 | 172752.2004 | 168670.2459 | 164435.4257 | 160103.1524 | 155796.166 | 151653.6632 | 146810.944 | 142295.8079 | 138133.2881 | 134522.7067 | 131905.425 | 130662.1952 | 130703.3601 | 131529.0521 | 132653.4164 | 133845.4242 | 135051.3395 | 136265.8821 | 137488.9281 | 138720.5354 | 139960.764 | 141209.6742 | 142467.3267 | 143733.7828 | 145009.1041 | 146293.3527 | 147586.591
Modified Fuel Backup | Commercial | WH | Air Source Heat Pump | Electric | 10 | Devices Per Thousand Ft2 | 136221.8509 | 175960.5991 | 216202.0403 | 255233.0612 | 291299.8844 | 323070.2376 | 350035.0061 | 372312.6282 | 390442.7465 | 403027.1814 | 412715.1697 | 420071.7318 | 425716.8639 | 430261.2534 | 434162.5479 | 437717.2762 | 441103.808 | 444421.8575 | 447722.6969 | 451030.4207 | 454355.3654 | 457701.6096 | 461070.6797 | 464463.169 | 467879.3647 | 471319.4645 | 474783.6432 | 478272.0707 | 481784.9172 | 485322.3537
Modified Fuel Backup | Commercial | WH | Electric Resistance | Electric | 10 | Devices Per Thousand Ft2 | 615726.024 | 585576.1657 | 555038.6812 | 525828.0644 | 499699.49 | 477986.6448 | 461200.0743 | 449222.7887 | 441516.6108 | 435085.7754 | 431594.4619 | 430477.9513 | 431116.5509 | 432899.8793 | 435370.5968 | 438232.4845 | 441307.485 | 444496.1986 | 447747.6696 | 451038.1223 | 454357.5415 | 457702.1717 | 461070.812 | 464463.1972 | 467879.3701 | 471319.4654 | 474783.6433 | 478272.0708 | 481784.9172 | 485322.3537
Modified Fuel Backup | Residential | SH | Air Source Heat Pump | Other | 16 | Number of Devices | 4333.4718 | 6466.5287 | 9088.7171 | 12260.6676 | 16031.3278 | 20318.7918 | 25100.3318 | 30329.3556 | 35992.5918 | 42109.1664 | 48872.6747 | 56355.1223 | 64371.1359 | 72448.1669 | 80095.8215 | 86872.1068 | 92963.5757 | 98546.9824 | 103729.0379 | 108564.6224 | 113078.2928 | 117273.7889 | 121142.5955 | 124669.975 | 127840.9988 | 130645.902 | 133082.7039 | 135156.9546 | 136882.5544 | 138287.1531
Modified Fuel Backup | Residential | SH | Other | Other | 16 | Number of Devices | 112848.8139 | 111618.0606 | 109905.1235 | 107649.4255 | 104730.1271 | 101300.0694 | 97382.0233 | 93022.6242 | 88235.1871 | 82851.5564 | 76825.3163 | 70084.4869 | 62814.467 | 55487.831 | 48505.4436 | 42397.8849 | 36978.62 | 32070.9127 | 27568.0702 | 23415.2307 | 19587.8555 | 16082.2234 | 12906.868 | 10076.5457 | 7606.2039 | 5505.6261 | 3776.8122 | 2414.231 | 1404.0013 | 718.4927
Modified Fuel Backup | Residential | WH | Air Source Heat Pump | Other | 10 | Number of Devices | 4468.7726 | 6650.6782 | 9220.9507 | 12160.9851 | 15443.4177 | 18956.42 | 22675.0665 | 26569.9275 | 30606.6301 | 34705.6207 | 38869.5251 | 43060.6372 | 47249.5254 | 51418.1947 | 55522.2113 | 59201.6467 | 62469.7452 | 65344.2899 | 67845.6194 | 69996.3926 | 71822.6045 | 73353.8939 | 74624.2892 | 75671.465 | 76535.0329 | 77254.2114 | 77865.4023 | 78400.1993 | 78884.1975 | 79336.7238
Modified Fuel Backup | Residential | WH | Other | Other | 10 | Number of Devices | 62446.788 | 60780.1322 | 58729.077 | 56312.2577 | 53515.9852 | 50492.5947 | 47267.0361 | 43868.7641 | 40332.1762 | 36651.7245 | 32908.8285 | 29141.2087 | 25378.3114 | 21638.1464 | 17914.0227 | 14616.4557 | 11732.2114 | 9243.5168 | 7130.0439 | 5369.1441 | 3934.833 | 2797.4823 | 1923.0742 | 1273.9446 | 810.4929 | 493.5111 | 286.6083 | 158.2019 | 82.7073 | 40.8089
Modified Fuel Backup | Commercial | SH | Air Source Heat Pump | Other | 16 | Devices Per Thousand Ft2 | 0 | 0 | 0 | 0 | 0 | 0 | 0 | 0 | 0 | 0 | 0 | 0 | 0 | 0 | 0 | 0 | 0 | 0 | 0 | 0 | 0 | 0 | 0 | 0 | 0 | 0 | 0 | 0 | 0 | 0
Modified Fuel Backup | Commercial | SH | Other | Other | 16 | Devices Per Thousand Ft2 | 0 | 0 | 0 | 0 | 0 | 0 | 0 | 0 | 0 | 0 | 0 | 0 | 0 | 0 | 0 | 0 | 0 | 0 | 0 | 0 | 0 | 0 | 0 | 0 | 0 | 0 | 0 | 0 | 0 | 0
Modified Fuel Backup | Commercial | WH | Air Source Heat Pump | Other | 10 | Devices Per Thousand Ft2 | 0 | 0 | 0 | 0 | 0 | 0 | 0 | 0 | 0 | 0 | 0 | 0 | 0 | 0 | 0 | 0 | 0 | 0 | 0 | 0 | 0 | 0 | 0 | 0 | 0 | 0 | 0 | 0 | 0 | 0
Modified Fuel Backup | Commercial | WH | Other | Other | 10 | Devices Per Thousand Ft2 | 0 | 0 | 0 | 0 | 0 | 0 | 0 | 0 | 0 | 0 | 0 | 0 | 0 | 0 | 0 | 0 | 0 | 0 | 0 | 0 | 0 | 0 | 0 | 0 | 0 | 0 | 0 | 0 | 0 | 0
Device Replacements by Scenario, Sector, and End Use (Space Heating and Water Heating)
* Annual replacements are calculated as 1 over the average device lifetime, multiplied by the previous year's device population
Scenario | Sector | End Use | Device | Fuel | Device Lifetime (Yrs) | Unit | 2021 | 2022 | 2023 | 2024 | 2025 | 2026 | 2027 | 2028 | 2029 | 2030 | 2031 | 2032 | 2033 | 2034 | 2035 | 2036 | 2037 | 2038 | 2039 | 2040 | 2041 | 2042 | 2043 | 2044 | 2045 | 2046 | 2047 | 2048 | 2049 | 2050
High Decarbonized Methane | Residential | SH | Air Source Heat Pump | Gas | 16 | Number of Devices |  | 0 | 0 | 0 | 0 | 0 | 0 | 0 | 0 | 0 | 0 | 0 | 0 | 0 | 0 | 0 | 0 | 0 | 0 | 0 | 0 | 0 | 0 | 0 | 0 | 0 | 0 | 0 | 0 | 0
High Decarbonized Methane | Residential | SH | Heat Pump with Fuel Backup | Gas | 16 | Number of Devices |  | 0 | 0 | 0 | 0 | 0 | 0 | 0 | 0 | 0 | 0 | 0 | 0 | 0 | 0 | 0 | 0 | 0 | 0 | 0 | 0 | 0 | 0 | 0 | 0 | 0 | 0 | 0 | 0 | 0
High Decarbonized Methane | Residential | SH | Ground Source Heat Pump | Gas | 16 | Number of Devices |  | 0 | 0 | 0 | 0 | 0 | 0 | 0 | 0 | 0 | 0 | 0 | 0 | 0 | 0 | 0 | 0 | 0 | 0 | 0 | 0 | 0 | 0 | 0 | 0 | 0 | 0 | 0 | 0 | 0
High Decarbonized Methane | Residential | SH | Gas | Gas | 16 | Number of Devices |  | 3670.8156 | 5467.3964 | 7648.7314 | 10229.807 | 13187.3514 | 16464.5818 | 19998.0057 | 23732.531 | 27684.2256 | 31989.3252 | 36574.8331 | 41389.3025 | 46210.0217 | 50870.9532 | 55206.9911 | 59176.5982 | 62776.7836 | 66031.2013 | 68955.0407 | 71548.6298 | 73804.6674 | 75716.5991 | 77286.9714 | 78533.8346 | 79494.6753 | 80226.0004 | 80796.664 | 81274.8029 | 81712.9577
High Decarbonized Methane | Residential | SH | Gas | Gas | 16 | Number of Devices |  | 65574.0498 | 64310.6545 | 62666.6105 | 60626.963 | 58172.5016 | 55401.9262 | 52378.7545 | 49158.1042 | 45723.9332 | 41851.9416 | 37702.0973 | 33325.8617 | 28945.962 | 24728.4508 | 20785.5298 | 17211.0838 | 14008.1143 | 11152.9781 | 8630.4964 | 6440.3521 | 4589.8573 | 3085.5771 | 1924.9761 | 1090.0151 | 543.2184 | 228.0903 | 75.7879 | 18.1858 | 2.7546
High Decarbonized Methane | Residential | WH | Air Source Heat Pump | Gas | 10 | Number of Devices |  | 0 | 0 | 0 | 0 | 0 | 0 | 0 | 0 | 0 | 0 | 0 | 0 | 0 | 0 | 0 | 0 | 0 | 0 | 0 | 0 | 0 | 0 | 0 | 0 | 0 | 0 | 0 | 0 | 0
High Decarbonized Methane | Residential | WH | Gas | Gas | 10 | Number of Devices |  | 7263.3443 | 11620.3963 | 16995.2945 | 23219.4239 | 30067.7435 | 37330.7947 | 44877.23 | 52639.1354 | 60597.355 | 68677.7484 | 76155.0616 | 83015.5177 | 89234.4972 | 94785.2585 | 99580.2068 | 103682.261 | 107115.3263 | 109927.7024 | 112189.2501 | 113985.2081 | 115408.0254 | 116548.154 | 117486.9041 | 118291.3688 | 119012.4824 | 119685.8686 | 120334.5057 | 120972.0731 | 121606.0907
High Decarbonized Methane | Residential | WH | Gas | Gas | 10 | Number of Devices |  | 95786.619 | 92223.0518 | 87647.7481 | 82229.3701 | 76129.737 | 69620.6878 | 62833.6081 | 55836.4496 | 48648.4067 | 41212.5633 | 34383.6029 | 28175.325 | 22612.3714 | 17721.5066 | 13511.5936 | 9997.6167 | 7155.6868 | 4937.5199 | 3273.2713 | 2077.7185 | 1258.4284 | 724.9654 | 396.0355 | 204.562 | 99.6273 | 45.6241 | 19.5907 | 7.8647 | 2.9428
High Decarbonized Methane | Commercial | SH | Air Source Heat Pump | Gas | 16 | Devices Per Thousand Ft2 |  | 0 | 0 | 0 | 0 | 0 | 0 | 0 | 0 | 0 | 0 | 0 | 0 | 0 | 0 | 0 | 0 | 0 | 0 | 0 | 0 | 0 | 0 | 0 | 0 | 0 | 0 | 0 | 0 | 0
High Decarbonized Methane | Commercial | SH | Heat Pump with Fuel Backup | Gas | 16 | Devices Per Thousand Ft2 |  | 0 | 0 | 0 | 0 | 0 | 0 | 0 | 0 | 0 | 0 | 0 | 0 | 0 | 0 | 0 | 0 | 0 | 0 | 0 | 0 | 0 | 0 | 0 | 0 | 0 | 0 | 0 | 0 | 0
High Decarbonized Methane | Commercial | SH | Ground Source Heat Pump | Gas | 16 | Devices Per Thousand Ft2 |  | 0 | 0 | 0 | 0 | 0 | 0 | 0 | 0 | 0 | 0 | 0 | 0 | 0 | 0 | 0 | 0 | 0 | 0 | 0 | 0 | 0 | 0 | 0 | 0 | 0 | 0 | 0 | 0 | 0
High Decarbonized Methane | Commercial | SH | Gas | Gas | 16 | Devices Per Thousand Ft2 |  | 5996.2742 | 8930.9875 | 12494.1964 | 16710.3813 | 21541.5276 | 26894.8807 | 32666.7258 | 38767.0697 | 45222.1595 | 52254.5363 | 59744.9595 | 67609.3914 | 75484.0321 | 83097.66 | 90180.5743 | 96664.9241 | 102545.8241 | 107861.9127 | 112638.0019 | 116874.6276 | 120559.863 | 123683.0019 | 126248.2038 | 128284.9537 | 129854.4863 | 131049.1052 | 131981.2838 | 132762.3233 | 133478.0488
High Decarbonized Methane | Commercial | SH | Gas | Gas | 16 | Devices Per Thousand Ft2 |  | 107115.1561 | 105051.4009 | 102365.8563 | 99034.0939 | 95024.7333 | 90499.0007 | 85560.6521 | 80299.7226 | 74690.007 | 68365.112 | 61586.3447 | 54437.7676 | 47283.205 | 40393.9039 | 33953.1457 | 28114.2912 | 22882.2432 | 18218.3805 | 14097.9088 | 10520.3098 | 7497.5281 | 5040.2877 | 3144.4469 | 1780.5387 | 887.3468 | 372.5853 | 123.7995 | 29.7065 | 4.4996
High Decarbonized Methane | Commercial | WH | Air Source Heat Pump | Gas | 10 | Devices Per Thousand Ft2 |  | 0 | 0 | 0 | 0 | 0 | 0 | 0 | 0 | 0 | 0 | 0 | 0 | 0 | 0 | 0 | 0 | 0 | 0 | 0 | 0 | 0 | 0 | 0 | 0 | 0 | 0 | 0 | 0 | 0
High Decarbonized Methane | Commercial | WH | Gas | Gas | 10 | Devices Per Thousand Ft2 |  | 9276.0855 | 14840.5176 | 21704.8509 | 29653.7452 | 38399.7987 | 47675.5099 | 57313.1335 | 67225.9362 | 77389.4534 | 87709 | 97258.3472 | 106019.9003 | 113962.2177 | 121051.1473 | 127174.821 | 132413.593 | 136797.9931 | 140389.7051 | 143277.9491 | 145571.5839 | 147388.6774 | 148844.7463 | 150043.6329 | 151071.0224 | 151991.9634 | 152851.9513 | 153680.3318 | 154494.5751 | 155304.2849
High Decarbonized Methane | Commercial | WH | Gas | Gas | 10 | Devices Per Thousand Ft2 |  | 122329.9942 | 117778.9289 | 111935.7654 | 105015.9038 | 97226.0049 | 88913.2368 | 80245.3933 | 71309.2563 | 62129.3388 | 52632.9531 | 43911.6235 | 35982.9732 | 28878.4727 | 22632.3032 | 17255.7835 | 12768.0506 | 9138.5951 | 6305.7533 | 4180.3257 | 2653.4739 | 1607.1508 | 925.8601 | 505.7807 | 261.2481 | 127.235 | 58.2669 | 25.0195 | 10.044 | 3.7582
High Decarbonized Methane | Residential | SH | Air Source Heat Pump | Fuel Oil | 16 | Number of Devices |  | 0 | 0 | 0 | 0 | 0 | 0 | 0 | 0 | 0 | 0 | 0 | 0 | 0 | 0 | 0 | 0 | 0 | 0 | 0 | 0 | 0 | 0 | 0 | 0 | 0 | 0 | 0 | 0 | 0
High Decarbonized Methane | Residential | SH | Other | Fuel Oil | 16 | Number of Devices |  | 13910.9317 | 14018.0459 | 14125.9848 | 14234.7549 | 14335.8217 | 14437.606 | 14540.113 | 14643.3478 | 14747.3156 | 14834.3247 | 14921.8472 | 15009.8861 | 15098.4445 | 15187.5253 | 15266.5004 | 15345.8862 | 15425.6848 | 15505.8984 | 15586.5291 | 15667.579 | 15749.0504 | 15830.9455 | 15913.2664 | 15996.0154 | 16079.1947 | 16162.8065 | 16246.8531 | 16331.3367 | 16416.2597
High Decarbonized Methane | Residential | WH | Air Source Heat Pump | Fuel Oil | 10 | Number of Devices |  | 0 | 0 | 0 | 0 | 0 | 0 | 0 | 0 | 0 | 0 | 0 | 0 | 0 | 0 | 0 | 0 | 0 | 0 | 0 | 0 | 0 | 0 | 0 | 0 | 0 | 0 | 0 | 0 | 0
High Decarbonized Methane | Residential | WH | Other | Fuel Oil | 10 | Number of Devices |  | 7785.1878 | 7845.1337 | 7905.5412 | 7966.4139 | 8022.9755 | 8079.9386 | 8137.3061 | 8195.081 | 8253.2661 | 8301.9604 | 8350.9419 | 8400.2125 | 8449.7737 | 8499.6274 | 8543.8255 | 8588.2534 | 8632.9123 | 8677.8034 | 8722.928 | 8768.2872 | 8813.8823 | 8859.7145 | 8905.785 | 8952.0951 | 8998.646 | 9045.439 | 9092.4752 | 9139.7561 | 9187.2828
High Decarbonized Methane | Commercial | SH | Air Source Heat Pump | Fuel Oil | 16 | Devices Per Thousand Ft2 |  | 0 | 0 | 0 | 0 | 0 | 0 | 0 | 0 | 0 | 0 | 0 | 0 | 0 | 0 | 0 | 0 | 0 | 0 | 0 | 0 | 0 | 0 | 0 | 0 | 0 | 0 | 0 | 0 | 0
High Decarbonized Methane | Commercial | SH | Other | Fuel Oil | 16 | Devices Per Thousand Ft2 |  | 10960.4645 | 11091.99 | 11225.0939 | 11359.795 | 11496.1126 | 11634.0659 | 11773.6747 | 11914.9588 | 12057.9383 | 12142.3439 | 12227.3403 | 12312.9317 | 12399.1222 | 12485.9161 | 12573.3175 | 12661.3307 | 12749.96 | 12839.2097 | 12929.0842 | 13019.5878 | 13110.7249 | 13202.5 | 13294.9175 | 13387.9819 | 13481.6978 | 13576.0697 | 13671.1021 | 13766.7999 | 13863.1675
High Decarbonized Methane | Commercial | WH | Air Source Heat Pump | Fuel Oil | 10 | Devices Per Thousand Ft2 |  | 0 | 0 | 0 | 0 | 0 | 0 | 0 | 0 | 0 | 0 | 0 | 0 | 0 | 0 | 0 | 0 | 0 | 0 | 0 | 0 | 0 | 0 | 0 | 0 | 0 | 0 | 0 | 0 | 0
High Decarbonized Methane | Commercial | WH | Other | Fuel Oil | 10 | Devices Per Thousand Ft2 |  | 12113.6243 | 12258.9878 | 12406.0956 | 12554.9688 | 12705.6284 | 12858.0959 | 13012.3931 | 13168.5418 | 13326.5643 | 13419.8503 | 13513.7892 | 13608.3857 | 13703.6444 | 13799.5699 | 13896.1669 | 13993.4401 | 14091.3942 | 14190.0339 | 14289.3642 | 14389.3897 | 14490.1155 | 14591.5463 | 14693.6871 | 14796.5429 | 14900.1187 | 15004.4195 | 15109.4505 | 15215.2166 | 15321.7231
High Decarbonized Methane | Residential | SH | Air Source Heat Pump | Electric | 16 | Number of Devices |  | 4886.2498 | 6015.1702 | 7143.5531 | 8285.0638 | 9440.2217 | 10613.9683 | 11797.5739 | 12972.1914 | 14116.8472 | 15190.957 | 16216.9162 | 17190.964 | 18082.8716 | 18825.6974 | 19341.8251 | 19664.464 | 19870.0154 | 20032.3502 | 20186.5049 | 20340.6225 | 20495.5134 | 20651.2096 | 20807.7154 | 20965.035 | 21123.1727 | 21282.1327 | 21441.9193 | 21602.5368 | 21763.9895
High Decarbonized Methane | Residential | SH | Electric Resistance | Electric | 16 | Number of Devices |  | 29115.6363 | 28393.9997 | 27676.0368 | 26948.1062 | 26177.2379 | 25390.5093 | 24596.6695 | 23814.5852 | 23065.2495 | 22321.9776 | 21628.8081 | 20989.5136 | 20434.3344 | 20030.2236 | 19814.3856 | 19793.5981 | 19891.4676 | 20034.1315 | 20186.5615 | 20340.6229 | 20495.5134 | 20651.2096 | 20807.7154 | 20965.035 | 21123.1727 | 21282.1327 | 21441.9193 | 21602.5368 | 21763.9895
High Decarbonized Methane | Residential | WH | Air Source Heat Pump | Electric | 10 | Number of Devices |  | 20709.392 | 26617.3076 | 32541.7318 | 38225.5717 | 43384.9251 | 47849.8819 | 51556.6426 | 54534.8275 | 56874.8562 | 58620.7883 | 59940.915 | 60919.0691 | 61646.547 | 62212.7596 | 62640.8728 | 63017.1204 | 63367.4591 | 63706.3475 | 64041.1905 | 64375.4503 | 64710.6002 | 65047.2111 | 65385.4874 | 65725.4994 | 66067.2736 | 66410.8237 | 66756.1601 | 67103.2921 | 67452.2292
High Decarbonized Methane | Residential | WH | Electric Resistance | Electric | 10 | Number of Devices |  | 93606.9471 | 88579.2673 | 83541.8568 | 78751.8604 | 74423.0468 | 70794.5266 | 67930.1412 | 65800.3125 | 64314.6633 | 63283.7493 | 62682.8594 | 62428.1856 | 62428.4565 | 62594.2864 | 62815.1698 | 63091.2937 | 63396.7187 | 63717.004 | 64044.7625 | 64376.5496 | 64710.9101 | 65047.291 | 65385.5062 | 65725.5034 | 66067.2744 | 66410.8239 | 66756.1601 | 67103.2921 | 67452.2292
High Decarbonized Methane | Commercial | SH | Air Source Heat Pump | Electric | 16 | Devices Per Thousand Ft2 |  | 1933.0209 | 2389.7613 | 2850.0925 | 3319.4888 | 3801.6915 | 4296.1732 | 4799.5034 | 5304.0439 | 5801.1284 | 6244.4029 | 6668.1876 | 7070.9249 | 7440.1641 | 7748.3272 | 7971.624 | 8115.6654 | 8211.7002 | 8290.1013 | 8365.3155 | 8440.7085 | 8516.6176 | 8593.058 | 8670.0335 | 8747.5478 | 8825.6046 | 8904.2079 | 8983.3614 | 9063.069 | 9143.3345
High Decarbonized Methane | Commercial | SH | Electric Resistance | Electric | 16 | Devices Per Thousand Ft2 |  | 11518.2676 | 11280.6252 | 11042.0211 | 10797.0125 | 10541.8904 | 10277.2141 | 10006.447 | 9737.2604 | 9478.3539 | 9175.684 | 8893.488 | 8633.3305 | 8407.6692 | 8244.0891 | 8166.3872 | 8168.96 | 8220.5658 | 8290.8385 | 8365.339 | 8440.7087 | 8516.6176 | 8593.058 | 8670.0335 | 8747.5478 | 8825.6046 | 8904.2079 | 8983.3614 | 9063.069 | 9143.3345
High Decarbonized Methane | Commercial | WH | Air Source Heat Pump | Electric | 10 | Devices Per Thousand Ft2 |  | 13622.1851 | 17596.0599 | 21620.204 | 25523.3061 | 29129.9884 | 32307.0238 | 35003.5006 | 37231.2628 | 39044.2747 | 40302.7181 | 41271.517 | 42007.1732 | 42571.6864 | 43026.1253 | 43416.2548 | 43771.7276 | 44110.3808 | 44442.1857 | 44772.2697 | 45103.0421 | 45435.5365 | 45770.161 | 46107.068 | 46446.3169 | 46787.9365 | 47131.9465 | 47478.3643 | 47827.2071 | 48178.4917
High Decarbonized Methane | Commercial | WH | Electric Resistance | Electric | 10 | Devices Per Thousand Ft2 |  | 61572.6024 | 58557.6166 | 55503.8681 | 52582.8064 | 49969.949 | 47798.6645 | 46120.0074 | 44922.2789 | 44151.6611 | 43508.5775 | 43159.4462 | 43047.7951 | 43111.6551 | 43289.9879 | 43537.0597 | 43823.2484 | 44130.7485 | 44449.6199 | 44774.767 | 45103.8122 | 45435.7541 | 45770.2172 | 46107.0812 | 46446.3197 | 46787.937 | 47131.9465 | 47478.3643 | 47827.2071 | 48178.4917
High Decarbonized Methane | Residential | SH | Air Source Heat Pump | Other | 16 | Number of Devices |  | 0 | 0 | 0 | 0 | 0 | 0 | 0 | 0 | 0 | 0 | 0 | 0 | 0 | 0 | 0 | 0 | 0 | 0 | 0 | 0 | 0 | 0 | 0 | 0 | 0 | 0 | 0 | 0 | 0
High Decarbonized Methane | Residential | SH | Other | Other | 16 | Number of Devices |  | 7323.8929 | 7380.2868 | 7437.115 | 7494.3808 | 7547.5909 | 7601.1788 | 7655.1472 | 7709.4987 | 7764.2362 | 7810.0452 | 7856.1244 | 7902.4756 | 7949.1002 | 7995.9999 | 8037.5791 | 8079.3745 | 8121.3872 | 8163.6184 | 8206.0693 | 8248.7408 | 8291.6343 | 8334.7508 | 8378.0915 | 8421.6575 | 8465.4502 | 8509.4705 | 8553.7198 | 8598.1991 | 8642.9097
High Decarbonized Methane | Residential | WH | Air Source Heat Pump | Other | 10 | Number of Devices |  | 0 | 0 | 0 | 0 | 0 | 0 | 0 | 0 | 0 | 0 | 0 | 0 | 0 | 0 | 0 | 0 | 0 | 0 | 0 | 0 | 0 | 0 | 0 | 0 | 0 | 0 | 0 | 0 | 0
High Decarbonized Methane | Residential | WH | Other | Other | 10 | Number of Devices |  | 6691.5561 | 6743.081 | 6795.0028 | 6847.3243 | 6895.9403 | 6944.9015 | 6994.2103 | 7043.8692 | 7093.8806 | 7135.7345 | 7177.8354 | 7220.1846 | 7262.7837 | 7305.6341 | 7343.6234 | 7381.8102 | 7420.1957 | 7458.7807 | 7497.5663 | 7536.5537 | 7575.7438 | 7615.1376 | 7654.7363 | 7694.541 | 7734.5526 | 7774.7723 | 7815.2011 | 7855.8401 | 7896.6905
High Decarbonized Methane | Commercial | SH | Air Source Heat Pump | Other | 16 | Devices Per Thousand Ft2 |  | 0 | 0 | 0 | 0 | 0 | 0 | 0 | 0 | 0 | 0 | 0 | 0 | 0 | 0 | 0 | 0 | 0 | 0 | 0 | 0 | 0 | 0 | 0 | 0 | 0 | 0 | 0 | 0 | 0
High Decarbonized Methane | Commercial | SH | Other | Other | 16 | Devices Per Thousand Ft2 |  | 0 | 0 | 0 | 0 | 0 | 0 | 0 | 0 | 0 | 0 | 0 | 0 | 0 | 0 | 0 | 0 | 0 | 0 | 0 | 0 | 0 | 0 | 0 | 0 | 0 | 0 | 0 | 0 | 0
High Decarbonized Methane | Commercial | WH | Air Source Heat Pump | Other | 10 | Devices Per Thousand Ft2 |  | 0 | 0 | 0 | 0 | 0 | 0 | 0 | 0 | 0 | 0 | 0 | 0 | 0 | 0 | 0 | 0 | 0 | 0 | 0 | 0 | 0 | 0 | 0 | 0 | 0 | 0 | 0 | 0 | 0
High Decarbonized Methane | Commercial | WH | Other | Other | 10 | Devices Per Thousand Ft2 |  | 0 | 0 | 0 | 0 | 0 | 0 | 0 | 0 | 0 | 0 | 0 | 0 | 0 | 0 | 0 | 0 | 0 | 0 | 0 | 0 | 0 | 0 | 0 | 0 | 0 | 0 | 0 | 0 | 0
Electrification with Fuel Backup | Residential | SH | Air Source Heat Pump | Gas | 16 | Number of Devices |  | 230.4645 | 343.9057 | 483.36 | 652.052 | 852.5849 | 1080.6026 | 1334.8965 | 1612.9886 | 1914.1732 | 2239.4675 | 2599.1673 | 2997.102 | 3423.413 | 3852.9691 | 4259.6899 | 4620.0691 | 4944.0282 | 5240.9673 | 5516.5616 | 5773.7297 | 6013.7776 | 6236.9042 | 6442.6568 | 6630.2513 | 6798.8941 | 6948.0656 | 7077.6607 | 7187.9743 | 7279.7459
Electrification with Fuel Backup | Residential | SH | Heat Pump with Fuel Backup | Gas | 16 | Number of Devices |  | 2304.6453 | 3439.0567 | 4833.6 | 6520.5201 | 8525.8486 | 10806.0258 | 13348.9647 | 16129.8862 | 19141.7324 | 22394.675 | 25991.6726 | 29971.0195 | 34234.1298 | 38529.6906 | 42596.8986 | 46200.6913 | 49440.2821 | 52409.6731 | 55165.6157 | 57737.2967 | 60137.776 | 62369.0425 | 64426.5676 | 66302.5135 | 67988.9408 | 69480.6563 | 70776.6065 | 71879.7433 | 72797.4591
Electrification with Fuel Backup | Residential | SH | Ground Source Heat Pump | Gas | 16 | Number of Devices |  | 25.6072 | 38.2117 | 53.7067 | 72.4502 | 94.7317 | 120.067 | 148.3218 | 179.221 | 212.6859 | 248.8297 | 288.7964 | 333.0113 | 380.3792 | 428.1077 | 473.2989 | 513.341 | 549.3365 | 582.3297 | 612.9513 | 641.5255 | 668.1975 | 692.9894 | 715.8508 | 736.6946 | 755.4327 | 772.0073 | 786.4067 | 798.6638 | 808.8607
Electrification with Fuel Backup | Residential | SH | Gas | Gas | 16 | Number of Devices |  | 883.7667 | 1291.9979 | 1766.1308 | 2295.9553 | 2859.176 | 3428.4634 | 3974.9527 | 4474.3147 | 4915.8144 | 5302.3969 | 5588.5402 | 5735.4417 | 5705.5551 | 5515.8808 | 5205.7023 | 4852.1752 | 4466.2144 | 4053.1982 | 3619.5721 | 3173.4534 | 2724.2729 | 2282.7828 | 1860.3818 | 1468.2193 | 1116.0303 | 811.0345 | 557.4216 | 356.572 | 207.4047
Electrification with Fuel Backup | Residential | SH | Gas | Gas | 16 | Number of Devices |  | 65800.3818 | 64664.8789 | 63178.5444 | 61315.7923 | 59027.512 | 56431.3492 | 53569.6246 | 50494.2248 | 47223.7528 | 43655.8978 | 39808.7539 | 35678.5897 | 31412.5066 | 27272.7559 | 23456.9313 | 20201.4053 | 17385.0368 | 14898.0111 | 12670.8364 | 10662.9766 | 8850.5007 | 7220.4573 | 5766.4906 | 4486.1709 | 3378.5959 | 2442.327 | 1674.3564 | 1070.0352 | 622.2419
Electrification with Fuel Backup | Residential | WH | Air Source Heat Pump | Gas | 10 | Number of Devices |  | 6881.9098 | 10242.0444 | 14200.264 | 18727.9171 | 23782.8633 | 29192.8867 | 34919.6025 | 40917.6884 | 47134.2104 | 53446.6559 | 59859.0686 | 66313.3812 | 72764.2691 | 79184.0198 | 85504.2053 | 91170.5359 | 96203.4076 | 100630.2065 | 104482.2539 | 107794.4447 | 110606.8109 | 112964.9966 | 114921.4053 | 116534.0562 | 117863.9507 | 118971.4856 | 119912.7196 | 120736.3069 | 121481.6642
Electrification with Fuel Backup | Residential | WH | Gas | Gas | 10 | Number of Devices |  | 1694.5704 | 2618.5701 | 3672.25 | 4773.9019 | 5833.5225 | 6785.2967 | 7582.0342 | 8195.8287 | 8613.139 | 8818.8466 | 8728.8637 | 8376.422 | 7795.2923 | 7018.478 | 6072.8948 | 5132.4375 | 4234.0516 | 3405.7797 | 2667.2464 | 2030.1156 | 1498.5701 | 1070.3726 | 737.8962 | 489.622 | 311.7788 | 189.9294 | 110.3262 | 60.9038 | 31.8415
Electrification with Fuel Backup | Residential | WH | Gas | Gas | 10 | Number of Devices |  | 94473.4831 | 90982.8335 | 86770.5285 | 81946.975 | 76581.0947 | 70973.2991 | 65209.2015 | 59362.0679 | 53498.4123 | 47624.8092 | 41950.7322 | 36501.0394 | 31287.3073 | 26304.2674 | 21514.7002 | 17376.9044 | 13833.5539 | 10829.2361 | 8313.0212 | 6238.3663 | 4561.0728 | 3237.7501 | 2223.638 | 1472.2527 | 936.3803 | 570.0777 | 331.0506 | 182.7271 | 95.5277
Electrification with Fuel Backup | Commercial | SH | Air Source Heat Pump | Gas | 16 | Devices Per Thousand Ft2 |  | 376.4636 | 561.7696 | 789.5682 | 1065.1264 | 1392.6967 | 1765.1634 | 2180.5523 | 2634.8156 | 3126.8004 | 3658.1683 | 4245.7376 | 4895.7636 | 5592.1423 | 6293.8218 | 6958.1999 | 7546.8791 | 8076.066 | 8561.1158 | 9011.2988 | 9431.3826 | 9823.5007 | 10187.9779 | 10524.0745 | 10830.5101 | 11105.9878 | 11349.6594 | 11561.3528 | 11741.5501 | 11891.4589
Electrification with Fuel Backup | Commercial | SH | Heat Pump with Fuel Backup | Gas | 16 | Devices Per Thousand Ft2 |  | 3764.6362 | 5617.6962 | 7895.6815 | 10651.2642 | 13926.9666 | 17651.6342 | 21805.5227 | 26348.1557 | 31268.004 | 36581.6831 | 42457.3757 | 48957.6356 | 55921.4227 | 62938.2177 | 69581.9986 | 75468.791 | 80760.6598 | 85611.1575 | 90112.9877 | 94313.8264 | 98235.0073 | 101879.7793 | 105240.7448 | 108305.1009 | 111059.8785 | 113496.5945 | 115613.5282 | 117415.5012 | 118914.5892
Electrification with Fuel Backup | Commercial | SH | Ground Source Heat Pump | Gas | 16 | Devices Per Thousand Ft2 |  | 41.8293 | 62.4188 | 87.7298 | 118.3474 | 154.7441 | 196.1293 | 242.2836 | 292.7573 | 347.4223 | 406.4631 | 471.7486 | 543.9737 | 621.3491 | 699.3135 | 773.1333 | 838.5421 | 897.3407 | 951.2351 | 1001.2554 | 1047.9314 | 1091.5001 | 1131.9975 | 1169.3416 | 1203.39 | 1233.9986 | 1261.0733 | 1284.5948 | 1304.6167 | 1321.2732
Electrification with Fuel Backup | Commercial | SH | Gas | Gas | 16 | Devices Per Thousand Ft2 |  | 1443.6321 | 2110.4775 | 2884.9733 | 3750.4411 | 4670.4615 | 5600.3922 | 6493.0819 | 7308.7894 | 8029.9788 | 8661.4609 | 9128.8758 | 9368.8393 | 9320.0196 | 9010.1867 | 8503.5104 | 7926.0242 | 7295.5575 | 6620.896 | 5912.568 | 5183.8336 | 4450.0975 | 3728.9239 | 3038.9322 | 2398.335 | 1823.0345 | 1324.8242 | 910.5478 | 582.4601 | 338.7953
Electrification with Fuel Backup | Commercial | SH | Gas | Gas | 16 | Devices Per Thousand Ft2 |  | 107484.8691 | 105630.0261 | 103202.1 | 100159.296 | 96421.3921 | 92180.5623 | 87505.9374 | 82482.2743 | 77139.961 | 71311.8729 | 65027.5665 | 58280.9468 | 51312.3035 | 44550.0241 | 38316.8778 | 32998.9789 | 28398.4433 | 24335.8888 | 20697.8009 | 17417.9635 | 14457.2855 | 11794.611 | 9419.5576 | 7328.1564 | 5518.9336 | 3989.5391 | 2735.0598 | 1747.9017 | 1016.4317
Electrification with Fuel Backup | Commercial | WH | Air Source Heat Pump | Gas | 10 | Devices Per Thousand Ft2 |  | 8788.9519 | 13080.2114 | 18135.2911 | 23917.5995 | 30373.3189 | 37282.5109 | 44596.1535 | 52256.3656 | 60195.5445 | 68257.2282 | 76446.5809 | 84689.4444 | 92927.9341 | 101126.6582 | 109198.2268 | 116434.7509 | 122862.2788 | 128515.7855 | 133435.2715 | 137665.3016 | 141257.0011 | 144268.6623 | 146767.2103 | 148826.7418 | 150525.1627 | 151939.606 | 153141.6648 | 154193.4759 | 155145.3787
Electrification with Fuel Backup | Commercial | WH | Gas | Gas | 10 | Devices Per Thousand Ft2 |  | 2164.1519 | 3344.2006 | 4689.8651 | 6096.7952 | 7450.0466 | 8665.5664 | 9683.0873 | 10466.9702 | 10999.921 | 11262.6321 | 11147.7141 | 10697.6075 | 9955.4413 | 8963.3645 | 7755.7512 | 6554.6843 | 5407.3472 | 4349.5534 | 3406.3656 | 2592.6798 | 1913.8379 | 1366.983 | 942.3742 | 625.3008 | 398.1756 | 242.5606 | 140.8987 | 77.7808 | 40.6651
Electrification with Fuel Backup | Commercial | WH | Gas | Gas | 10 | Devices Per Thousand Ft2 |  | 120652.976 | 116195.0345 | 110815.4601 | 104655.2544 | 97802.4381 | 90640.6695 | 83279.286 | 75811.8567 | 68323.3268 | 60822.0929 | 53575.6757 | 46615.8216 | 39957.3151 | 33593.4279 | 27476.6265 | 22192.2084 | 17666.9621 | 13830.1195 | 10616.6377 | 7967.0765 | 5824.9891 | 4134.9612 | 2839.8291 | 1880.2279 | 1195.8601 | 728.0516 | 422.7878 | 233.3625 | 121.9993
Electrification with Fuel Backup | Residential | SH | Air Source Heat Pump | Fuel Oil | 16 | Number of Devices |  | 514.4347 | 767.6539 | 1078.9389 | 1455.4871 | 1903.1094 | 2412.0824 | 2979.7081 | 3600.4554 | 4272.7489 | 4998.8591 | 5801.768 | 6690.0236 | 7641.6198 | 8600.4595 | 9508.3271 | 10312.7528 | 11035.8826 | 11698.6994 | 12313.8711 | 12887.9125 | 13423.7389 | 13921.7942 | 14381.0676 | 14799.8095 | 15176.2478 | 15509.2231 | 15798.5005 | 16044.7388 | 16249.588
Electrification with Fuel Backup | Residential | SH | Other | Fuel Oil | 16 | Number of Devices |  | 13396.497 | 13250.3919 | 13047.0459 | 12779.2678 | 12432.7123 | 12025.5236 | 11560.4049 | 11042.8924 | 10474.5666 | 9835.4656 | 9120.0792 | 8319.8625 | 7456.8247 | 6587.0658 | 5758.1733 | 5033.1334 | 4389.8022 | 3807.1989 | 3272.658 | 2779.6665 | 2325.3115 | 1909.1513 | 1532.1988 | 1196.2059 | 902.9469 | 653.5833 | 448.3525 | 286.5979 | 166.6717
Electrification with Fuel Backup | Residential | WH | Air Source Heat Pump | Fuel Oil | 10 | Number of Devices |  | 519.9125 | 773.7629 | 1072.7973 | 1414.8511 | 1796.7406 | 2205.4555 | 2638.0957 | 3091.2373 | 3560.8812 | 4037.772 | 4522.215 | 5009.8235 | 5497.1732 | 5982.1706 | 6459.6461 | 6887.7243 | 7267.9462 | 7602.3807 | 7893.394 | 8143.6224 | 8356.0902 | 8534.2457 | 8682.0479 | 8803.88 | 8904.3504 | 8988.0222 | 9059.1302 | 9121.3504 | 9177.6604
Electrification with Fuel Backup | Residential | WH | Other | Fuel Oil | 10 | Number of Devices |  | 7265.2753 | 7071.3708 | 6832.7439 | 6551.5628 | 6226.2348 | 5874.4831 | 5499.2105 | 5103.8437 | 4692.3849 | 4264.1884 | 3828.7269 | 3390.389 | 2952.6005 | 2517.4568 | 2084.1794 | 1700.529 | 1364.966 | 1075.4227 | 829.534 | 624.6648 | 457.7921 | 325.4688 | 223.7371 | 148.2151 | 94.2955 | 57.4168 | 33.345 | 18.4058 | 9.6225
Electrification with Fuel Backup | Commercial | SH | Air Source Heat Pump | Fuel Oil | 16 | Devices Per Thousand Ft2 |  | 405.3246 | 607.4177 | 857.3696 | 1161.5258 | 1526.1322 | 1943.6966 | 2412.7814 | 2929.6086 | 3493.554 | 4091.7175 | 4754.116 | 5487.9699 | 6275.4397 | 7070.5802 | 7830.9509 | 8508.676 | 9121.6088 | 9686.769 | 10214.4022 | 10709.7151 | 11174.9561 | 11610.3291 | 12014.8247 | 12386.8087 | 12724.6165 | 13027.0875 | 13293.8307 | 13525.2069 | 13722.4169
Electrification with Fuel Backup | Commercial | SH | Other | Fuel Oil | 16 | Devices Per Thousand Ft2 |  | 10555.1399 | 10484.5723 | 10367.7243 | 10198.2692 | 9969.9803 | 9690.3694 | 9360.8934 | 8985.3502 | 8564.3843 | 8050.6264 | 7473.2243 | 6824.9618 | 6123.6825 | 5415.3359 | 4742.3666 | 4152.6547 | 3628.3512 | 3152.4407 | 2714.682 | 2309.8726 | 1935.7688 | 1592.1708 | 1280.0927 | 1001.1732 | 757.0813 | 548.9822 | 377.2714 | 241.593 | 140.7505
Electrification with Fuel Backup | Commercial | WH | Air Source Heat Pump | Fuel Oil | 10 | Devices Per Thousand Ft2 |  | 808.9752 | 1209.0998 | 1683.5313 | 2229.7876 | 2845.418 | 3509.6749 | 4218.5875 | 4967.2587 | 5749.7616 | 6526.9277 | 7318.008 | 8115.9388 | 8915.1863 | 9712.353 | 10506.3383 | 11222.6496 | 11863.3773 | 12431.4916 | 12930.4726 | 13364.2699 | 13737.5004 | 14055.514 | 14324.5424 | 14551.5643 | 14743.9824 | 14909.1775 | 15054.0393 | 15184.576 | 15305.6757
Electrification with Fuel Backup | Commercial | WH | Other | Fuel Oil | 10 | Devices Per Thousand Ft2 |  | 11304.649 | 11049.8879 | 10722.5644 | 10325.1812 | 9860.2104 | 9348.421 | 8793.8056 | 8201.2831 | 7576.8027 | 6892.9226 | 6195.7812 | 5492.447 | 4788.4581 | 4087.2169 | 3389.8287 | 2770.7905 | 2228.0169 | 1758.5423 | 1358.8915 | 1025.1198 | 752.615 | 536.0322 | 369.1447 | 244.9786 | 156.1362 | 95.242 | 55.4112 | 30.6406 | 16.0475
Electrification with Fuel Backup | Residential | SH | Air Source Heat Pump | Electric | 16 | Number of Devices |  | 4886.2498 | 6015.1702 | 7143.5531 | 8285.0638 | 9440.2217 | 10613.9683 | 11797.5739 | 12972.1914 | 14116.8472 | 15190.957 | 16216.9162 | 17190.964 | 18082.8716 | 18825.6974 | 19341.8251 | 19664.464 | 19870.0154 | 20032.3502 | 20186.5049 | 20340.6225 | 20495.5134 | 20651.2096 | 20807.7154 | 20965.035 | 21123.1727 | 21282.1327 | 21441.9193 | 21602.5368 | 21763.9895
Electrification with Fuel Backup | Residential | SH | Electric Resistance | Electric | 16 | Number of Devices |  | 29115.6363 | 28393.9997 | 27676.0368 | 26948.1062 | 26177.2379 | 25390.5093 | 24596.6695 | 23814.5852 | 23065.2495 | 22321.9776 | 21628.8081 | 20989.5136 | 20434.3344 | 20030.2236 | 19814.3856 | 19793.5981 | 19891.4676 | 20034.1315 | 20186.5615 | 20340.6229 | 20495.5134 | 20651.2096 | 20807.7154 | 20965.035 | 21123.1727 | 21282.1327 | 21441.9193 | 21602.5368 | 21763.9895
Electrification with Fuel Backup | Residential | WH | Air Source Heat Pump | Electric | 10 | Number of Devices |  | 20709.392 | 26617.3076 | 32541.7318 | 38225.5717 | 43384.9251 | 47849.8819 | 51556.6426 | 54534.8275 | 56874.8562 | 58620.7883 | 59940.915 | 60919.0691 | 61646.547 | 62212.7596 | 62640.8728 | 63017.1204 | 63367.4591 | 63706.3475 | 64041.1905 | 64375.4503 | 64710.6002 | 65047.2111 | 65385.4874 | 65725.4994 | 66067.2736 | 66410.8237 | 66756.1601 | 67103.2921 | 67452.2292
Electrification with Fuel Backup | Residential | WH | Electric Resistance | Electric | 10 | Number of Devices |  | 93606.9471 | 88579.2673 | 83541.8568 | 78751.8604 | 74423.0468 | 70794.5266 | 67930.1412 | 65800.3125 | 64314.6633 | 63283.7493 | 62682.8594 | 62428.1856 | 62428.4565 | 62594.2864 | 62815.1698 | 63091.2937 | 63396.7187 | 63717.004 | 64044.7625 | 64376.5496 | 64710.9101 | 65047.291 | 65385.5062 | 65725.5034 | 66067.2744 | 66410.8239 | 66756.1601 | 67103.2921 | 67452.2292
Electrification with Fuel Backup | Commercial | SH | Air Source Heat Pump | Electric | 16 | Devices Per Thousand Ft2 |  | 1933.0209 | 2389.7613 | 2850.0925 | 3319.4888 | 3801.6915 | 4296.1732 | 4799.5034 | 5304.0439 | 5801.1284 | 6244.4029 | 6668.1876 | 7070.9249 | 7440.1641 | 7748.3272 | 7971.624 | 8115.6654 | 8211.7002 | 8290.1013 | 8365.3155 | 8440.7085 | 8516.6176 | 8593.058 | 8670.0335 | 8747.5478 | 8825.6046 | 8904.2079 | 8983.3614 | 9063.069 | 9143.3345
Electrification with Fuel Backup | Commercial | SH | Electric Resistance | Electric | 16 | Devices Per Thousand Ft2 |  | 11518.2676 | 11280.6252 | 11042.0211 | 10797.0125 | 10541.8904 | 10277.2141 | 10006.447 | 9737.2604 | 9478.3539 | 9175.684 | 8893.488 | 8633.3305 | 8407.6692 | 8244.0891 | 8166.3872 | 8168.96 | 8220.5658 | 8290.8385 | 8365.339 | 8440.7087 | 8516.6176 | 8593.058 | 8670.0335 | 8747.5478 | 8825.6046 | 8904.2079 | 8983.3614 | 9063.069 | 9143.3345
Electrification with Fuel Backup | Commercial | WH | Air Source Heat Pump | Electric | 10 | Devices Per Thousand Ft2 |  | 13622.1851 | 17596.0599 | 21620.204 | 25523.3061 | 29129.9884 | 32307.0238 | 35003.5006 | 37231.2628 | 39044.2747 | 40302.7181 | 41271.517 | 42007.1732 | 42571.6864 | 43026.1253 | 43416.2548 | 43771.7276 | 44110.3808 | 44442.1857 | 44772.2697 | 45103.0421 | 45435.5365 | 45770.161 | 46107.068 | 46446.3169 | 46787.9365 | 47131.9465 | 47478.3643 | 47827.2071 | 48178.4917
Electrification with Fuel Backup | Commercial | WH | Electric Resistance | Electric | 10 | Devices Per Thousand Ft2 |  | 61572.6024 | 58557.6166 | 55503.8681 | 52582.8064 | 49969.949 | 47798.6645 | 46120.0074 | 44922.2789 | 44151.6611 | 43508.5775 | 43159.4462 | 43047.7951 | 43111.6551 | 43289.9879 | 43537.0597 | 43823.2484 | 44130.7485 | 44449.6199 | 44774.767 | 45103.8122 | 45435.7541 | 45770.2172 | 46107.0812 | 46446.3197 | 46787.937 | 47131.9465 | 47478.3643 | 47827.2071 | 48178.4917
Electrification with Fuel Backup | Residential | SH | Air Source Heat Pump | Other | 16 | Number of Devices |  | 270.842 | 404.158 | 568.0448 | 766.2917 | 1001.958 | 1269.9245 | 1568.7707 | 1895.5847 | 2249.537 | 2631.8229 | 3054.5422 | 3522.1951 | 4023.196 | 4528.0104 | 5005.9888 | 5429.5067 | 5810.2235 | 6159.1864 | 6483.0649 | 6785.2889 | 7067.3933 | 7329.6118 | 7571.4122 | 7791.8734 | 7990.0624 | 8165.3689 | 8317.669 | 8447.3097 | 8555.1597
Electrification with Fuel Backup | Residential | SH | Other | Other | 16 | Number of Devices |  | 7053.0509 | 6976.1288 | 6869.0702 | 6728.0891 | 6545.6329 | 6331.2543 | 6086.3765 | 5813.914 | 5514.6992 | 5178.2223 | 4801.5823 | 4380.2804 | 3925.9042 | 3467.9894 | 3031.5902 | 2649.8678 | 2311.1637 | 2004.432 | 1723.0044 | 1463.4519 | 1224.241 | 1005.139 | 806.6793 | 629.7841 | 475.3877 | 344.1016 | 236.0508 | 150.8894 | 87.7501
Electrification with Fuel Backup | Residential | WH | Air Source Heat Pump | Other | 10 | Number of Devices |  | 446.8773 | 665.0678 | 922.0951 | 1216.0985 | 1544.3418 | 1895.642 | 2267.5067 | 2656.9928 | 3060.663 | 3470.5621 | 3886.9525 | 4306.0637 | 4724.9525 | 5141.8195 | 5552.2211 | 5920.1647 | 6246.9745 | 6534.429 | 6784.5619 | 6999.6393 | 7182.2605 | 7335.3894 | 7462.4289 | 7567.1465 | 7653.5033 | 7725.4211 | 7786.5402 | 7840.0199 | 7888.4198
Electrification with Fuel Backup | Residential | WH | Other | Other | 10 | Number of Devices |  | 6244.6788 | 6078.0132 | 5872.9077 | 5631.2258 | 5351.5985 | 5049.2595 | 4726.7036 | 4386.8764 | 4033.2176 | 3665.1725 | 3290.8829 | 2914.1209 | 2537.8311 | 2163.8146 | 1791.4023 | 1461.6456 | 1173.2211 | 924.3517 | 713.0044 | 536.9144 | 393.4833 | 279.7482 | 192.3074 | 127.3945 | 81.0493 | 49.3511 | 28.6608 | 15.8202 | 8.2707
Electrification with Fuel Backup | Commercial | SH | Air Source Heat Pump | Other | 16 | Devices Per Thousand Ft2 |  | 0 | 0 | 0 | 0 | 0 | 0 | 0 | 0 | 0 | 0 | 0 | 0 | 0 | 0 | 0 | 0 | 0 | 0 | 0 | 0 | 0 | 0 | 0 | 0 | 0 | 0 | 0 | 0 | 0
Electrification with Fuel Backup | Commercial | SH | Other | Other | 16 | Devices Per Thousand Ft2 |  | 0 | 0 | 0 | 0 | 0 | 0 | 0 | 0 | 0 | 0 | 0 | 0 | 0 | 0 | 0 | 0 | 0 | 0 | 0 | 0 | 0 | 0 | 0 | 0 | 0 | 0 | 0 | 0 | 0
Electrification with Fuel Backup | Commercial | WH | Air Source Heat Pump | Other | 10 | Devices Per Thousand Ft2 |  | 0 | 0 | 0 | 0 | 0 | 0 | 0 | 0 | 0 | 0 | 0 | 0 | 0 | 0 | 0 | 0 | 0 | 0 | 0 | 0 | 0 | 0 | 0 | 0 | 0 | 0 | 0 | 0 | 0
Electrification with Fuel Backup | Commercial | WH | Other | Other | 10 | Devices Per Thousand Ft2 |  | 0 | 0 | 0 | 0 | 0 | 0 | 0 | 0 | 0 | 0 | 0 | 0 | 0 | 0 | 0 | 0 | 0 | 0 | 0 | 0 | 0 | 0 | 0 | 0 | 0 | 0 | 0 | 0 | 0
High Electrification | Residential | SH | Air Source Heat Pump | Gas | 16 | Number of Devices |  | 2304.6453 | 3439.0567 | 4833.6 | 6520.5201 | 8525.8486 | 10806.0258 | 13348.9647 | 16129.8862 | 19141.7324 | 22394.675 | 25991.6726 | 29971.0195 | 34234.1298 | 38529.6906 | 42596.8986 | 46200.6913 | 49440.2821 | 52409.6731 | 55165.6157 | 57737.2967 | 60137.776 | 62369.0425 | 64426.5676 | 66302.5135 | 67988.9408 | 69480.6563 | 70776.6065 | 71879.7433 | 72797.4591
High Electrification | Residential | SH | Heat Pump with Fuel Backup | Gas | 16 | Number of Devices |  | 0 | 0 | 0 | 0 | 0 | 0 | 0 | 0 | 0 | 0 | 0 | 0 | 0 | 0 | 0 | 0 | 0 | 0 | 0 | 0 | 0 | 0 | 0 | 0 | 0 | 0 | 0 | 0 | 0
High Electrification | Residential | SH | Ground Source Heat Pump | Gas | 16 | Number of Devices |  | 256.0717 | 382.1174 | 537.0667 | 724.5022 | 947.3165 | 1200.6695 | 1483.2183 | 1792.2096 | 2126.8592 | 2488.2972 | 2887.9636 | 3330.1133 | 3803.7922 | 4281.0767 | 4732.9887 | 5133.4101 | 5493.3647 | 5823.297 | 6129.5129 | 6415.2552 | 6681.9751 | 6929.8936 | 7158.5075 | 7366.9459 | 7554.3268 | 7720.0729 | 7864.0674 | 7986.6381 | 8088.6066
High Electrification | Residential | SH | Gas | Gas | 16 | Number of Devices |  | 883.7667 | 1291.9979 | 1766.1308 | 2295.9553 | 2859.176 | 3428.4634 | 3974.9527 | 4474.3147 | 4915.8144 | 5302.3969 | 5588.5402 | 5735.4417 | 5705.5551 | 5515.8808 | 5205.7023 | 4852.1752 | 4466.2144 | 4053.1982 | 3619.5721 | 3173.4534 | 2724.2729 | 2282.7828 | 1860.3818 | 1468.2193 | 1116.0303 | 811.0345 | 557.4216 | 356.572 | 207.4047
High Electrification | Residential | SH | Gas | Gas | 16 | Number of Devices |  | 65800.3818 | 64664.8789 | 63178.5444 | 61315.7923 | 59027.512 | 56431.3492 | 53569.6246 | 50494.2248 | 47223.7528 | 43655.8978 | 39808.7539 | 35678.5897 | 31412.5066 | 27272.7559 | 23456.9313 | 20201.4053 | 17385.0368 | 14898.0111 | 12670.8364 | 10662.9766 | 8850.5007 | 7220.4573 | 5766.4906 | 4486.1709 | 3378.5959 | 2442.327 | 1674.3564 | 1070.0352 | 622.2419
High Electrification | Residential | WH | Air Source Heat Pump | Gas | 10 | Number of Devices |  | 6881.9098 | 10242.0444 | 14200.264 | 18727.9171 | 23782.8633 | 29192.8867 | 34919.6025 | 40917.6884 | 47134.2104 | 53446.6559 | 59859.0686 | 66313.3812 | 72764.2691 | 79184.0198 | 85504.2053 | 91170.5359 | 96203.4076 | 100630.2065 | 104482.2539 | 107794.4447 | 110606.8109 | 112964.9966 | 114921.4053 | 116534.0562 | 117863.9507 | 118971.4856 | 119912.7196 | 120736.3069 | 121481.6642
High Electrification | Residential | WH | Gas | Gas | 10 | Number of Devices |  | 1694.5704 | 2618.5701 | 3672.25 | 4773.9019 | 5833.5225 | 6785.2967 | 7582.0342 | 8195.8287 | 8613.139 | 8818.8466 | 8728.8637 | 8376.422 | 7795.2923 | 7018.478 | 6072.8948 | 5132.4375 | 4234.0516 | 3405.7797 | 2667.2464 | 2030.1156 | 1498.5701 | 1070.3726 | 737.8962 | 489.622 | 311.7788 | 189.9294 | 110.3262 | 60.9038 | 31.8415
High Electrification | Residential | WH | Gas | Gas | 10 | Number of Devices |  | 94473.4831 | 90982.8335 | 86770.5285 | 81946.975 | 76581.0947 | 70973.2991 | 65209.2015 | 59362.0679 | 53498.4123 | 47624.8092 | 41950.7322 | 36501.0394 | 31287.3073 | 26304.2674 | 21514.7002 | 17376.9044 | 13833.5539 | 10829.2361 | 8313.0212 | 6238.3663 | 4561.0728 | 3237.7501 | 2223.638 | 1472.2527 | 936.3803 | 570.0777 | 331.0506 | 182.7271 | 95.5277
High Electrification | Commercial | SH | Air Source Heat Pump | Gas | 16 | Devices Per Thousand Ft2 |  | 3764.6362 | 5617.6962 | 7895.6815 | 10651.2642 | 13926.9666 | 17651.6342 | 21805.5227 | 26348.1557 | 31268.004 | 36581.6831 | 42457.3757 | 48957.6356 | 55921.4227 | 62938.2177 | 69581.9986 | 75468.791 | 80760.6598 | 85611.1575 | 90112.9877 | 94313.8264 | 98235.0073 | 101879.7793 | 105240.7448 | 108305.1009 | 111059.8785 | 113496.5945 | 115613.5282 | 117415.5012 | 118914.5892
High Electrification | Commercial | SH | Heat Pump with Fuel Backup | Gas | 16 | Devices Per Thousand Ft2 |  | 0 | 0 | 0 | 0 | 0 | 0 | 0 | 0 | 0 | 0 | 0 | 0 | 0 | 0 | 0 | 0 | 0 | 0 | 0 | 0 | 0 | 0 | 0 | 0 | 0 | 0 | 0 | 0 | 0
High Electrification | Commercial | SH | Ground Source Heat Pump | Gas | 16 | Devices Per Thousand Ft2 |  | 418.2929 | 624.1885 | 877.2979 | 1183.4738 | 1547.4407 | 1961.2927 | 2422.8359 | 2927.5729 | 3474.2227 | 4064.6315 | 4717.4862 | 5439.7373 | 6213.4914 | 6993.1353 | 7731.3332 | 8385.4212 | 8973.4066 | 9512.3508 | 10012.5542 | 10479.314 | 10915.0008 | 11319.9755 | 11693.4161 | 12033.9001 | 12339.9865 | 12610.7327 | 12845.9476 | 13046.1668 | 13212.7321
High Electrification | Commercial | SH | Gas | Gas | 16 | Devices Per Thousand Ft2 |  | 1443.6321 | 2110.4775 | 2884.9733 | 3750.4411 | 4670.4615 | 5600.3922 | 6493.0819 | 7308.7894 | 8029.9788 | 8661.4609 | 9128.8758 | 9368.8393 | 9320.0196 | 9010.1867 | 8503.5104 | 7926.0242 | 7295.5575 | 6620.896 | 5912.568 | 5183.8336 | 4450.0975 | 3728.9239 | 3038.9322 | 2398.335 | 1823.0345 | 1324.8242 | 910.5478 | 582.4601 | 338.7953
High Electrification | Commercial | SH | Gas | Gas | 16 | Devices Per Thousand Ft2 |  | 107484.8691 | 105630.0261 | 103202.1 | 100159.296 | 96421.3921 | 92180.5623 | 87505.9374 | 82482.2743 | 77139.961 | 71311.8729 | 65027.5665 | 58280.9468 | 51312.3035 | 44550.0241 | 38316.8778 | 32998.9789 | 28398.4433 | 24335.8888 | 20697.8009 | 17417.9635 | 14457.2855 | 11794.611 | 9419.5576 | 7328.1564 | 5518.9336 | 3989.5391 | 2735.0598 | 1747.9017 | 1016.4317
High Electrification | Commercial | WH | Air Source Heat Pump | Gas | 10 | Devices Per Thousand Ft2 |  | 8788.9519 | 13080.2114 | 18135.2911 | 23917.5995 | 30373.3189 | 37282.5109 | 44596.1535 | 52256.3656 | 60195.5445 | 68257.2282 | 76446.5809 | 84689.4444 | 92927.9341 | 101126.6582 | 109198.2268 | 116434.7509 | 122862.2788 | 128515.7855 | 133435.2715 | 137665.3016 | 141257.0011 | 144268.6623 | 146767.2103 | 148826.7418 | 150525.1627 | 151939.606 | 153141.6648 | 154193.4759 | 155145.3787
High Electrification | Commercial | WH | Gas | Gas | 10 | Devices Per Thousand Ft2 |  | 2164.1519 | 3344.2006 | 4689.8651 | 6096.7952 | 7450.0466 | 8665.5664 | 9683.0873 | 10466.9702 | 10999.921 | 11262.6321 | 11147.7141 | 10697.6075 | 9955.4413 | 8963.3645 | 7755.7512 | 6554.6843 | 5407.3472 | 4349.5534 | 3406.3656 | 2592.6798 | 1913.8379 | 1366.983 | 942.3742 | 625.3008 | 398.1756 | 242.5606 | 140.8987 | 77.7808 | 40.6651
High Electrification | Commercial | WH | Gas | Gas | 10 | Devices Per Thousand Ft2 |  | 120652.976 | 116195.0345 | 110815.4601 | 104655.2544 | 97802.4381 | 90640.6695 | 83279.286 | 75811.8567 | 68323.3268 | 60822.0929 | 53575.6757 | 46615.8216 | 39957.3151 | 33593.4279 | 27476.6265 | 22192.2084 | 17666.9621 | 13830.1195 | 10616.6377 | 7967.0765 | 5824.9891 | 4134.9612 | 2839.8291 | 1880.2279 | 1195.8601 | 728.0516 | 422.7878 | 233.3625 | 121.9993
High Electrification | Residential | SH | Air Source Heat Pump | Fuel Oil | 16 | Number of Devices |  | 514.4347 | 767.6539 | 1078.9389 | 1455.4871 | 1903.1094 | 2412.0824 | 2979.7081 | 3600.4554 | 4272.7489 | 4998.8591 | 5801.768 | 6690.0236 | 7641.6198 | 8600.4595 | 9508.3271 | 10312.7528 | 11035.8826 | 11698.6994 | 12313.8711 | 12887.9125 | 13423.7389 | 13921.7942 | 14381.0676 | 14799.8095 | 15176.2478 | 15509.2231 | 15798.5005 | 16044.7388 | 16249.588
High Electrification | Residential | SH | Other | Fuel Oil | 16 | Number of Devices |  | 13396.497 | 13250.3919 | 13047.0459 | 12779.2678 | 12432.7123 | 12025.5236 | 11560.4049 | 11042.8924 | 10474.5666 | 9835.4656 | 9120.0792 | 8319.8625 | 7456.8247 | 6587.0658 | 5758.1733 | 5033.1334 | 4389.8022 | 3807.1989 | 3272.658 | 2779.6665 | 2325.3115 | 1909.1513 | 1532.1988 | 1196.2059 | 902.9469 | 653.5833 | 448.3525 | 286.5979 | 166.6717
High Electrification | Residential | WH | Air Source Heat Pump | Fuel Oil | 10 | Number of Devices |  | 519.9125 | 773.7629 | 1072.7973 | 1414.8511 | 1796.7406 | 2205.4555 | 2638.0957 | 3091.2373 | 3560.8812 | 4037.772 | 4522.215 | 5009.8235 | 5497.1732 | 5982.1706 | 6459.6461 | 6887.7243 | 7267.9462 | 7602.3807 | 7893.394 | 8143.6224 | 8356.0902 | 8534.2457 | 8682.0479 | 8803.88 | 8904.3504 | 8988.0222 | 9059.1302 | 9121.3504 | 9177.6604
High Electrification | Residential | WH | Other | Fuel Oil | 10 | Number of Devices |  | 7265.2753 | 7071.3708 | 6832.7439 | 6551.5628 | 6226.2348 | 5874.4831 | 5499.2105 | 5103.8437 | 4692.3849 | 4264.1884 | 3828.7269 | 3390.389 | 2952.6005 | 2517.4568 | 2084.1794 | 1700.529 | 1364.966 | 1075.4227 | 829.534 | 624.6648 | 457.7921 | 325.4688 | 223.7371 | 148.2151 | 94.2955 | 57.4168 | 33.345 | 18.4058 | 9.6225
High Electrification | Commercial | SH | Air Source Heat Pump | Fuel Oil | 16 | Devices Per Thousand Ft2 |  | 405.3246 | 607.4177 | 857.3696 | 1161.5258 | 1526.1322 | 1943.6966 | 2412.7814 | 2929.6086 | 3493.554 | 4091.7175 | 4754.116 | 5487.9699 | 6275.4397 | 7070.5802 | 7830.9509 | 8508.676 | 9121.6088 | 9686.769 | 10214.4022 | 10709.7151 | 11174.9561 | 11610.3291 | 12014.8247 | 12386.8087 | 12724.6165 | 13027.0875 | 13293.8307 | 13525.2069 | 13722.4169
High Electrification | Commercial | SH | Other | Fuel Oil | 16 | Devices Per Thousand Ft2 |  | 10555.1399 | 10484.5723 | 10367.7243 | 10198.2692 | 9969.9803 | 9690.3694 | 9360.8934 | 8985.3502 | 8564.3843 | 8050.6264 | 7473.2243 | 6824.9618 | 6123.6825 | 5415.3359 | 4742.3666 | 4152.6547 | 3628.3512 | 3152.4407 | 2714.682 | 2309.8726 | 1935.7688 | 1592.1708 | 1280.0927 | 1001.1732 | 757.0813 | 548.9822 | 377.2714 | 241.593 | 140.7505
High Electrification | Commercial | WH | Air Source Heat Pump | Fuel Oil | 10 | Devices Per Thousand Ft2 |  | 808.9752 | 1209.0998 | 1683.5313 | 2229.7876 | 2845.418 | 3509.6749 | 4218.5875 | 4967.2587 | 5749.7616 | 6526.9277 | 7318.008 | 8115.9388 | 8915.1863 | 9712.353 | 10506.3383 | 11222.6496 | 11863.3773 | 12431.4916 | 12930.4726 | 13364.2699 | 13737.5004 | 14055.514 | 14324.5424 | 14551.5643 | 14743.9824 | 14909.1775 | 15054.0393 | 15184.576 | 15305.6757
High Electrification | Commercial | WH | Other | Fuel Oil | 10 | Devices Per Thousand Ft2 |  | 11304.649 | 11049.8879 | 10722.5644 | 10325.1812 | 9860.2104 | 9348.421 | 8793.8056 | 8201.2831 | 7576.8027 | 6892.9226 | 6195.7812 | 5492.447 | 4788.4581 | 4087.2169 | 3389.8287 | 2770.7905 | 2228.0169 | 1758.5423 | 1358.8915 | 1025.1198 | 752.615 | 536.0322 | 369.1447 | 244.9786 | 156.1362 | 95.242 | 55.4112 | 30.6406 | 16.0475
High Electrification | Residential | SH | Air Source Heat Pump | Electric | 16 | Number of Devices |  | 7520.3821 | 9020.5304 | 10616.3474 | 12325.453 | 14146.8394 | 16083.9915 | 18117.6685 | 20209.5418 | 22315.115 | 24360.9695 | 26295.5509 | 28147.6762 | 29938.7708 | 31646.345 | 33188.6647 | 34575.9539 | 35821.2257 | 36945.4697 | 37962.4774 | 38879.2979 | 39699.8018 | 40426.4538 | 41062.1102 | 41611.9177 | 42085.0024 | 42495.2668 | 42860.5104 | 43199.3946 | 43527.11
High Electrification | Residential | SH | Electric Resistance | Electric | 16 | Number of Devices |  | 26481.504 | 25388.6396 | 24203.2425 | 22907.717 | 21470.6202 | 19920.4861 | 18276.5749 | 16577.2348 | 14866.9817 | 13151.9651 | 11550.1735 | 10032.8014 | 8578.4351 | 7209.5759 | 5967.546 | 4882.1082 | 3940.2573 | 3121.0121 | 2410.5891 | 1801.9475 | 1291.2251 | 875.9654 | 553.3206 | 318.1524 | 161.343 | 68.9986 | 23.3283 | 5.679 | 0.86901
High Electrification | Residential | WH | Air Source Heat Pump | Electric | 10 | Number of Devices |  | 20709.392 | 26617.3076 | 32541.7318 | 38225.5717 | 43384.9251 | 47849.8819 | 51556.6426 | 54534.8275 | 56874.8562 | 64611.2862 | 72655.3776 | 80753.1881 | 88368.8828 | 95354.2069 | 101688.1953 | 107439.6672 | 112562.6436 | 117003.5666 | 120737.0036 | 123783.0519 | 126208.3104 | 128112.3192 | 129608.5096 | 130805.9534 | 131797.883 | 132657.3608 | 133437.7032 | 134175.115 | 134892.1495
High Electrification | Residential | WH | Electric Resistance | Electric | 10 | Number of Devices |  | 93606.9471 | 88579.2673 | 83541.8568 | 78751.8604 | 74423.0468 | 70794.5266 | 67930.1412 | 65800.3125 | 64314.6633 | 57293.2514 | 49968.3968 | 42594.0666 | 35706.1207 | 29452.8391 | 23767.8473 | 18668.7468 | 14201.5343 | 10419.7849 | 7348.9493 | 4968.948 | 3213.2 | 1982.1829 | 1162.4839 | 645.0493 | 336.665 | 164.2868 | 74.6169 | 31.4692 | 12.309
High Electrification | Commercial | SH | Air Source Heat Pump | Electric | 16 | Devices Per Thousand Ft2 |  | 2975.0947 | 3583.7579 | 4235.6474 | 4938.3088 | 5697.1034 | 6510.2524 | 7370.6519 | 8263.2374 | 9170.0963 | 10013.8331 | 10812.3926 | 11577.5999 | 12318.252 | 13025.0811 | 13678.5208 | 14269.7443 | 14803.872 | 15289.3537 | 15731.7031 | 16133.6666 | 16496.6851 | 16821.623 | 17109.5126 | 17362.3481 | 17583.7975 | 17779.5476 | 17956.9492 | 18123.7555 | 18286.304
High Electrification | Commercial | SH | Electric Resistance | Electric | 16 | Devices Per Thousand Ft2 |  | 10476.1939 | 10086.6285 | 9656.4662 | 9178.1925 | 8646.4785 | 8063.1349 | 7435.2985 | 6778.0669 | 6109.3861 | 5406.2538 | 4749.2829 | 4126.6555 | 3529.5813 | 2967.3351 | 2459.4904 | 2014.8811 | 1628.3939 | 1291.5862 | 998.9514 | 747.7506 | 536.5501 | 364.493 | 230.5543 | 132.7474 | 67.4117 | 28.8683 | 9.7737 | 2.3826 | 0.36508
High Electrification | Commercial | WH | Air Source Heat Pump | Electric | 10 | Devices Per Thousand Ft2 |  | 13622.1851 | 17596.0599 | 21620.204 | 25523.3061 | 29129.9884 | 32307.0238 | 35003.5006 | 37231.2628 | 39044.2747 | 44421.2801 | 50025.8905 | 55683.9297 | 61025.5164 | 65946.6335 | 70479.8704 | 74627.6539 | 78355.3758 | 81622.8593 | 84409.263 | 86725.4857 | 88615.1926 | 90145.6245 | 91394.4149 | 92436.7989 | 93337.452 | 94147.2982 | 94903.6595 | 95631.9848 | 96348.1916
High Electrification | Commercial | WH | Electric Resistance | Electric | 10 | Devices Per Thousand Ft2 |  | 61572.6024 | 58557.6166 | 55503.8681 | 52582.8064 | 49969.949 | 47798.6645 | 46120.0074 | 44922.2789 | 44151.6611 | 39390.0156 | 34405.0727 | 29371.0387 | 24657.825 | 20369.4798 | 16473.4441 | 12967.3222 | 9885.7535 | 7268.9463 | 5137.7736 | 3481.3686 | 2256.0981 | 1394.7536 | 819.7343 | 455.8378 | 238.4215 | 116.5948 | 53.0691 | 22.4294 | 8.7919
High Electrification | Residential | SH | Air Source Heat Pump | Other | 16 | Number of Devices |  | 270.842 | 404.158 | 568.0448 | 766.2917 | 1001.958 | 1269.9245 | 1568.7707 | 1895.5847 | 2249.537 | 2631.8229 | 3054.5422 | 3522.1951 | 4023.196 | 4528.0104 | 5005.9888 | 5429.5067 | 5810.2235 | 6159.1864 | 6483.0649 | 6785.2889 | 7067.3933 | 7329.6118 | 7571.4122 | 7791.8734 | 7990.0624 | 8165.3689 | 8317.669 | 8447.3097 | 8555.1597
High Electrification | Residential | SH | Other | Other | 16 | Number of Devices |  | 7053.0509 | 6976.1288 | 6869.0702 | 6728.0891 | 6545.6329 | 6331.2543 | 6086.3765 | 5813.914 | 5514.6992 | 5178.2223 | 4801.5823 | 4380.2804 | 3925.9042 | 3467.9894 | 3031.5902 | 2649.8678 | 2311.1637 | 2004.432 | 1723.0044 | 1463.4519 | 1224.241 | 1005.139 | 806.6793 | 629.7841 | 475.3877 | 344.1016 | 236.0508 | 150.8894 | 87.7501
High Electrification | Residential | WH | Air Source Heat Pump | Other | 10 | Number of Devices |  | 446.8773 | 665.0678 | 922.0951 | 1216.0985 | 1544.3418 | 1895.642 | 2267.5067 | 2656.9928 | 3060.663 | 3470.5621 | 3886.9525 | 4306.0637 | 4724.9525 | 5141.8195 | 5552.2211 | 5920.1647 | 6246.9745 | 6534.429 | 6784.5619 | 6999.6393 | 7182.2605 | 7335.3894 | 7462.4289 | 7567.1465 | 7653.5033 | 7725.4211 | 7786.5402 | 7840.0199 | 7888.4198
High Electrification | Residential | WH | Other | Other | 10 | Number of Devices |  | 6244.6788 | 6078.0132 | 5872.9077 | 5631.2258 | 5351.5985 | 5049.2595 | 4726.7036 | 4386.8764 | 4033.2176 | 3665.1725 | 3290.8829 | 2914.1209 | 2537.8311 | 2163.8146 | 1791.4023 | 1461.6456 | 1173.2211 | 924.3517 | 713.0044 | 536.9144 | 393.4833 | 279.7482 | 192.3074 | 127.3945 | 81.0493 | 49.3511 | 28.6608 | 15.8202 | 8.2707
High Electrification | Commercial | SH | Air Source Heat Pump | Other | 16 | Devices Per Thousand Ft2 |  | 0 | 0 | 0 | 0 | 0 | 0 | 0 | 0 | 0 | 0 | 0 | 0 | 0 | 0 | 0 | 0 | 0 | 0 | 0 | 0 | 0 | 0 | 0 | 0 | 0 | 0 | 0 | 0 | 0
High Electrification | Commercial | SH | Other | Other | 16 | Devices Per Thousand Ft2 |  | 0 | 0 | 0 | 0 | 0 | 0 | 0 | 0 | 0 | 0 | 0 | 0 | 0 | 0 | 0 | 0 | 0 | 0 | 0 | 0 | 0 | 0 | 0 | 0 | 0 | 0 | 0 | 0 | 0
High Electrification | Commercial | WH | Air Source Heat Pump | Other | 10 | Devices Per Thousand Ft2 |  | 0 | 0 | 0 | 0 | 0 | 0 | 0 | 0 | 0 | 0 | 0 | 0 | 0 | 0 | 0 | 0 | 0 | 0 | 0 | 0 | 0 | 0 | 0 | 0 | 0 | 0 | 0 | 0 | 0
High Electrification | Commercial | WH | Other | Other | 10 | Devices Per Thousand Ft2 |  | 0 | 0 | 0 | 0 | 0 | 0 | 0 | 0 | 0 | 0 | 0 | 0 | 0 | 0 | 0 | 0 | 0 | 0 | 0 | 0 | 0 | 0 | 0 | 0 | 0 | 0 | 0 | 0 | 0
Modified Fuel Backup | Residential | SH | Air Source Heat Pump | Gas | 16 | Number of Devices |  | 2304.6453 | 3439.0567 | 4833.6 | 6520.5201 | 8525.8486 | 10806.0258 | 13348.9647 | 16129.8862 | 19141.7324 | 22394.675 | 25991.6726 | 29971.0195 | 34234.1298 | 38529.6906 | 42596.8986 | 46200.6913 | 49440.2821 | 52409.6731 | 55165.6157 | 57737.2967 | 60137.776 | 62369.0425 | 64426.5676 | 66302.5135 | 67988.9408 | 69480.6563 | 70776.6065 | 71879.7433 | 72797.4591
Modified Fuel Backup | Residential | SH | Heat Pump with Fuel Backup | Gas | 16 | Number of Devices |  | 0 | 0 | 0 | 0 | 0 | 0 | 0 | 0 | 0 | 0 | 0 | 0 | 0 | 0 | 0 | 0 | 0 | 0 | 0 | 0 | 0 | 0 | 0 | 0 | 0 | 0 | 0 | 0 | 0
Modified Fuel Backup | Residential | SH | Ground Source Heat Pump | Gas | 16 | Number of Devices |  | 256.0717 | 382.1174 | 537.0667 | 724.5022 | 947.3165 | 1200.6695 | 1483.2183 | 1792.2096 | 2126.8592 | 2488.2972 | 2887.9636 | 3330.1133 | 3803.7922 | 4281.0767 | 4732.9887 | 5133.4101 | 5493.3647 | 5823.297 | 6129.5129 | 6415.2552 | 6681.9751 | 6929.8936 | 7158.5075 | 7366.9459 | 7554.3268 | 7720.0729 | 7864.0674 | 7986.6381 | 8088.6066
Modified Fuel Backup | Residential | SH | Gas | Gas | 16 | Number of Devices |  | 883.7667 | 1291.9979 | 1766.1308 | 2295.9553 | 2859.176 | 3428.4634 | 3974.9527 | 4474.3147 | 4915.8144 | 5302.3969 | 5588.5402 | 5735.4417 | 5705.5551 | 5515.8808 | 5205.7023 | 4852.1752 | 4466.2144 | 4053.1982 | 3619.5721 | 3173.4534 | 2724.2729 | 2282.7828 | 1860.3818 | 1468.2193 | 1116.0303 | 811.0345 | 557.4216 | 356.572 | 207.4047
Modified Fuel Backup | Residential | SH | Gas | Gas | 16 | Number of Devices |  | 65800.3818 | 64664.8789 | 63178.5444 | 61315.7923 | 59027.512 | 56431.3492 | 53569.6246 | 50494.2248 | 47223.7528 | 43655.8978 | 39808.7539 | 35678.5897 | 31412.5066 | 27272.7559 | 23456.9313 | 20201.4053 | 17385.0368 | 14898.0111 | 12670.8364 | 10662.9766 | 8850.5007 | 7220.4573 | 5766.4906 | 4486.1709 | 3378.5959 | 2442.327 | 1674.3564 | 1070.0352 | 622.2419
Modified Fuel Backup | Residential | WH | Air Source Heat Pump | Gas | 10 | Number of Devices |  | 6881.9098 | 10242.0444 | 14200.264 | 18727.9171 | 23782.8633 | 29192.8867 | 34919.6025 | 40917.6884 | 47134.2104 | 53446.6559 | 59859.0686 | 66313.3812 | 72764.2691 | 79184.0198 | 85504.2053 | 91170.5359 | 96203.4076 | 100630.2065 | 104482.2539 | 107794.4447 | 110606.8109 | 112964.9966 | 114921.4053 | 116534.0562 | 117863.9507 | 118971.4856 | 119912.7196 | 120736.3069 | 121481.6642
Modified Fuel Backup | Residential | WH | Gas | Gas | 10 | Number of Devices |  | 1694.5704 | 2618.5701 | 3672.25 | 4773.9019 | 5833.5225 | 6785.2967 | 7582.0342 | 8195.8287 | 8613.139 | 8818.8466 | 8728.8637 | 8376.422 | 7795.2923 | 7018.478 | 6072.8948 | 5132.4375 | 4234.0516 | 3405.7797 | 2667.2464 | 2030.1156 | 1498.5701 | 1070.3726 | 737.8962 | 489.622 | 311.7788 | 189.9294 | 110.3262 | 60.9038 | 31.8415
Modified Fuel Backup | Residential | WH | Gas | Gas | 10 | Number of Devices |  | 94473.4831 | 90982.8335 | 86770.5285 | 81946.975 | 76581.0947 | 70973.2991 | 65209.2015 | 59362.0679 | 53498.4123 | 47624.8092 | 41950.7322 | 36501.0394 | 31287.3073 | 26304.2674 | 21514.7002 | 17376.9044 | 13833.5539 | 10829.2361 | 8313.0212 | 6238.3663 | 4561.0728 | 3237.7501 | 2223.638 | 1472.2527 | 936.3803 | 570.0777 | 331.0506 | 182.7271 | 95.5277
Modified Fuel Backup | Commercial | SH | Air Source Heat Pump | Gas | 16 | Devices Per Thousand Ft2 |  | 376.4636 | 561.7696 | 789.5682 | 1065.1264 | 1392.6967 | 1765.1634 | 2180.5523 | 2634.8156 | 3126.8004 | 3658.1683 | 4245.7376 | 4895.7636 | 5592.1423 | 6293.8218 | 6958.1999 | 7546.8791 | 8076.066 | 8561.1158 | 9011.2988 | 9431.3826 | 9823.5007 | 10187.9779 | 10524.0745 | 10830.5101 | 11105.9878 | 11349.6594 | 11561.3528 | 11741.5501 | 11891.4589
Modified Fuel Backup | Commercial | SH | Heat Pump with Fuel Backup | Gas | 16 | Devices Per Thousand Ft2 |  | 3764.6362 | 5617.6962 | 7895.6815 | 10651.2642 | 13926.9666 | 17651.6342 | 21805.5227 | 26348.1557 | 31268.004 | 36581.6831 | 42457.3757 | 48957.6356 | 55921.4227 | 62938.2177 | 69581.9986 | 75468.791 | 80760.6598 | 85611.1575 | 90112.9877 | 94313.8264 | 98235.0073 | 101879.7793 | 105240.7448 | 108305.1009 | 111059.8785 | 113496.5945 | 115613.5282 | 117415.5012 | 118914.5892
Modified Fuel Backup | Commercial | SH | Ground Source Heat Pump | Gas | 16 | Devices Per Thousand Ft2 |  | 41.8293 | 62.4188 | 87.7298 | 118.3474 | 154.7441 | 196.1293 | 242.2836 | 292.7573 | 347.4223 | 406.4631 | 471.7486 | 543.9737 | 621.3491 | 699.3135 | 773.1333 | 838.5421 | 897.3407 | 951.2351 | 1001.2554 | 1047.9314 | 1091.5001 | 1131.9975 | 1169.3416 | 1203.39 | 1233.9986 | 1261.0733 | 1284.5948 | 1304.6167 | 1321.2732
Modified Fuel Backup | Commercial | SH | Gas | Gas | 16 | Devices Per Thousand Ft2 |  | 1443.6321 | 2110.4775 | 2884.9733 | 3750.4411 | 4670.4615 | 5600.3922 | 6493.0819 | 7308.7894 | 8029.9788 | 8661.4609 | 9128.8758 | 9368.8393 | 9320.0196 | 9010.1867 | 8503.5104 | 7926.0242 | 7295.5575 | 6620.896 | 5912.568 | 5183.8336 | 4450.0975 | 3728.9239 | 3038.9322 | 2398.335 | 1823.0345 | 1324.8242 | 910.5478 | 582.4601 | 338.7953
Modified Fuel Backup | Commercial | SH | Gas | Gas | 16 | Devices Per Thousand Ft2 |  | 107484.8691 | 105630.0261 | 103202.1 | 100159.296 | 96421.3921 | 92180.5623 | 87505.9374 | 82482.2743 | 77139.961 | 71311.8729 | 65027.5665 | 58280.9468 | 51312.3035 | 44550.0241 | 38316.8778 | 32998.9789 | 28398.4433 | 24335.8888 | 20697.8009 | 17417.9635 | 14457.2855 | 11794.611 | 9419.5576 | 7328.1564 | 5518.9336 | 3989.5391 | 2735.0598 | 1747.9017 | 1016.4317
Modified Fuel Backup | Commercial | WH | Air Source Heat Pump | Gas | 10 | Devices Per Thousand Ft2 |  | 8788.9519 | 13080.2114 | 18135.2911 | 23917.5995 | 30373.3189 | 37282.5109 | 44596.1535 | 52256.3656 | 60195.5445 | 68257.2282 | 76446.5809 | 84689.4444 | 92927.9341 | 101126.6582 | 109198.2268 | 116434.7509 | 122862.2788 | 128515.7855 | 133435.2715 | 137665.3016 | 141257.0011 | 144268.6623 | 146767.2103 | 148826.7418 | 150525.1627 | 151939.606 | 153141.6648 | 154193.4759 | 155145.3787
Modified Fuel Backup | Commercial | WH | Gas | Gas | 10 | Devices Per Thousand Ft2 |  | 2164.1519 | 3344.2006 | 4689.8651 | 6096.7952 | 7450.0466 | 8665.5664 | 9683.0873 | 10466.9702 | 10999.921 | 11262.6321 | 11147.7141 | 10697.6075 | 9955.4413 | 8963.3645 | 7755.7512 | 6554.6843 | 5407.3472 | 4349.5534 | 3406.3656 | 2592.6798 | 1913.8379 | 1366.983 | 942.3742 | 625.3008 | 398.1756 | 242.5606 | 140.8987 | 77.7808 | 40.6651
Modified Fuel Backup | Commercial | WH | Gas | Gas | 10 | Devices Per Thousand Ft2 |  | 120652.976 | 116195.0345 | 110815.4601 | 104655.2544 | 97802.4381 | 90640.6695 | 83279.286 | 75811.8567 | 68323.3268 | 60822.0929 | 53575.6757 | 46615.8216 | 39957.3151 | 33593.4279 | 27476.6265 | 22192.2084 | 17666.9621 | 13830.1195 | 10616.6377 | 7967.0765 | 5824.9891 | 4134.9612 | 2839.8291 | 1880.2279 | 1195.8601 | 728.0516 | 422.7878 | 233.3625 | 121.9993
Modified Fuel Backup | Residential | SH | Air Source Heat Pump | Fuel Oil | 16 | Number of Devices |  | 514.4347 | 767.6539 | 1078.9389 | 1455.4871 | 1903.1094 | 2412.0824 | 2979.7081 | 3600.4554 | 4272.7489 | 4998.8591 | 5801.768 | 6690.0236 | 7641.6198 | 8600.4595 | 9508.3271 | 10312.7528 | 11035.8826 | 11698.6994 | 12313.8711 | 12887.9125 | 13423.7389 | 13921.7942 | 14381.0676 | 14799.8095 | 15176.2478 | 15509.2231 | 15798.5005 | 16044.7388 | 16249.588
Modified Fuel Backup | Residential | SH | Other | Fuel Oil | 16 | Number of Devices |  | 13396.497 | 13250.3919 | 13047.0459 | 12779.2678 | 12432.7123 | 12025.5236 | 11560.4049 | 11042.8924 | 10474.5666 | 9835.4656 | 9120.0792 | 8319.8625 | 7456.8247 | 6587.0658 | 5758.1733 | 5033.1334 | 4389.8022 | 3807.1989 | 3272.658 | 2779.6665 | 2325.3115 | 1909.1513 | 1532.1988 | 1196.2059 | 902.9469 | 653.5833 | 448.3525 | 286.5979 | 166.6717
Modified Fuel Backup | Residential | WH | Air Source Heat Pump | Fuel Oil | 10 | Number of Devices |  | 519.9125 | 773.7629 | 1072.7973 | 1414.8511 | 1796.7406 | 2205.4555 | 2638.0957 | 3091.2373 | 3560.8812 | 4037.772 | 4522.215 | 5009.8235 | 5497.1732 | 5982.1706 | 6459.6461 | 6887.7243 | 7267.9462 | 7602.3807 | 7893.394 | 8143.6224 | 8356.0902 | 8534.2457 | 8682.0479 | 8803.88 | 8904.3504 | 8988.0222 | 9059.1302 | 9121.3504 | 9177.6604
Modified Fuel Backup | Residential | WH | Other | Fuel Oil | 10 | Number of Devices |  | 7265.2753 | 7071.3708 | 6832.7439 | 6551.5628 | 6226.2348 | 5874.4831 | 5499.2105 | 5103.8437 | 4692.3849 | 4264.1884 | 3828.7269 | 3390.389 | 2952.6005 | 2517.4568 | 2084.1794 | 1700.529 | 1364.966 | 1075.4227 | 829.534 | 624.6648 | 457.7921 | 325.4688 | 223.7371 | 148.2151 | 94.2955 | 57.4168 | 33.345 | 18.4058 | 9.6225
Modified Fuel Backup | Commercial | SH | Air Source Heat Pump | Fuel Oil | 16 | Devices Per Thousand Ft2 |  | 405.3246 | 607.4177 | 857.3696 | 1161.5258 | 1526.1322 | 1943.6966 | 2412.7814 | 2929.6086 | 3493.554 | 4091.7175 | 4754.116 | 5487.9699 | 6275.4397 | 7070.5802 | 7830.9509 | 8508.676 | 9121.6088 | 9686.769 | 10214.4022 | 10709.7151 | 11174.9561 | 11610.3291 | 12014.8247 | 12386.8087 | 12724.6165 | 13027.0875 | 13293.8307 | 13525.2069 | 13722.4169
Modified Fuel Backup | Commercial | SH | Other | Fuel Oil | 16 | Devices Per Thousand Ft2 |  | 10555.1399 | 10484.5723 | 10367.7243 | 10198.2692 | 9969.9803 | 9690.3694 | 9360.8934 | 8985.3502 | 8564.3843 | 8050.6264 | 7473.2243 | 6824.9618 | 6123.6825 | 5415.3359 | 4742.3666 | 4152.6547 | 3628.3512 | 3152.4407 | 2714.682 | 2309.8726 | 1935.7688 | 1592.1708 | 1280.0927 | 1001.1732 | 757.0813 | 548.9822 | 377.2714 | 241.593 | 140.7505
Modified Fuel Backup | Commercial | WH | Air Source Heat Pump | Fuel Oil | 10 | Devices Per Thousand Ft2 |  | 808.9752 | 1209.0998 | 1683.5313 | 2229.7876 | 2845.418 | 3509.6749 | 4218.5875 | 4967.2587 | 5749.7616 | 6526.9277 | 7318.008 | 8115.9388 | 8915.1863 | 9712.353 | 10506.3383 | 11222.6496 | 11863.3773 | 12431.4916 | 12930.4726 | 13364.2699 | 13737.5004 | 14055.514 | 14324.5424 | 14551.5643 | 14743.9824 | 14909.1775 | 15054.0393 | 15184.576 | 15305.6757
Modified Fuel Backup | Commercial | WH | Other | Fuel Oil | 10 | Devices Per Thousand Ft2 |  | 11304.649 | 11049.8879 | 10722.5644 | 10325.1812 | 9860.2104 | 9348.421 | 8793.8056 | 8201.2831 | 7576.8027 | 6892.9226 | 6195.7812 | 5492.447 | 4788.4581 | 4087.2169 | 3389.8287 | 2770.7905 | 2228.0169 | 1758.5423 | 1358.8915 | 1025.1198 | 752.615 | 536.0322 | 369.1447 | 244.9786 | 156.1362 | 95.242 | 55.4112 | 30.6406 | 16.0475
Modified Fuel Backup | Residential | SH | Air Source Heat Pump | Electric | 16 | Number of Devices |  | 7520.3821 | 9020.5304 | 10616.3474 | 12325.453 | 14146.8394 | 16083.9915 | 18117.6685 | 20209.5418 | 22315.115 | 24360.9695 | 26295.5509 | 28147.6762 | 29938.7708 | 31646.345 | 33188.6647 | 34575.9539 | 35821.2257 | 36945.4697 | 37962.4774 | 38879.2979 | 39699.8018 | 40426.4538 | 41062.1102 | 41611.9177 | 42085.0024 | 42495.2668 | 42860.5104 | 43199.3946 | 43527.11
Modified Fuel Backup | Residential | SH | Electric Resistance | Electric | 16 | Number of Devices |  | 26481.504 | 25388.6396 | 24203.2425 | 22907.717 | 21470.6202 | 19920.4861 | 18276.5749 | 16577.2348 | 14866.9817 | 13151.9651 | 11550.1735 | 10032.8014 | 8578.4351 | 7209.5759 | 5967.546 | 4882.1082 | 3940.2573 | 3121.0121 | 2410.5891 | 1801.9475 | 1291.2251 | 875.9654 | 553.3206 | 318.1524 | 161.343 | 68.9986 | 23.3283 | 5.679 | 0.86901
Modified Fuel Backup | Residential | WH | Air Source Heat Pump | Electric | 10 | Number of Devices |  | 20709.392 | 26617.3076 | 32541.7318 | 38225.5717 | 43384.9251 | 47849.8819 | 51556.6426 | 54534.8275 | 56874.8562 | 64611.2862 | 72655.3776 | 80753.1881 | 88368.8828 | 95354.2069 | 101688.1953 | 107439.6672 | 112562.6436 | 117003.5666 | 120737.0036 | 123783.0519 | 126208.3104 | 128112.3192 | 129608.5096 | 130805.9534 | 131797.883 | 132657.3608 | 133437.7032 | 134175.115 | 134892.1495
Modified Fuel Backup | Residential | WH | Electric Resistance | Electric | 10 | Number of Devices |  | 93606.9471 | 88579.2673 | 83541.8568 | 78751.8604 | 74423.0468 | 70794.5266 | 67930.1412 | 65800.3125 | 64314.6633 | 57293.2514 | 49968.3968 | 42594.0666 | 35706.1207 | 29452.8391 | 23767.8473 | 18668.7468 | 14201.5343 | 10419.7849 | 7348.9493 | 4968.948 | 3213.2 | 1982.1829 | 1162.4839 | 645.0493 | 336.665 | 164.2868 | 74.6169 | 31.4692 | 12.309
Modified Fuel Backup | Commercial | SH | Air Source Heat Pump | Electric | 16 | Devices Per Thousand Ft2 |  | 1933.0209 | 2389.7613 | 2850.0925 | 3319.4888 | 3801.6915 | 4296.1732 | 4799.5034 | 5304.0439 | 5801.1284 | 6244.4029 | 6668.1876 | 7070.9249 | 7440.1641 | 7748.3272 | 7971.624 | 8115.6654 | 8211.7002 | 8290.1013 | 8365.3155 | 8440.7085 | 8516.6176 | 8593.058 | 8670.0335 | 8747.5478 | 8825.6046 | 8904.2079 | 8983.3614 | 9063.069 | 9143.3345
Modified Fuel Backup | Commercial | SH | Electric Resistance | Electric | 16 | Devices Per Thousand Ft2 |  | 11518.2676 | 11280.6252 | 11042.0211 | 10797.0125 | 10541.8904 | 10277.2141 | 10006.447 | 9737.2604 | 9478.3539 | 9175.684 | 8893.488 | 8633.3305 | 8407.6692 | 8244.0891 | 8166.3872 | 8168.96 | 8220.5658 | 8290.8385 | 8365.339 | 8440.7087 | 8516.6176 | 8593.058 | 8670.0335 | 8747.5478 | 8825.6046 | 8904.2079 | 8983.3614 | 9063.069 | 9143.3345
Modified Fuel Backup | Commercial | WH | Air Source Heat Pump | Electric | 10 | Devices Per Thousand Ft2 |  | 13622.1851 | 17596.0599 | 21620.204 | 25523.3061 | 29129.9884 | 32307.0238 | 35003.5006 | 37231.2628 | 39044.2747 | 40302.7181 | 41271.517 | 42007.1732 | 42571.6864 | 43026.1253 | 43416.2548 | 43771.7276 | 44110.3808 | 44442.1857 | 44772.2697 | 45103.0421 | 45435.5365 | 45770.161 | 46107.068 | 46446.3169 | 46787.9365 | 47131.9465 | 47478.3643 | 47827.2071 | 48178.4917
Modified Fuel Backup | Commercial | WH | Electric Resistance | Electric | 10 | Devices Per Thousand Ft2 |  | 61572.6024 | 58557.6166 | 55503.8681 | 52582.8064 | 49969.949 | 47798.6645 | 46120.0074 | 44922.2789 | 44151.6611 | 43508.5775 | 43159.4462 | 43047.7951 | 43111.6551 | 43289.9879 | 43537.0597 | 43823.2484 | 44130.7485 | 44449.6199 | 44774.767 | 45103.8122 | 45435.7541 | 45770.2172 | 46107.0812 | 46446.3197 | 46787.937 | 47131.9465 | 47478.3643 | 47827.2071 | 48178.4917
Modified Fuel Backup | Residential | SH | Air Source Heat Pump | Other | 16 | Number of Devices |  | 270.842 | 404.158 | 568.0448 | 766.2917 | 1001.958 | 1269.9245 | 1568.7707 | 1895.5847 | 2249.537 | 2631.8229 | 3054.5422 | 3522.1951 | 4023.196 | 4528.0104 | 5005.9888 | 5429.5067 | 5810.2235 | 6159.1864 | 6483.0649 | 6785.2889 | 7067.3933 | 7329.6118 | 7571.4122 | 7791.8734 | 7990.0624 | 8165.3689 | 8317.669 | 8447.3097 | 8555.1597
Modified Fuel Backup | Residential | SH | Other | Other | 16 | Number of Devices |  | 7053.0509 | 6976.1288 | 6869.0702 | 6728.0891 | 6545.6329 | 6331.2543 | 6086.3765 | 5813.914 | 5514.6992 | 5178.2223 | 4801.5823 | 4380.2804 | 3925.9042 | 3467.9894 | 3031.5902 | 2649.8678 | 2311.1637 | 2004.432 | 1723.0044 | 1463.4519 | 1224.241 | 1005.139 | 806.6793 | 629.7841 | 475.3877 | 344.1016 | 236.0508 | 150.8894 | 87.7501
Modified Fuel Backup | Residential | WH | Air Source Heat Pump | Other | 10 | Number of Devices |  | 446.8773 | 665.0678 | 922.0951 | 1216.0985 | 1544.3418 | 1895.642 | 2267.5067 | 2656.9928 | 3060.663 | 3470.5621 | 3886.9525 | 4306.0637 | 4724.9525 | 5141.8195 | 5552.2211 | 5920.1647 | 6246.9745 | 6534.429 | 6784.5619 | 6999.6393 | 7182.2605 | 7335.3894 | 7462.4289 | 7567.1465 | 7653.5033 | 7725.4211 | 7786.5402 | 7840.0199 | 7888.4198
Modified Fuel Backup | Residential | WH | Other | Other | 10 | Number of Devices |  | 6244.6788 | 6078.0132 | 5872.9077 | 5631.2258 | 5351.5985 | 5049.2595 | 4726.7036 | 4386.8764 | 4033.2176 | 3665.1725 | 3290.8829 | 2914.1209 | 2537.8311 | 2163.8146 | 1791.4023 | 1461.6456 | 1173.2211 | 924.3517 | 713.0044 | 536.9144 | 393.4833 | 279.7482 | 192.3074 | 127.3945 | 81.0493 | 49.3511 | 28.6608 | 15.8202 | 8.2707
Modified Fuel Backup | Commercial | SH | Air Source Heat Pump | Other | 16 | Devices Per Thousand Ft2 |  | 0 | 0 | 0 | 0 | 0 | 0 | 0 | 0 | 0 | 0 | 0 | 0 | 0 | 0 | 0 | 0 | 0 | 0 | 0 | 0 | 0 | 0 | 0 | 0 | 0 | 0 | 0 | 0 | 0
Modified Fuel Backup | Commercial | SH | Other | Other | 16 | Devices Per Thousand Ft2 |  | 0 | 0 | 0 | 0 | 0 | 0 | 0 | 0 | 0 | 0 | 0 | 0 | 0 | 0 | 0 | 0 | 0 | 0 | 0 | 0 | 0 | 0 | 0 | 0 | 0 | 0 | 0 | 0 | 0
Modified Fuel Backup | Commercial | WH | Air Source Heat Pump | Other | 10 | Devices Per Thousand Ft2 |  | 0 | 0 | 0 | 0 | 0 | 0 | 0 | 0 | 0 | 0 | 0 | 0 | 0 | 0 | 0 | 0 | 0 | 0 | 0 | 0 | 0 | 0 | 0 | 0 | 0 | 0 | 0 | 0 | 0
Modified Fuel Backup | Commercial | WH | Other | Other | 10 | Devices Per Thousand Ft2 |  | 0 | 0 | 0 | 0 | 0 | 0 | 0 | 0 | 0 | 0 | 0 | 0 | 0 | 0 | 0 | 0 | 0 | 0 | 0 | 0 | 0 | 0 | 0 | 0 | 0 | 0 | 0 | 0 | 0
Device Sales by Scenario, Sector, and End Use (Space Heating and Water Heating)
* Calculated as the year-over-year difference in device population (greater than or equal to zero) plus the number of replacement devices
Scenario | Sector | End Use | Device | Fuel | Device Lifetime (Yrs) | Unit | 2021 | 2022 | 2023 | 2024 | 2025 | 2026 | 2027 | 2028 | 2029 | 2030 | 2031 | 2032 | 2033 | 2034 | 2035 | 2036 | 2037 | 2038 | 2039 | 2040 | 2041 | 2042 | 2043 | 2044 | 2045 | 2046 | 2047 | 2048 | 2049 | 2050
High Decarbonized Methane | Residential | SH | Air Source Heat Pump | Gas | 16 | Number of Devices |  | 0 | 0 | 0 | 0 | 0 | 0 | 0 | 0 | 0 | 0 | 0 | 0 | 0 | 0 | 0 | 0 | 0 | 0 | 0 | 0 | 0 | 0 | 0 | 0 | 0 | 0 | 0 | 0 | 0
High Decarbonized Methane | Residential | SH | Heat Pump with Fuel Backup | Gas | 16 | Number of Devices |  | 0 | 0 | 0 | 0 | 0 | 0 | 0 | 0 | 0 | 0 | 0 | 0 | 0 | 0 | 0 | 0 | 0 | 0 | 0 | 0 | 0 | 0 | 0 | 0 | 0 | 0 | 0 | 0 | 0
High Decarbonized Methane | Residential | SH | Ground Source Heat Pump | Gas | 16 | Number of Devices |  | 0 | 0 | 0 | 0 | 0 | 0 | 0 | 0 | 0 | 0 | 0 | 0 | 0 | 0 | 0 | 0 | 0 | 0 | 0 | 0 | 0 | 0 | 0 | 0 | 0 | 0 | 0 | 0 | 0
High Decarbonized Methane | Residential | SH | Gas | Gas | 16 | Number of Devices |  | 32416.1081 | 5467.3964 | 7648.7314 | 10229.807 | 13187.3514 | 16464.5818 | 19998.0057 | 23732.531 | 27684.2256 | 31989.3252 | 36574.8331 | 41389.3025 | 46210.0217 | 50870.9532 | 55206.9911 | 59176.5982 | 62776.7836 | 66031.2013 | 68955.0407 | 71548.6298 | 73804.6674 | 75716.5991 | 77286.9714 | 78533.8346 | 79494.6753 | 80226.0004 | 80796.664 | 81274.8029 | 81712.9577
High Decarbonized Methane | Residential | SH | Gas | Gas | 16 | Number of Devices |  | 65574.0498 | 64310.6545 | 62666.6105 | 60626.963 | 58172.5016 | 55401.9262 | 52378.7545 | 49158.1042 | 45723.9332 | 41851.9416 | 37702.0973 | 33325.8617 | 28945.962 | 24728.4508 | 20785.5298 | 17211.0838 | 14008.1143 | 11152.9781 | 8630.4964 | 6440.3521 | 4589.8573 | 3085.5771 | 1924.9761 | 1090.0151 | 543.2184 | 228.0903 | 75.7879 | 18.1858 | 2.7546
High Decarbonized Methane | Residential | WH | Air Source Heat Pump | Gas | 10 | Number of Devices |  | 0 | 1 | 1 | 1 | 1 | 1 | 1 | 1 | 1 | 1 | 1 | 1 | 1 | 1 | 1 | 1 | 1 | 1 | 1 | 1 | 1 | 1 | 1 | 1 | 1 | 1 | 1 | 1 | 1
High Decarbonized Methane | Residential | WH | Gas | Gas | 10 | Number of Devices |  | 50833.8636 | 11620.3963 | 16995.2945 | 23219.4239 | 30067.7435 | 37330.7947 | 44877.23 | 52639.1354 | 60597.355 | 68677.7484 | 76155.0616 | 83015.5177 | 89234.4972 | 94785.2585 | 99580.2068 | 103682.261 | 107115.3263 | 109927.7024 | 112189.2501 | 113985.2081 | 115408.0254 | 116548.154 | 117486.9041 | 118291.3688 | 119012.4824 | 119685.8686 | 120334.5057 | 120972.0731 | 121606.0907
High Decarbonized Methane | Residential | WH | Gas | Gas | 10 | Number of Devices |  | 95786.619 | 92223.0518 | 87647.7481 | 82229.3701 | 76129.737 | 69620.6878 | 62833.6081 | 55836.4496 | 48648.4067 | 41212.5633 | 34383.6029 | 28175.325 | 22612.3714 | 17721.5066 | 13511.5936 | 9997.6167 | 7155.6868 | 4937.5199 | 3273.2713 | 2077.7185 | 1258.4284 | 724.9654 | 396.0355 | 204.562 | 99.6273 | 45.6241 | 19.5907 | 7.8647 | 2.9428
High Decarbonized Methane | Commercial | SH | Air Source Heat Pump | Gas | 16 | Devices Per Thousand Ft2 |  | 0 | 0 | 0 | 0 | 0 | 0 | 0 | 0 | 0 | 0 | 0 | 0 | 0 | 0 | 0 | 0 | 0 | 0 | 0 | 0 | 0 | 0 | 0 | 0 | 0 | 0 | 0 | 0 | 0
High Decarbonized Methane | Commercial | SH | Heat Pump with Fuel Backup | Gas | 16 | Devices Per Thousand Ft2 |  | 0 | 3670.8156 | 1796.5808 | 2181.335 | 2581.0756 | 2957.5444 | 3277.2304 | 3533.4239 | 3734.5253 | 3951.6946 | 4305.0997 | 4585.5079 | 4814.4694 | 4820.7192 | 4660.9316 | 4336.0379 | 3969.607 | 3600.1854 | 3254.4177 | 2923.8394 | 2593.5891 | 2256.0375 | 1911.9317 | 1570.3723 | 1246.8632 | 960.8407 | 731.3251 | 570.6636 | 478.1389
High Decarbonized Methane | Commercial | SH | Ground Source Heat Pump | Gas | 16 | Devices Per Thousand Ft2 |  | 0 | 65574.0498 | 0 | 0 | 0 | 0 | 0 | 0 | 0 | 0 | 0 | 0 | 0 | 0 | 0 | 0 | 0 | 0 | 0 | 0 | 0 | 0 | 0 | 0 | 0 | 0 | 0 | 0 | 0
High Decarbonized Methane | Commercial | SH | Gas | Gas | 16 | Devices Per Thousand Ft2 |  | 52951.6858 | 8930.9875 | 12494.1964 | 16710.3813 | 21541.5276 | 26894.8807 | 32666.7258 | 38767.0697 | 45222.1595 | 52254.5363 | 59744.9595 | 67609.3914 | 75484.0321 | 83097.66 | 90180.5743 | 96664.9241 | 102545.8241 | 107861.9127 | 112638.0019 | 116874.6276 | 120559.863 | 123683.0019 | 126248.2038 | 128284.9537 | 129854.4863 | 131049.1052 | 131981.2838 | 132762.3233 | 133478.0488
High Decarbonized Methane | Commercial | SH | Gas | Gas | 16 | Devices Per Thousand Ft2 |  | 107115.1561 | 112314.7452 | 106722.9083 | 104408.9921 | 101248.8627 | 97347.3202 | 92823.7034 | 87846.1578 | 82451.9124 | 76323.3316 | 69666.7381 | 61915.0807 | 54143.6611 | 46612.8834 | 39503.907 | 32909.2395 | 26984.2974 | 21651.4458 | 16910.2849 | 12781.8576 | 9293.486 | 6463.105 | 4284.5755 | 2719.2888 | 1691.8115 | 1093.6989 | 797.1858 | 678.3436 | 642.0669
High Decarbonized Methane | Commercial | WH | Air Source Heat Pump | Gas | 10 | Devices Per Thousand Ft2 |  | 0 | 95786.619 | 0 | 0 | 0 | 0 | 0 | 0 | 0 | 0 | 0 | 0 | 0 | 0 | 0 | 0 | 0 | 0 | 0 | 0 | 0 | 0 | 0 | 0 | 0 | 0 | 0 | 0 | 0
High Decarbonized Methane | Commercial | WH | Gas | Gas | 10 | Devices Per Thousand Ft2 |  | 64920.4065 | 14840.5176 | 21704.8509 | 29653.7452 | 38399.7987 | 47675.5099 | 57313.1335 | 67225.9362 | 77389.4534 | 87709 | 97258.3472 | 106019.9003 | 113962.2177 | 121051.1473 | 127174.821 | 132413.593 | 136797.9931 | 140389.7051 | 143277.9491 | 145571.5839 | 147388.6774 | 148844.7463 | 150043.6329 | 151071.0224 | 151991.9634 | 152851.9513 | 153680.3318 | 154494.5751 | 155304.2849
High Decarbonized Methane | Commercial | WH | Gas | Gas | 10 | Devices Per Thousand Ft2 |  | 122329.9942 | 117778.9289 | 111935.7654 | 105015.9038 | 97226.0049 | 88913.2368 | 80245.3933 | 71309.2563 | 62129.3388 | 52632.9531 | 43911.6235 | 35982.9732 | 28878.4727 | 22632.3032 | 17255.7835 | 12768.0506 | 9138.5951 | 6305.7533 | 4180.3257 | 2653.4739 | 1607.1508 | 925.8601 | 505.7807 | 261.2481 | 127.235 | 58.2669 | 25.0195 | 10.044 | 3.7582
High Decarbonized Methane | Residential | SH | Air Source Heat Pump | Fuel Oil | 16 | Number of Devices |  | 0 | 0 | 0 | 0 | 0 | 0 | 0 | 0 | 0 | 0 | 0 | 0 | 0 | 0 | 0 | 0 | 0 | 0 | 0 | 0 | 0 | 0 | 0 | 0 | 0 | 0 | 0 | 0 | 0
High Decarbonized Methane | Residential | SH | Other | Fuel Oil | 16 | Number of Devices |  | 15624.7585 | 20014.3201 | 17060.698 | 17797.9638 | 18552.0065 | 19268.7523 | 19893.4661 | 20415.1929 | 20847.6595 | 21289.4146 | 21954.224 | 22500.3094 | 22962.8763 | 23062.166 | 22880.1283 | 22428.8006 | 21910.0346 | 21386.7983 | 20902.6177 | 20443.6682 | 19985.6761 | 19516.1809 | 19036.4053 | 18561.2173 | 18115.9446 | 17732.339 | 17441.4721 | 17263.5153 | 17197.2992
High Decarbonized Methane | Residential | WH | Air Source Heat Pump | Fuel Oil | 10 | Number of Devices |  | 0 | 107115.1561 | 0 | 0 | 0 | 0 | 0 | 0 | 0 | 0 | 0 | 0 | 0 | 0 | 0 | 0 | 0 | 0 | 0 | 0 | 0 | 0 | 0 | 0 | 0 | 0 | 0 | 0 | 0
High Decarbonized Methane | Residential | WH | Other | Fuel Oil | 10 | Number of Devices |  | 8384.6472 | 7845.1337 | 7905.5412 | 7966.4139 | 8022.9755 | 8079.9386 | 8137.3061 | 8195.081 | 8253.2661 | 8301.9604 | 8350.9419 | 8400.2125 | 8449.7737 | 8499.6274 | 8543.8255 | 8588.2534 | 8632.9123 | 8677.8034 | 8722.928 | 8768.2872 | 8813.8823 | 8859.7145 | 8905.785 | 8952.0951 | 8998.646 | 9045.439 | 9092.4752 | 9139.7561 | 9187.2828
High Decarbonized Methane | Commercial | SH | Air Source Heat Pump | Fuel Oil | 16 | Devices Per Thousand Ft2 |  | 0 | 9276.0855 | 5564.4321 | 6864.3333 | 7948.8943 | 8746.0535 | 9275.7112 | 9637.6236 | 9912.8026 | 10163.5173 | 10319.5466 | 9549.3471 | 8761.5531 | 7942.3174 | 7088.9296 | 6123.6736 | 5238.7721 | 4384.4001 | 3591.712 | 2888.244 | 2293.6348 | 1817.0935 | 1456.0689 | 1198.8866 | 1027.3895 | 920.9409 | 859.9879 | 828.3806 | 814.2433
High Decarbonized Methane | Commercial | SH | Other | Fuel Oil | 16 | Devices Per Thousand Ft2 |  | 13064.8736 | 133421.9843 | 11225.0939 | 11359.795 | 11496.1126 | 11634.0659 | 11773.6747 | 11914.9588 | 12057.9383 | 12142.3439 | 12227.3403 | 12312.9317 | 12399.1222 | 12485.9161 | 12573.3175 | 12661.3307 | 12749.96 | 12839.2097 | 12929.0842 | 13019.5878 | 13110.7249 | 13202.5 | 13294.9175 | 13387.9819 | 13481.6978 | 13576.0697 | 13671.1021 | 13766.7999 | 13863.1675
High Decarbonized Methane | Commercial | WH | Air Source Heat Pump | Fuel Oil | 10 | Devices Per Thousand Ft2 |  | 0 | 0 | 0 | 0 | 0 | 0 | 0 | 0 | 0 | 0 | 0 | 0 | 0 | 0 | 0 | 0 | 0 | 0 | 0 | 0 | 0 | 0 | 0 | 0 | 0 | 0 | 0 | 0 | 0
High Decarbonized Methane | Commercial | WH | Other | Fuel Oil | 10 | Devices Per Thousand Ft2 |  | 13567.2592 | 26169.9194 | 12513.2098 | 12662.9077 | 12814.3985 | 12959.1627 | 13114.1774 | 13271.0488 | 13429.7991 | 13523.818 | 13600.7984 | 13695.9082 | 13791.6833 | 13888.1283 | 13985.2478 | 14072.4152 | 14170.78 | 14269.8325 | 14369.5777 | 14470.0204 | 14571.1654 | 14673.0177 | 14775.5821 | 14878.8638 | 14982.8677 | 15087.5988 | 15193.0623 | 15299.2632 | 15406.2068
High Decarbonized Methane | Residential | SH | Air Source Heat Pump | Electric | 16 | Number of Devices |  | 22948.9768 | 6015.1702 | 7143.5531 | 8285.0638 | 9440.2217 | 10613.9683 | 11797.5739 | 12972.1914 | 14116.8472 | 15190.957 | 16216.9162 | 17190.964 | 18082.8716 | 18825.6974 | 19341.8251 | 19664.464 | 19870.0154 | 20032.3502 | 20186.5049 | 20340.6225 | 20495.5134 | 20651.2096 | 20807.7154 | 20965.035 | 21123.1727 | 21282.1327 | 21441.9193 | 21602.5368 | 21763.9895
High Decarbonized Methane | Residential | SH | Electric Resistance | Electric | 16 | Number of Devices |  | 29115.6363 | 36179.1875 | 27735.9827 | 27008.5138 | 26238.1106 | 25447.0708 | 24653.6326 | 23871.9528 | 23123.0244 | 22380.1627 | 21677.5024 | 21038.4952 | 20483.605 | 20079.7849 | 19864.2393 | 19837.7962 | 19935.8955 | 20078.7904 | 20231.4527 | 20385.7475 | 20540.8727 | 20696.8047 | 20853.5476 | 21011.1056 | 21169.4828 | 21328.6836 | 21488.7123 | 21649.5731 | 21811.2704
High Decarbonized Methane | Residential | WH | Air Source Heat Pump | Electric | 10 | Number of Devices |  | 79788.5484 | 26617.3076 | 32541.7318 | 38225.5717 | 43384.9251 | 47849.8819 | 51556.6426 | 54534.8275 | 56874.8562 | 58620.7883 | 59940.915 | 60919.0691 | 61646.547 | 62212.7596 | 62640.8728 | 63017.1204 | 63367.4591 | 63706.3475 | 64041.1905 | 64375.4503 | 64710.6002 | 65047.2111 | 65385.4874 | 65725.4994 | 66067.2736 | 66410.8237 | 66756.1601 | 67103.2921 | 67452.2292
High Decarbonized Methane | Residential | WH | Electric Resistance | Electric | 10 | Number of Devices |  | 93606.9471 | 99539.7317 | 83673.3823 | 78884.9643 | 74557.748 | 70930.8441 | 68068.0946 | 65939.9213 | 64455.9473 | 63426.7289 | 62767.265 | 62513.182 | 62514.0479 | 62680.4769 | 62901.9637 | 63178.6951 | 63484.7319 | 63805.6334 | 64134.0122 | 64466.4241 | 64801.4137 | 65138.4281 | 65477.2812 | 65817.9209 | 66160.3388 | 66504.5397 | 66850.532 | 67198.3246 | 67547.927
High Decarbonized Methane | Commercial | SH | Air Source Heat Pump | Electric | 16 | Devices Per Thousand Ft2 |  | 9240.8671 | 2389.7613 | 2850.0925 | 3319.4888 | 3801.6915 | 4296.1732 | 4799.5034 | 5304.0439 | 5801.1284 | 6244.4029 | 6668.1876 | 7070.9249 | 7440.1641 | 7748.3272 | 7971.624 | 8115.6654 | 8211.7002 | 8290.1013 | 8365.3155 | 8440.7085 | 8516.6176 | 8593.058 | 8670.0335 | 8747.5478 | 8825.6046 | 8904.2079 | 8983.3614 | 9063.069 | 9143.3345
High Decarbonized Methane | Commercial | SH | Electric Resistance | Electric | 16 | Devices Per Thousand Ft2 |  | 11518.2676 | 23394.2494 | 11187.3846 | 10944.1204 | 10690.7635 | 10427.8737 | 10158.9146 | 9891.5575 | 9634.5027 | 9333.7065 | 8986.7739 | 8727.2695 | 8502.2657 | 8339.3478 | 8262.3127 | 8265.557 | 8317.8389 | 8388.7926 | 8463.9788 | 8540.039 | 8616.6432 | 8693.7837 | 8771.4643 | 8849.6886 | 8928.4604 | 9007.7837 | 9087.6623 | 9168.0999 | 9249.1007
High Decarbonized Methane | Commercial | WH | Air Source Heat Pump | Electric | 10 | Devices Per Thousand Ft2 |  | 53360.9334 | 22482.3097 | 22749.1245 | 26651.689 | 30271.4991 | 33462.1816 | 36177.2472 | 38414.8684 | 40218.8921 | 41447.374 | 42345.6267 | 43033.1324 | 43545.7342 | 43918.0329 | 44159.0806 | 44287.8554 | 44433.0196 | 44647.7371 | 44934.6045 | 45257.1968 | 45589.6541 | 45925.0519 | 46262.7641 | 46602.8227 | 46945.2561 | 47290.0841 | 47637.3243 | 47986.9937 | 48339.1092
High Decarbonized Methane | Commercial | WH | Electric Resistance | Electric | 10 | Devices Per Thousand Ft2 |  | 61572.6024 | 87673.2529 | 55503.8681 | 52582.8064 | 49969.949 | 47798.6645 | 46120.0074 | 44922.2789 | 44151.6611 | 43508.5775 | 43159.4462 | 43047.7951 | 43111.6551 | 43289.9879 | 43537.0597 | 43823.2484 | 44130.7485 | 44547.4894 | 44917.4308 | 45256.2422 | 45589.8156 | 45925.1077 | 46262.7774 | 46602.8255 | 46945.2566 | 47290.0842 | 47637.3243 | 47986.9937 | 48339.1092
High Decarbonized Methane | Residential | SH | Air Source Heat Pump | Other | 16 | Number of Devices |  | 0 | 20709.392 | 5907.9156 | 5924.4241 | 5683.84 | 5159.3533 | 4464.9569 | 3706.7607 | 2978.1849 | 2340.0287 | 1745.9321 | 1320.1267 | 978.1541 | 727.4779 | 566.2126 | 428.1132 | 376.2476 | 350.3388 | 338.8884 | 334.843 | 334.2599 | 335.1499 | 336.6109 | 338.2763 | 340.012 | 341.7742 | 343.5501 | 345.3363 | 347.132
High Decarbonized Methane | Residential | SH | Other | Other | 16 | Number of Devices |  | 8226.1965 | 100987.2339 | 7437.115 | 7494.3808 | 7547.5909 | 7601.1788 | 7655.1472 | 7709.4987 | 7764.2362 | 7810.0452 | 7856.1244 | 7902.4756 | 7949.1002 | 7996.2707 | 8203.409 | 8300.2579 | 8397.5111 | 8469.0434 | 8526.3546 | 8576.4993 | 8623.4214 | 8669.1113 | 8714.4724 | 8759.8727 | 8805.4474 | 8851.2415 | 8897.2693 | 8943.5353 | 8990.0418
High Decarbonized Methane | Residential | WH | Air Source Heat Pump | Other | 10 | Number of Devices |  | 0 | 1933.0209 | 456.7404 | 460.3312 | 469.3964 | 482.2026 | 494.4817 | 503.3302 | 504.5405 | 497.0845 | 443.2744 | 423.7847 | 402.7373 | 369.2392 | 308.163 | 223.2969 | 144.0414 | 96.0347 | 78.4012 | 75.2142 | 75.393 | 75.9091 | 76.4404 | 76.9755 | 77.5143 | 78.0569 | 78.6033 | 79.1535 | 79.7076
High Decarbonized Methane | Residential | WH | Other | Other | 10 | Number of Devices |  | 7206.8059 | 18261.3487 | 6795.0028 | 6847.3243 | 6895.9403 | 6944.9015 | 6994.2103 | 7043.8692 | 7093.8806 | 7135.7345 | 7177.8354 | 7220.1846 | 7262.7837 | 7305.6341 | 7343.6234 | 7381.8102 | 7422.7685 | 7510.3864 | 7567.8391 | 7611.0542 | 7651.1135 | 7691.0465 | 7731.1767 | 7771.5164 | 7812.0669 | 7852.8291 | 7893.8044 | 7934.9936 | 7976.3981
High Decarbonized Methane | Commercial | SH | Air Source Heat Pump | Other | 16 | Devices Per Thousand Ft2 |  | 0 | 13622.1851 | 3973.8748 | 4024.1441 | 3903.1021 | 3606.6823 | 3177.0353 | 2696.4769 | 2227.7622 | 1813.0118 | 1258.4435 | 968.7988 | 735.6562 | 564.5132 | 454.439 | 390.1294 | 355.4728 | 338.6532 | 331.8049 | 330.0839 | 330.7724 | 332.4945 | 334.6244 | 336.907 | 339.2489 | 341.6196 | 344.01 | 346.4179 | 348.8428
High Decarbonized Methane | Commercial | SH | Other | Other | 16 | Devices Per Thousand Ft2 |  | 0 | 61572.6024 | 0 | 0 | 0 | 0 | 0 | 0 | 0 | 0 | 0 | 0 | 0 | 63.86 | 178.3328 | 247.0718 | 286.1888 | 307.5001 | 318.8714 | 325.1471 | 329.0453 | 331.9419 | 334.463 | 336.864 | 339.2385 | 341.6173 | 344.0095 | 346.4178 | 348.8427
High Decarbonized Methane | Commercial | WH | Air Source Heat Pump | Other | 10 | Devices Per Thousand Ft2 |  | 0 | 0 | 0 | 0 | 0 | 0 | 0 | 0 | 0 | 0 | 0 | 0 | 0 | 0 | 0 | 0 | 0 | 0 | 0 | 0 | 0 | 0 | 0 | 0 | 0 | 0 | 0 | 0 | 0
High Decarbonized Methane | Commercial | WH | Other | Other | 10 | Devices Per Thousand Ft2 |  | 0 | 7323.8929 | 56.394 | 56.8282 | 57.2658 | 53.2101 | 53.5879 | 53.9684 | 54.3515 | 54.7374 | 45.809 | 46.0793 | 46.3511 | 46.6246 | 46.8997 | 41.5792 | 41.7954 | 42.0127 | 42.2312 | 42.4508 | 42.6716 | 42.8935 | 43.1165 | 43.3407 | 43.5661 | 43.7926 | 44.0203 | 44.2492 | 44.4793
Electrification with Fuel Backup | Residential | SH | Air Source Heat Pump | Gas | 16 | Number of Devices |  | 2045.5227 | 343.9057 | 483.36 | 652.052 | 852.5849 | 1080.6026 | 1334.8965 | 1612.9886 | 1914.1732 | 2239.4675 | 2599.1673 | 2997.102 | 3423.413 | 3852.9691 | 4259.6899 | 4620.0691 | 4944.0282 | 5240.9673 | 5516.5616 | 5773.7297 | 6013.7776 | 6236.9042 | 6442.6568 | 6630.2513 | 6798.8941 | 6948.0656 | 7077.6607 | 7187.9743 | 7279.7459
Electrification with Fuel Backup | Residential | SH | Heat Pump with Fuel Backup | Gas | 16 | Number of Devices |  | 20455.2272 | 10130.6127 | 4885.1249 | 6572.4419 | 8578.1701 | 10854.6418 | 13397.9258 | 16179.195 | 19191.3913 | 22444.6865 | 26033.5265 | 30013.1204 | 34276.479 | 38572.2897 | 42639.749 | 46238.6806 | 49478.4689 | 52448.0585 | 55204.2008 | 57776.0824 | 60176.7634 | 62408.2326 | 64465.9615 | 66342.1122 | 68028.7454 | 69520.6679 | 70816.8262 | 71920.1721 | 72838.0982
Electrification with Fuel Backup | Residential | SH | Ground Source Heat Pump | Gas | 16 | Number of Devices |  | 227.2803 | 38.2117 | 53.7067 | 72.4502 | 94.7317 | 120.067 | 148.3218 | 179.221 | 212.6859 | 248.8297 | 288.7964 | 333.0113 | 380.3792 | 428.1077 | 473.2989 | 513.341 | 549.3365 | 582.3297 | 612.9513 | 641.5255 | 668.1975 | 692.9894 | 715.8508 | 736.6946 | 755.4327 | 772.0073 | 786.4067 | 798.6638 | 808.8607
Electrification with Fuel Backup | Residential | SH | Gas | Gas | 16 | Number of Devices |  | 7415.4671 | 1291.9979 | 1766.1308 | 2295.9553 | 2859.176 | 3428.4634 | 3974.9527 | 4474.3147 | 4915.8144 | 5302.3969 | 5588.5402 | 5735.4417 | 5705.5551 | 5515.8808 | 5205.7023 | 4852.1752 | 4466.2144 | 4053.1982 | 3619.5721 | 3173.4534 | 2724.2729 | 2282.7828 | 1860.3818 | 1468.2193 | 1116.0303 | 811.0345 | 557.4216 | 356.572 | 207.4047
Electrification with Fuel Backup | Residential | SH | Gas | Gas | 16 | Number of Devices |  | 65800.3818 | 64664.8789 | 63178.5444 | 61315.7923 | 59027.512 | 56431.3492 | 53569.6246 | 50494.2248 | 47223.7528 | 43655.8978 | 39808.7539 | 35678.5897 | 31412.5066 | 27272.7559 | 23456.9313 | 20201.4053 | 17385.0368 | 14898.0111 | 12670.8364 | 10662.9766 | 8850.5007 | 7220.4573 | 5766.4906 | 4486.1709 | 3378.5959 | 2442.327 | 1674.3564 | 1070.0352 | 622.2419
Electrification with Fuel Backup | Residential | WH | Air Source Heat Pump | Gas | 10 | Number of Devices |  | 40483.2555 | 10242.0444 | 14200.264 | 18727.9171 | 23782.8633 | 29192.8867 | 34919.6025 | 40917.6884 | 47134.2104 | 53446.6559 | 59859.0686 | 66313.3812 | 72764.2691 | 79184.0198 | 85504.2053 | 91170.5359 | 96203.4076 | 100630.2065 | 104482.2539 | 107794.4447 | 110606.8109 | 112964.9966 | 114921.4053 | 116534.0562 | 117863.9507 | 118971.4856 | 119912.7196 | 120736.3069 | 121481.6642
Electrification with Fuel Backup | Residential | WH | Gas | Gas | 10 | Number of Devices |  | 10934.5673 | 2849.0347 | 3785.6912 | 4913.3563 | 6002.2145 | 6985.8296 | 7810.0519 | 8450.1226 | 8891.2312 | 9120.0312 | 9054.158 | 8736.1218 | 8193.227 | 7444.7891 | 6502.4509 | 5539.1583 | 4594.4309 | 3729.7388 | 2964.1855 | 2305.7099 | 1755.7382 | 1310.4206 | 961.0228 | 695.3745 | 499.3734 | 358.5721 | 259.4978 | 190.4988 | 142.1552
Electrification with Fuel Backup | Residential | WH | Gas | Gas | 10 | Number of Devices |  | 94473.4831 | 93287.4788 | 87904.9399 | 83341.5183 | 78268.0149 | 72978.6275 | 67489.3787 | 61905.0068 | 56279.3338 | 50636.6555 | 45203.6748 | 40098.037 | 35266.6542 | 30567.3776 | 25810.261 | 21444.1124 | 17437.3466 | 14068.8268 | 11282.4122 | 8994.309 | 7132.7538 | 5638.2294 | 4454.9045 | 3529.7779 | 2812.3262 | 2256.505 | 1822.7661 | 1478.6774 | 1198.6645
Electrification with Fuel Backup | Commercial | SH | Air Source Heat Pump | Gas | 16 | Devices Per Thousand Ft2 |  | 3341.3597 | 587.3768 | 802.1727 | 1080.6213 | 1411.4402 | 1787.4448 | 2205.8876 | 2663.0704 | 3157.6995 | 3691.6333 | 4281.8814 | 4935.7302 | 5636.3572 | 6341.1897 | 7005.9283 | 7592.0703 | 8116.1081 | 8597.1112 | 9044.292 | 9462.0042 | 9852.075 | 10214.6499 | 10548.8663 | 10853.3715 | 11126.8317 | 11368.3975 | 11577.9274 | 11755.9496 | 11903.716
Electrification with Fuel Backup | Commercial | SH | Heat Pump with Fuel Backup | Gas | 16 | Devices Per Thousand Ft2 |  | 33413.5967 | 6501.4629 | 8303.9128 | 11125.3972 | 14456.791 | 18214.8549 | 22374.8102 | 26894.6449 | 31767.3661 | 37023.1828 | 42843.9581 | 49243.779 | 56068.3242 | 62938.2177 | 69581.9986 | 75468.791 | 80760.6598 | 85611.1575 | 90112.9877 | 94313.8264 | 98235.0073 | 101879.7793 | 105240.7448 | 108305.1009 | 111059.8785 | 113496.5945 | 115613.5282 | 117415.5012 | 118914.5892
Electrification with Fuel Backup | Commercial | SH | Ground Source Heat Pump | Gas | 16 | Devices Per Thousand Ft2 |  | 371.2622 | 65862.8006 | 87.7298 | 118.3474 | 154.7441 | 196.1293 | 242.2836 | 292.7573 | 347.4223 | 406.4631 | 471.7486 | 543.9737 | 621.3491 | 699.3135 | 773.1333 | 838.5421 | 897.3407 | 951.2351 | 1001.2554 | 1047.9314 | 1091.5001 | 1131.9975 | 1169.3416 | 1203.39 | 1233.9986 | 1261.0733 | 1284.5948 | 1304.6167 | 1321.2732
Electrification with Fuel Backup | Commercial | SH | Gas | Gas | 16 | Devices Per Thousand Ft2 |  | 12113.1593 | 8992.3874 | 6245.1078 | 7708.6607 | 9198.1146 | 10655.3383 | 11903.1054 | 13035.5051 | 14028.0647 | 14877.9829 | 15441.3214 | 15781.252 | 15774.3322 | 15461.0745 | 14923.2611 | 14246.2098 | 12961.8881 | 11653.7677 | 10339.367 | 9035.881 | 7762.2883 | 6541.2902 | 5397.1178 | 4354.7438 | 3435.6853 | 2654.7188 | 2018.0827 | 1523.6941 | 1162.3826
Electrification with Fuel Backup | Commercial | SH | Gas | Gas | 16 | Devices Per Thousand Ft2 |  | 107484.8691 | 107324.5966 | 104126.0997 | 101212.9759 | 97523.044 | 93240.1829 | 88457.7117 | 83279.0118 | 77753.7556 | 71729.1831 | 65233.2741 | 58280.9468 | 51312.3035 | 44550.0241 | 38316.8778 | 32998.9789 | 28398.4433 | 24335.8888 | 20697.8009 | 17417.9635 | 14457.2855 | 11794.611 | 9419.5576 | 7328.1564 | 5518.9336 | 3989.5391 | 2735.0598 | 1747.9017 | 1016.4317
Electrification with Fuel Backup | Commercial | WH | Air Source Heat Pump | Gas | 10 | Devices Per Thousand Ft2 |  | 51701.5473 | 107553.6945 | 18135.2911 | 23917.5995 | 30373.3189 | 37282.5109 | 44596.1535 | 52256.3656 | 60195.5445 | 68257.2282 | 76446.5809 | 84689.4444 | 92927.9341 | 101126.6582 | 109198.2268 | 116434.7509 | 122862.2788 | 128515.7855 | 133435.2715 | 137665.3016 | 141257.0011 | 144268.6623 | 146767.2103 | 148826.7418 | 150525.1627 | 151939.606 | 153141.6648 | 154193.4759 | 155145.3787
Electrification with Fuel Backup | Commercial | WH | Gas | Gas | 10 | Devices Per Thousand Ft2 |  | 13964.6389 | 3720.6642 | 4875.1711 | 6324.5937 | 7725.6049 | 8993.1367 | 10055.5541 | 10882.359 | 11454.1843 | 11754.6169 | 11679.082 | 11285.1768 | 10605.4672 | 9659.7432 | 8457.4307 | 7219.0624 | 5996.0264 | 4878.7403 | 3891.4153 | 3042.8628 | 2333.9218 | 1759.1011 | 1306.8514 | 961.3974 | 704.6112 | 518.0383 | 384.5703 | 289.4741 | 220.8624
Electrification with Fuel Backup | Commercial | WH | Gas | Gas | 10 | Devices Per Thousand Ft2 |  | 120652.976 | 119959.6707 | 112668.5201 | 106933.2397 | 100558.0208 | 93916.3718 | 87003.9536 | 79965.7452 | 72865.9598 | 65741.9412 | 58889.3547 | 52491.5142 | 46457.5751 | 40557.215 | 34493.4215 | 28835.9893 | 23553.7545 | 19121.9883 | 15467.1355 | 12468.9066 | 10025.8278 | 8056.1421 | 6484.601 | 5241.1934 | 4260.2161 | 3482.8292 | 2859.5038 | 2350.2962 | 1923.9723
Electrification with Fuel Backup | Residential | SH | Air Source Heat Pump | Fuel Oil | 16 | Number of Devices |  | 4565.9425 | 809.4832 | 1099.5284 | 1480.7981 | 1933.727 | 2448.4791 | 3021.0933 | 3646.6097 | 4323.2226 | 5053.5241 | 5860.8089 | 6755.3091 | 7713.8449 | 8677.8349 | 9586.2915 | 10386.5726 | 11101.2914 | 11757.498 | 12367.7655 | 12937.9328 | 13470.4149 | 13965.3629 | 14421.565 | 14837.1536 | 15210.2962 | 15539.8318 | 15825.5751 | 16068.2602 | 16269.6099
Electrification with Fuel Backup | Residential | SH | Other | Fuel Oil | 16 | Number of Devices |  | 13396.497 | 14694.024 | 13713.8914 | 13553.7635 | 13298.1801 | 12945.5441 | 12490.3356 | 11935.5821 | 11290.2741 | 10556.655 | 9751.5613 | 8787.2775 | 7696.7881 | 6587.0658 | 5758.1733 | 5033.1334 | 4389.8022 | 3807.1989 | 3272.658 | 2779.6665 | 2325.3115 | 1909.1513 | 1532.1988 | 1196.2059 | 902.9469 | 653.5833 | 448.3525 | 286.5979 | 166.6717
Electrification with Fuel Backup | Residential | WH | Air Source Heat Pump | Fuel Oil | 10 | Number of Devices |  | 3058.4169 | 108258.632 | 1072.7973 | 1414.8511 | 1796.7406 | 2205.4555 | 2638.0957 | 3091.2373 | 3560.8812 | 4037.772 | 4522.215 | 5009.8235 | 5497.1732 | 5982.1706 | 6459.6461 | 6887.7243 | 7267.9462 | 7602.3807 | 7893.394 | 8143.6224 | 8356.0902 | 8534.2457 | 8682.0479 | 8803.88 | 8904.3504 | 8988.0222 | 9059.1302 | 9121.3504 | 9177.6604
Electrification with Fuel Backup | Residential | WH | Other | Fuel Oil | 10 | Number of Devices |  | 7265.2753 | 15860.3227 | 11124.0035 | 11606.6425 | 12008.5433 | 12330.2025 | 12408.4024 | 12417.4864 | 12352.5969 | 12203.3673 | 11890.4107 | 11579.7417 | 11195.4641 | 10755.9465 | 10282.9035 | 9772.0976 | 8601.4902 | 7502.9506 | 6483.0406 | 5544.1508 | 4687.8222 | 3917.1683 | 3235.3983 | 2646.7632 | 2153.8271 | 1755.8376 | 1447.7883 | 1220.4646 | 1061.4335
Electrification with Fuel Backup | Commercial | SH | Air Source Heat Pump | Fuel Oil | 16 | Devices Per Thousand Ft2 |  | 3638.8145 | 2771.5696 | 2037.4183 | 2507.1904 | 2933.0623 | 3296.948 | 3628.3012 | 3947.1295 | 4277.4368 | 4624.6684 | 5016.827 | 5487.9699 | 6275.4397 | 7070.5802 | 7830.9509 | 8508.676 | 9121.6088 | 9686.769 | 10214.4022 | 10709.7151 | 11174.9561 | 11610.3291 | 12014.8247 | 12386.8087 | 12724.6165 | 13027.0875 | 13293.8307 | 13525.2069 | 13722.4169
Electrification with Fuel Backup | Commercial | SH | Other | Fuel Oil | 16 | Devices Per Thousand Ft2 |  | 10555.1399 | 131137.5483 | 10367.7243 | 10198.2692 | 9969.9803 | 9690.3694 | 9360.8934 | 8985.3502 | 8564.3843 | 8050.6264 | 7473.2243 | 6824.9618 | 6123.6825 | 5415.3359 | 4742.3666 | 4152.6547 | 3628.3512 | 3152.4407 | 2714.682 | 2309.8726 | 1935.7688 | 1592.1708 | 1280.0927 | 1001.1732 | 757.0813 | 548.9822 | 377.2714 | 241.593 | 140.7505
Electrification with Fuel Backup | Commercial | WH | Air Source Heat Pump | Fuel Oil | 10 | Devices Per Thousand Ft2 |  | 4810.2212 | 1723.5345 | 1936.7505 | 2541.0726 | 3221.9663 | 3957.2972 | 4727.5605 | 5534.8844 | 6370.5089 | 7199.2212 | 8044.1182 | 8918.8477 | 9803.4419 | 10663.9492 | 11465.178 | 12130.5172 | 12667.8029 | 13154.6214 | 13593.2895 | 13979.4415 | 14311.5418 | 14591.3404 | 14822.5977 | 15010.8377 | 15162.7244 | 15285.6158 | 15387.0147 | 15473.8534 | 15551.9139
Electrification with Fuel Backup | Commercial | WH | Other | Fuel Oil | 10 | Devices Per Thousand Ft2 |  | 11304.649 | 24446.3849 | 10722.5644 | 10325.1812 | 9860.2104 | 9348.421 | 8793.8056 | 8201.2831 | 7576.8027 | 6892.9226 | 6195.7812 | 5492.447 | 4788.4581 | 4087.2169 | 3389.8287 | 2770.7905 | 2228.0169 | 1758.5423 | 1358.8915 | 1025.1198 | 752.615 | 536.0322 | 369.1447 | 244.9786 | 156.1362 | 95.242 | 55.4112 | 30.6406 | 16.0475
Electrification with Fuel Backup | Residential | SH | Air Source Heat Pump | Electric | 16 | Number of Devices |  | 22948.9768 | 6535.0827 | 7397.4036 | 8584.0982 | 9782.2755 | 10995.8579 | 12206.2887 | 13404.8316 | 14569.9888 | 15660.6009 | 16693.807 | 17675.4071 | 18570.48 | 19313.0471 | 19826.8225 | 20141.9395 | 20298.0936 | 20412.5721 | 20520.9394 | 20631.6358 | 20745.7418 | 20863.6774 | 20985.8709 | 21112.8372 | 21245.0048 | 21382.6032 | 21525.591 | 21673.6449 | 21826.2096
Electrification with Fuel Backup | Residential | SH | Electric Resistance | Electric | 16 | Number of Devices |  | 29115.6363 | 35659.275 | 27676.0368 | 26948.1062 | 26177.2379 | 25390.5093 | 24596.6695 | 23814.5852 | 23065.2495 | 22321.9776 | 21628.8081 | 20989.5136 | 20434.3344 | 20030.2236 | 19814.3856 | 19793.5981 | 19891.4676 | 20034.1315 | 20186.5615 | 20340.6229 | 20495.5134 | 20651.2096 | 20807.7154 | 20965.035 | 21123.1727 | 21282.1327 | 21441.9193 | 21602.5368 | 21763.9895
Electrification with Fuel Backup | Residential | WH | Air Source Heat Pump | Electric | 10 | Number of Devices |  | 79788.5484 | 27022.6322 | 32743.8249 | 38475.5236 | 43689.0813 | 48214.4883 | 51974.2069 | 55003.9123 | 57391.6835 | 59184.7337 | 60539.0785 | 61581.4675 | 62380.4009 | 63000.2294 | 63436.0133 | 63777.4911 | 64045.1842 | 64319.2803 | 64606.3507 | 64903.0835 | 65205.9132 | 65512.4521 | 65820.8604 | 66129.995 | 66439.2575 | 66748.6316 | 67058.6311 | 67370.0354 | 67683.6054
Electrification with Fuel Backup | Residential | WH | Electric Resistance | Electric | 10 | Number of Devices |  | 93606.9471 | 99134.4071 | 83541.8568 | 78751.8604 | 74423.0468 | 70794.5266 | 67930.1412 | 65800.3125 | 64314.6633 | 63283.7493 | 62682.8594 | 62428.1856 | 62428.4565 | 62594.2864 | 62815.1698 | 63091.2937 | 63396.7187 | 63717.004 | 64044.7625 | 64376.5496 | 64710.9101 | 65047.291 | 65385.5062 | 65725.5034 | 66067.2744 | 66410.8239 | 66756.1601 | 67103.2921 | 67452.2292
Electrification with Fuel Backup | Commercial | SH | Air Source Heat Pump | Electric | 16 | Devices Per Thousand Ft2 |  | 9240.8671 | 3198.7365 | 3250.2171 | 3793.9203 | 4347.9478 | 4911.8036 | 5463.7603 | 6012.9564 | 6549.7996 | 7026.9058 | 7445.3537 | 7862.0052 | 8238.0949 | 8547.5747 | 8768.7908 | 8909.6507 | 8928.0115 | 8930.829 | 8933.4299 | 8939.6896 | 8950.4149 | 8966.2886 | 8988.0471 | 9016.5762 | 9052.6265 | 9096.626 | 9148.5565 | 9207.9308 | 9273.8713
Electrification with Fuel Backup | Commercial | SH | Electric Resistance | Electric | 16 | Devices Per Thousand Ft2 |  | 11518.2676 | 22585.2742 | 11042.0211 | 10797.0125 | 10541.8904 | 10277.2141 | 10006.447 | 9737.2604 | 9478.3539 | 9175.684 | 8893.488 | 8633.3305 | 8407.6692 | 8244.0891 | 8166.3872 | 8168.96 | 8220.5658 | 8290.8385 | 8365.339 | 8440.7087 | 8516.6176 | 8593.058 | 8670.0335 | 8747.5478 | 8825.6046 | 8904.2079 | 8983.3614 | 9063.069 | 9143.3345
Electrification with Fuel Backup | Commercial | WH | Air Source Heat Pump | Electric | 10 | Devices Per Thousand Ft2 |  | 53360.9334 | 22482.3097 | 22749.1245 | 26651.689 | 30271.4991 | 33462.1816 | 36177.2472 | 38414.8684 | 40218.8921 | 41447.374 | 42345.6267 | 43033.1324 | 43545.7342 | 43918.0329 | 44159.0806 | 44287.8554 | 44433.0196 | 44647.7371 | 44934.6045 | 45257.1968 | 45589.6541 | 45925.0519 | 46262.7641 | 46602.8227 | 46945.2561 | 47290.0841 | 47637.3243 | 47986.9937 | 48339.1092
Electrification with Fuel Backup | Commercial | WH | Electric Resistance | Electric | 10 | Devices Per Thousand Ft2 |  | 61572.6024 | 87673.2529 | 55503.8681 | 52582.8064 | 49969.949 | 47798.6645 | 46120.0074 | 44922.2789 | 44151.6611 | 43508.5775 | 43159.4462 | 43047.7951 | 43111.6551 | 43289.9879 | 43537.0597 | 43823.2484 | 44130.7485 | 44547.4894 | 44917.4308 | 45256.2422 | 45589.8156 | 45925.1077 | 46262.7774 | 46602.8255 | 46945.2566 | 47290.0842 | 47637.3243 | 47986.9937 | 48339.1092
Electrification with Fuel Backup | Residential | SH | Air Source Heat Pump | Other | 16 | Number of Devices |  | 2403.8989 | 21113.55 | 6475.9605 | 6690.7159 | 6685.798 | 6429.2778 | 6033.7276 | 5602.3454 | 5227.7219 | 4971.8516 | 4800.4742 | 4842.3219 | 5001.3501 | 5255.4884 | 5572.2015 | 5857.6199 | 6186.471 | 6509.5252 | 6821.9532 | 7120.1319 | 7401.6532 | 7664.7617 | 7908.0232 | 8130.1497 | 8330.0744 | 8507.1431 | 8661.2191 | 8792.646 | 8902.2917
Electrification with Fuel Backup | Residential | SH | Other | Other | 16 | Number of Devices |  | 7053.0509 | 100583.0759 | 6869.0702 | 6728.0891 | 6545.6329 | 6331.2543 | 6086.3765 | 5813.914 | 5514.6992 | 5178.2223 | 4801.5823 | 4380.2804 | 3925.9042 | 3468.2603 | 3197.4201 | 2870.7512 | 2587.2876 | 2309.857 | 2043.2898 | 1791.2104 | 1556.0281 | 1339.4995 | 1143.0602 | 967.9993 | 815.3849 | 685.8726 | 579.6003 | 496.2257 | 434.8821
Electrification with Fuel Backup | Residential | WH | Air Source Heat Pump | Other | 10 | Number of Devices |  | 2628.7828 | 2598.0887 | 1378.8355 | 1676.4297 | 2013.7381 | 2377.8446 | 2761.9884 | 3160.3229 | 3565.2035 | 3967.6466 | 4330.2269 | 4729.8484 | 5127.6899 | 5511.0587 | 5860.3842 | 6143.4615 | 6391.0159 | 6630.4637 | 6862.9631 | 7074.8535 | 7257.6534 | 7411.2985 | 7538.8693 | 7644.122 | 7731.0176 | 7803.478 | 7865.1435 | 7919.1734 | 7968.1273
Electrification with Fuel Backup | Residential | WH | Other | Other | 10 | Number of Devices |  | 6244.6788 | 17596.2809 | 5872.9077 | 5631.2258 | 5351.5985 | 5049.2595 | 4726.7036 | 4386.8764 | 4033.2176 | 3665.1725 | 3290.8829 | 2914.1209 | 2537.8311 | 2163.8146 | 1791.4023 | 1461.6456 | 1175.7939 | 975.9574 | 783.2772 | 611.4149 | 468.853 | 355.6571 | 268.7478 | 204.3699 | 158.5636 | 127.408 | 107.2641 | 94.9737 | 87.9783
Electrification with Fuel Backup | Commercial | SH | Air Source Heat Pump | Other | 16 | Devices Per Thousand Ft2 |  | 0 | 13622.1851 | 3973.8748 | 4024.1441 | 3903.1021 | 3606.6823 | 3177.0353 | 2696.4769 | 2227.7622 | 1813.0118 | 1258.4435 | 968.7988 | 735.6562 | 564.5132 | 454.439 | 390.1294 | 355.4728 | 338.6532 | 331.8049 | 330.0839 | 330.7724 | 332.4945 | 334.6244 | 336.907 | 339.2489 | 341.6196 | 344.01 | 346.4179 | 348.8428
Electrification with Fuel Backup | Commercial | SH | Other | Other | 16 | Devices Per Thousand Ft2 |  | 0 | 61572.6024 | 0 | 0 | 0 | 0 | 0 | 0 | 0 | 0 | 0 | 0 | 0 | 63.86 | 178.3328 | 247.0718 | 286.1888 | 307.5001 | 318.8714 | 325.1471 | 329.0453 | 331.9419 | 334.463 | 336.864 | 339.2385 | 341.6173 | 344.0095 | 346.4178 | 348.8427
Electrification with Fuel Backup | Commercial | WH | Air Source Heat Pump | Other | 10 | Devices Per Thousand Ft2 |  | 0 | 270.842 | 133.3161 | 163.8868 | 198.2469 | 235.6663 | 267.9665 | 298.8463 | 326.814 | 353.9523 | 382.2859 | 422.7193 | 467.653 | 501.0009 | 504.8144 | 477.9784 | 423.5178 | 380.7168 | 348.9629 | 323.8785 | 302.224 | 282.1044 | 262.2185 | 241.8004 | 220.4612 | 198.189 | 175.3065 | 152.3001 | 129.6407
Electrification with Fuel Backup | Commercial | WH | Other | Other | 10 | Devices Per Thousand Ft2 |  | 0 | 7053.0509 | 0 | 0 | 0 | 0 | 0 | 0 | 0 | 0 | 0 | 0 | 0 | 0 | 0 | 0 | 0 | 0 | 0 | 0 | 0 | 0 | 0 | 0 | 0 | 0 | 0 | 0 | 0
High Electrification | Residential | SH | Air Source Heat Pump | Gas | 16 | Number of Devices |  | 20455.2272 | 3885.9339 | 5051.7905 | 6777.5474 | 8819.852 | 11134.2691 | 13700.2649 | 16501.7508 | 19531.2185 | 22798.3453 | 26401.5717 | 30387.41 | 34653.241 | 38948.5794 | 43013.7656 | 46611.093 | 49808.2256 | 52736.4829 | 55453.0702 | 57987.4297 | 60352.8533 | 62551.6637 | 64579.6965 | 66429.553 | 68093.6584 | 69567.013 | 70848.5244 | 71940.8624 | 72850.9388
High Electrification | Residential | SH | Heat Pump with Fuel Backup | Gas | 16 | Number of Devices |  | 0 | 6244.6788 | 0 | 0 | 0 | 0 | 0 | 0 | 0 | 0 | 0 | 0 | 0 | 0 | 0 | 0 | 0 | 0 | 0 | 0 | 0 | 0 | 0 | 0 | 0 | 0 | 0 | 0 | 0
High Electrification | Residential | SH | Ground Source Heat Pump | Gas | 16 | Number of Devices |  | 2272.803 | 382.1174 | 537.0667 | 724.5022 | 947.3165 | 1200.6695 | 1483.2183 | 1792.2096 | 2126.8592 | 2488.2972 | 2887.9636 | 3330.1133 | 3803.7922 | 4281.0767 | 4732.9887 | 5133.4101 | 5493.3647 | 5823.297 | 6129.5129 | 6415.2552 | 6681.9751 | 6929.8936 | 7158.5075 | 7366.9459 | 7554.3268 | 7720.0729 | 7864.0674 | 7986.6381 | 8088.6066
High Electrification | Residential | SH | Gas | Gas | 16 | Number of Devices |  | 7415.4671 | 1291.9979 | 1766.1308 | 2295.9553 | 2859.176 | 3428.4634 | 3974.9527 | 4474.3147 | 4915.8144 | 5302.3969 | 5588.5402 | 5735.4417 | 5705.5551 | 5515.8808 | 5205.7023 | 4852.1752 | 4466.2144 | 4053.1982 | 3619.5721 | 3173.4534 | 2724.2729 | 2282.7828 | 1860.3818 | 1468.2193 | 1116.0303 | 811.0345 | 557.4216 | 356.572 | 207.4047
High Electrification | Residential | SH | Gas | Gas | 16 | Number of Devices |  | 65800.3818 | 64664.8789 | 63178.5444 | 61315.7923 | 59027.512 | 56431.3492 | 53569.6246 | 50494.2248 | 47223.7528 | 43655.8978 | 39808.7539 | 35678.5897 | 31412.5066 | 27272.7559 | 23456.9313 | 20201.4053 | 17385.0368 | 14898.0111 | 12670.8364 | 10662.9766 | 8850.5007 | 7220.4573 | 5766.4906 | 4486.1709 | 3378.5959 | 2442.327 | 1674.3564 | 1070.0352 | 622.2419
High Electrification | Residential | WH | Air Source Heat Pump | Gas | 10 | Number of Devices |  | 40483.2555 | 10242.0444 | 14200.264 | 18727.9171 | 23782.8633 | 29192.8867 | 34919.6025 | 40917.6884 | 47134.2104 | 53446.6559 | 59859.0686 | 66313.3812 | 72764.2691 | 79184.0198 | 85504.2053 | 91170.5359 | 96203.4076 | 100630.2065 | 104482.2539 | 107794.4447 | 110606.8109 | 112964.9966 | 114921.4053 | 116534.0562 | 117863.9507 | 118971.4856 | 119912.7196 | 120736.3069 | 121481.6642
High Electrification | Residential | WH | Gas | Gas | 10 | Number of Devices |  | 10934.5673 | 4923.2154 | 4806.6614 | 6168.4452 | 7520.4427 | 8790.6252 | 9862.2114 | 10738.7676 | 11394.0605 | 11830.6928 | 11981.8063 | 11973.4196 | 11774.6392 | 11281.5883 | 10368.4556 | 9199.6455 | 7837.8443 | 6645.3705 | 5636.6374 | 4786.0583 | 4070.251 | 3470.8519 | 2969.1627 | 2547.1471 | 2187.7247 | 1876.3567 | 1602.0417 | 1356.854 | 1134.9783
High Electrification | Residential | WH | Gas | Gas | 10 | Number of Devices |  | 94473.4831 | 90982.8335 | 86770.5285 | 81946.975 | 76581.0947 | 70973.2991 | 65209.2015 | 59362.0679 | 53498.4123 | 47624.8092 | 41950.7322 | 36501.0394 | 31287.3073 | 26304.2674 | 21514.7002 | 17376.9044 | 13833.5539 | 10829.2361 | 8313.0212 | 6238.3663 | 4561.0728 | 3237.7501 | 2223.638 | 1472.2527 | 936.3803 | 570.0777 | 331.0506 | 182.7271 | 95.5277
High Electrification | Commercial | SH | Air Source Heat Pump | Gas | 16 | Devices Per Thousand Ft2 |  | 33413.5967 | 5873.7679 | 8021.7272 | 10806.2135 | 14114.4021 | 17874.4485 | 22058.8757 | 26630.7045 | 31576.9953 | 36916.3327 | 42818.8137 | 49357.302 | 56363.5724 | 63411.8966 | 70059.2832 | 75920.703 | 81161.0812 | 85971.1121 | 90442.92 | 94620.0422 | 98520.7497 | 102146.4992 | 105488.6633 | 108533.7148 | 111268.3169 | 113683.9753 | 115779.2744 | 117559.4957 | 119037.16
High Electrification | Commercial | SH | Heat Pump with Fuel Backup | Gas | 16 | Devices Per Thousand Ft2 |  | 0 | 883.7667 | 408.2313 | 474.1329 | 529.8244 | 563.2207 | 569.2875 | 546.4892 | 499.362 | 441.4997 | 386.5825 | 286.1434 | 146.9015 | 0 | 0 | 0 | 0 | 0 | 0 | 0 | 0 | 0 | 0 | 0 | 0 | 0 | 0 | 0 | 0
High Electrification | Commercial | SH | Ground Source Heat Pump | Gas | 16 | Devices Per Thousand Ft2 |  | 3712.6219 | 66424.5702 | 877.2979 | 1183.4738 | 1547.4407 | 1961.2927 | 2422.8359 | 2927.5729 | 3474.2227 | 4064.6315 | 4717.4862 | 5439.7373 | 6213.4914 | 6993.1353 | 7731.3332 | 8385.4212 | 8973.4066 | 9512.3508 | 10012.5542 | 10479.314 | 10915.0008 | 11319.9755 | 11693.4161 | 12033.9001 | 12339.9865 | 12610.7327 | 12845.9476 | 13046.1668 | 13212.7321
High Electrification | Commercial | SH | Gas | Gas | 16 | Devices Per Thousand Ft2 |  | 12113.1593 | 8992.3874 | 6245.1078 | 7708.6607 | 9198.1146 | 10655.3383 | 11903.1054 | 13035.5051 | 14028.0647 | 14877.9829 | 15441.3214 | 15781.252 | 15774.3322 | 15461.0745 | 14923.2611 | 14246.2098 | 12961.8881 | 11653.7677 | 10339.367 | 9035.881 | 7762.2883 | 6541.2902 | 5397.1178 | 4354.7438 | 3435.6853 | 2654.7188 | 2018.0827 | 1523.6941 | 1162.3826
High Electrification | Commercial | SH | Gas | Gas | 16 | Devices Per Thousand Ft2 |  | 107484.8691 | 107324.5966 | 104126.0997 | 101212.9759 | 97523.044 | 93240.1829 | 88457.7117 | 83279.0118 | 77753.7556 | 71729.1831 | 65233.2741 | 58280.9468 | 51312.3035 | 44550.0241 | 38316.8778 | 32998.9789 | 28398.4433 | 24335.8888 | 20697.8009 | 17417.9635 | 14457.2855 | 11794.611 | 9419.5576 | 7328.1564 | 5518.9336 | 3989.5391 | 2735.0598 | 1747.9017 | 1016.4317
High Electrification | Commercial | WH | Air Source Heat Pump | Gas | 10 | Devices Per Thousand Ft2 |  | 51701.5473 | 107553.6945 | 18135.2911 | 23917.5995 | 30373.3189 | 37282.5109 | 44596.1535 | 52256.3656 | 60195.5445 | 68257.2282 | 76446.5809 | 84689.4444 | 92927.9341 | 101126.6582 | 109198.2268 | 116434.7509 | 122862.2788 | 128515.7855 | 133435.2715 | 137665.3016 | 141257.0011 | 144268.6623 | 146767.2103 | 148826.7418 | 150525.1627 | 151939.606 | 153141.6648 | 154193.4759 | 155145.3787
High Electrification | Commercial | WH | Gas | Gas | 10 | Devices Per Thousand Ft2 |  | 13964.6389 | 7108.8368 | 6542.9252 | 8374.7805 | 10205.6293 | 11941.2688 | 13407.755 | 14620.8587 | 15542.554 | 16182.4804 | 16461.3932 | 16573.3001 | 16455.7012 | 15927.1516 | 14772.5462 | 13198.4652 | 11294.1396 | 9641.4222 | 8256.8633 | 7094.5099 | 6114.6767 | 5288.1639 | 4587.1461 | 3986.2664 | 3462.5317 | 2997.3382 | 2577.6147 | 2194.7145 | 1842.6381
High Electrification | Commercial | WH | Gas | Gas | 10 | Devices Per Thousand Ft2 |  | 120652.976 | 116195.0345 | 110815.4601 | 104655.2544 | 97802.4381 | 90640.6695 | 83279.286 | 75811.8567 | 68323.3268 | 60822.0929 | 53575.6757 | 46615.8216 | 39957.3151 | 33593.4279 | 27476.6265 | 22192.2084 | 17666.9621 | 13830.1195 | 10616.6377 | 7967.0765 | 5824.9891 | 4134.9612 | 2839.8291 | 1880.2279 | 1195.8601 | 728.0516 | 422.7878 | 233.3625 | 121.9993
High Electrification | Residential | SH | Air Source Heat Pump | Fuel Oil | 16 | Number of Devices |  | 4565.9425 | 1185.9468 | 1284.8344 | 1708.5966 | 2209.2852 | 2776.0493 | 3393.56 | 4061.9986 | 4777.4859 | 5545.5089 | 6392.1768 | 7342.8783 | 8363.8709 | 9374.2136 | 10287.971 | 11050.9507 | 11689.9707 | 12286.6849 | 12852.8153 | 13388.1158 | 13890.4987 | 14357.481 | 14786.0422 | 15173.2501 | 15516.7318 | 15815.3095 | 16069.2467 | 16279.9536 | 16449.8072
High Electrification | Residential | SH | Other | Fuel Oil | 16 | Number of Devices |  | 13396.497 | 14694.024 | 13713.8914 | 13553.7635 | 13298.1801 | 12945.5441 | 12490.3356 | 11935.5821 | 11290.2741 | 10556.655 | 9751.5613 | 8787.2775 | 7696.7881 | 6587.0658 | 5758.1733 | 5033.1334 | 4389.8022 | 3807.1989 | 3272.658 | 2779.6665 | 2325.3115 | 1909.1513 | 1532.1988 | 1196.2059 | 902.9469 | 653.5833 | 448.3525 | 286.5979 | 166.6717
High Electrification | Residential | WH | Air Source Heat Pump | Fuel Oil | 10 | Number of Devices |  | 3058.4169 | 108258.632 | 1072.7973 | 1414.8511 | 1796.7406 | 2205.4555 | 2638.0957 | 3091.2373 | 3560.8812 | 4037.772 | 4522.215 | 5009.8235 | 5497.1732 | 5982.1706 | 6459.6461 | 6887.7243 | 7267.9462 | 7602.3807 | 7893.394 | 8143.6224 | 8356.0902 | 8534.2457 | 8682.0479 | 8803.88 | 8904.3504 | 8988.0222 | 9059.1302 | 9121.3504 | 9177.6604
High Electrification | Residential | WH | Other | Fuel Oil | 10 | Number of Devices |  | 7265.2753 | 15860.3227 | 11124.0035 | 11606.6425 | 12008.5433 | 12330.2025 | 12408.4024 | 12417.4864 | 12352.5969 | 12203.3673 | 11890.4107 | 11579.7417 | 11195.4641 | 10755.9465 | 10282.9035 | 9772.0976 | 8601.4902 | 7502.9506 | 6483.0406 | 5544.1508 | 4687.8222 | 3917.1683 | 3235.3983 | 2646.7632 | 2153.8271 | 1755.8376 | 1447.7883 | 1220.4646 | 1061.4335
High Electrification | Commercial | SH | Air Source Heat Pump | Fuel Oil | 16 | Devices Per Thousand Ft2 |  | 3638.8145 | 2771.5696 | 2037.4183 | 2507.1904 | 2933.0623 | 3296.948 | 3628.3012 | 3947.1295 | 4277.4368 | 4624.6684 | 5016.827 | 5487.9699 | 6275.4397 | 7070.5802 | 7830.9509 | 8508.676 | 9121.6088 | 9686.769 | 10214.4022 | 10709.7151 | 11174.9561 | 11610.3291 | 12014.8247 | 12386.8087 | 12724.6165 | 13027.0875 | 13293.8307 | 13525.2069 | 13722.4169
High Electrification | Commercial | SH | Other | Fuel Oil | 16 | Devices Per Thousand Ft2 |  | 10555.1399 | 131137.5483 | 10367.7243 | 10198.2692 | 9969.9803 | 9690.3694 | 9360.8934 | 8985.3502 | 8564.3843 | 8050.6264 | 7473.2243 | 6824.9618 | 6123.6825 | 5415.3359 | 4742.3666 | 4152.6547 | 3628.3512 | 3152.4407 | 2714.682 | 2309.8726 | 1935.7688 | 1592.1708 | 1280.0927 | 1001.1732 | 757.0813 | 548.9822 | 377.2714 | 241.593 | 140.7505
High Electrification | Commercial | WH | Air Source Heat Pump | Fuel Oil | 10 | Devices Per Thousand Ft2 |  | 4810.2212 | 1723.5345 | 1936.7505 | 2541.0726 | 3221.9663 | 3957.2972 | 4727.5605 | 5534.8844 | 6370.5089 | 7199.2212 | 8044.1182 | 8918.8477 | 9803.4419 | 10663.9492 | 11465.178 | 12130.5172 | 12667.8029 | 13154.6214 | 13593.2895 | 13979.4415 | 14311.5418 | 14591.3404 | 14822.5977 | 15010.8377 | 15162.7244 | 15285.6158 | 15387.0147 | 15473.8534 | 15551.9139
High Electrification | Commercial | WH | Other | Fuel Oil | 10 | Devices Per Thousand Ft2 |  | 11304.649 | 24446.3849 | 10722.5644 | 10325.1812 | 9860.2104 | 9348.421 | 8793.8056 | 8201.2831 | 7576.8027 | 6892.9226 | 6195.7812 | 5492.447 | 4788.4581 | 4087.2169 | 3389.8287 | 2770.7905 | 2228.0169 | 1758.5423 | 1358.8915 | 1025.1198 | 752.615 | 536.0322 | 369.1447 | 244.9786 | 156.1362 | 95.242 | 55.4112 | 30.6406 | 16.0475
High Electrification | Residential | SH | Air Source Heat Pump | Electric | 16 | Number of Devices |  | 31522.7539 | 9540.4428 | 10870.1979 | 12624.4874 | 14488.8932 | 16465.881 | 18526.3833 | 20642.182 | 22768.2566 | 24830.6135 | 26772.4416 | 28632.1192 | 30426.3793 | 32133.6948 | 33673.6621 | 35053.4294 | 36249.304 | 37325.6915 | 38296.9119 | 39170.3112 | 39950.0302 | 40638.9216 | 41240.2657 | 41759.7199 | 42206.8345 | 42595.7373 | 42944.1821 | 43270.5027 | 43589.3301
High Electrification | Residential | SH | Electric Resistance | Electric | 16 | Number of Devices |  | 26481.504 | 32653.9149 | 24203.2425 | 22907.717 | 21470.6202 | 19920.4861 | 18276.5749 | 16577.2348 | 14866.9817 | 13151.9651 | 11550.1735 | 10032.8014 | 8578.4351 | 7209.5759 | 5967.546 | 4882.1082 | 3940.2573 | 3121.0121 | 2410.5891 | 1801.9475 | 1291.2251 | 875.9654 | 553.3206 | 318.1524 | 161.343 | 68.9986 | 23.3283 | 5.679 | 0.86901
High Electrification | Residential | WH | Air Source Heat Pump | Electric | 10 | Number of Devices |  | 79788.5484 | 27022.6322 | 32743.8249 | 38475.5236 | 43689.0813 | 48214.4883 | 51974.2069 | 55003.9123 | 57391.6835 | 65175.2316 | 73253.5412 | 81415.5865 | 89102.7368 | 96141.6766 | 102483.3358 | 108200.038 | 113240.3686 | 117616.4994 | 121302.1639 | 124310.6851 | 126703.6233 | 128577.5602 | 130043.8826 | 131210.449 | 132169.8669 | 132995.1687 | 133740.1742 | 134441.8583 | 135123.5256
High Electrification | Residential | WH | Electric Resistance | Electric | 10 | Number of Devices |  | 93606.9471 | 99134.4071 | 83541.8568 | 78751.8604 | 74423.0468 | 70794.5266 | 67930.1412 | 65800.3125 | 64314.6633 | 57293.2514 | 49968.3968 | 42594.0666 | 35706.1207 | 29452.8391 | 23767.8473 | 18668.7468 | 14201.5343 | 10419.7849 | 7348.9493 | 4968.948 | 3213.2 | 1982.1829 | 1162.4839 | 645.0493 | 336.665 | 164.2868 | 74.6169 | 31.4692 | 12.309
High Electrification | Commercial | SH | Air Source Heat Pump | Electric | 16 | Devices Per Thousand Ft2 |  | 12713.7071 | 4392.7332 | 4635.7719 | 5412.7402 | 6243.3597 | 7125.8828 | 8034.9089 | 8972.1499 | 9918.7675 | 10796.336 | 11589.5587 | 12368.6803 | 13116.1827 | 13824.3286 | 14475.6875 | 15063.7296 | 15520.1833 | 15930.0814 | 16299.8175 | 16632.6477 | 16930.4824 | 17194.8535 | 17427.5262 | 17631.3765 | 17810.8194 | 17971.9657 | 18122.1443 | 18268.6172 | 18416.8407
High Electrification | Commercial | SH | Electric Resistance | Electric | 16 | Devices Per Thousand Ft2 |  | 10476.1939 | 21391.2775 | 9656.4662 | 9178.1925 | 8646.4785 | 8063.1349 | 7435.2985 | 6778.0669 | 6109.3861 | 5406.2538 | 4749.2829 | 4126.6555 | 3529.5813 | 2967.3351 | 2459.4904 | 2014.8811 | 1628.3939 | 1291.5862 | 998.9514 | 747.7506 | 536.5501 | 364.493 | 230.5543 | 132.7474 | 67.4117 | 28.8683 | 9.7737 | 2.3826 | 0.36508
High Electrification | Commercial | WH | Air Source Heat Pump | Electric | 10 | Devices Per Thousand Ft2 |  | 53360.9334 | 25116.4421 | 23120.3523 | 27119.1232 | 30839.0941 | 34128.4101 | 36940.6527 | 39264.9398 | 41136.1479 | 46526.8534 | 52071.745 | 57618.511 | 62877.6418 | 67737.7281 | 72187.4446 | 76169.9736 | 79742.6649 | 82868.1312 | 85533.5069 | 87742.4935 | 89532.0131 | 90966.1284 | 92121.0669 | 93072.4553 | 93887.2594 | 94620.3829 | 95313.924 | 95997.2283 | 96687.0758
High Electrification | Commercial | WH | Electric Resistance | Electric | 10 | Devices Per Thousand Ft2 |  | 61572.6024 | 85039.1206 | 55503.8681 | 52582.8064 | 49969.949 | 47798.6645 | 46120.0074 | 44922.2789 | 44151.6611 | 39390.0156 | 34405.0727 | 29371.0387 | 24657.825 | 20369.4798 | 16473.4441 | 12967.3222 | 9885.7535 | 7268.9463 | 5137.7736 | 3481.3686 | 2256.0981 | 1394.7536 | 819.7343 | 455.8378 | 238.4215 | 116.5948 | 53.0691 | 22.4294 | 8.7919
High Electrification | Residential | SH | Air Source Heat Pump | Other | 16 | Number of Devices |  | 2403.8989 | 21113.55 | 6475.9605 | 6690.7159 | 6685.798 | 6429.2778 | 6033.7276 | 5602.3454 | 5227.7219 | 4971.8516 | 10790.9722 | 11566.2865 | 12121.0064 | 12143.7052 | 11991.3129 | 11763.4951 | 11561.6954 | 11282.1627 | 10923.9879 | 10518.7259 | 10113.4416 | 9754.8702 | 9475.4211 | 9288.0638 | 9187.5062 | 9157.2984 | 9177.1468 | 9227.6521 | 9292.5714
High Electrification | Residential | SH | Other | Other | 16 | Number of Devices |  | 7053.0509 | 100583.0759 | 6869.0702 | 6728.0891 | 6545.6329 | 6331.2543 | 6086.3765 | 5813.914 | 5514.6992 | 5178.2223 | 4801.5823 | 4380.2804 | 3925.9042 | 3467.9894 | 3031.5902 | 2649.8678 | 2311.1637 | 2004.432 | 1723.0044 | 1463.4519 | 1224.241 | 1005.139 | 806.6793 | 629.7841 | 475.3877 | 344.1016 | 236.0508 | 150.8894 | 87.7501
High Electrification | Residential | WH | Air Source Heat Pump | Other | 10 | Number of Devices |  | 2628.7828 | 3640.1625 | 1530.7583 | 1867.9879 | 2247.0032 | 2654.4365 | 3080.6557 | 3517.3923 | 3953.2484 | 4377.421 | 4730.6893 | 5104.6233 | 5490.1598 | 5882.4715 | 6259.0502 | 6573.6044 | 6838.198 | 7068.5567 | 7270.0436 | 7441.9887 | 7584.2239 | 7698.4079 | 7787.3668 | 7855.0361 | 7906.3388 | 7946.8705 | 7982.2903 | 8017.4215 | 8055.226
High Electrification | Residential | WH | Other | Other | 10 | Number of Devices |  | 6244.6788 | 16554.2071 | 5872.9077 | 5631.2258 | 5351.5985 | 5049.2595 | 4726.7036 | 4386.8764 | 4033.2176 | 3665.1725 | 3290.8829 | 2914.1209 | 2537.8311 | 2163.8146 | 1791.4023 | 1461.6456 | 1173.2211 | 924.3517 | 713.0044 | 536.9144 | 393.4833 | 279.7482 | 192.3074 | 127.3945 | 81.0493 | 49.3511 | 28.6608 | 15.8202 | 8.2707
High Electrification | Commercial | SH | Air Source Heat Pump | Other | 16 | Devices Per Thousand Ft2 |  | 0 | 13622.1851 | 3973.8748 | 4024.1441 | 3903.1021 | 3606.6823 | 3177.0353 | 2696.4769 | 2227.7622 | 1813.0118 | 5377.0055 | 5604.6104 | 5658.0391 | 5341.5868 | 4921.1171 | 4533.2369 | 4147.7835 | 3727.7218 | 3267.4836 | 2786.4037 | 2316.2227 | 1889.7068 | 1530.432 | 1248.7904 | 1042.384 | 900.6531 | 809.8462 | 756.3613 | 728.3252
High Electrification | Commercial | SH | Other | Other | 16 | Devices Per Thousand Ft2 |  | 0 | 61572.6024 | 0 | 0 | 0 | 0 | 0 | 0 | 0 | 0 | 0 | 0 | 0 | 0 | 0 | 0 | 0 | 0 | 0 | 0 | 0 | 0 | 0 | 0 | 0 | 0 | 0 | 0 | 0
High Electrification | Commercial | WH | Air Source Heat Pump | Other | 10 | Devices Per Thousand Ft2 |  | 0 | 270.842 | 133.3161 | 163.8868 | 198.2469 | 235.6663 | 267.9665 | 298.8463 | 326.814 | 353.9523 | 382.2859 | 422.7193 | 467.653 | 501.0009 | 504.8144 | 477.9784 | 423.5178 | 380.7168 | 348.9629 | 323.8785 | 302.224 | 282.1044 | 262.2185 | 241.8004 | 220.4612 | 198.189 | 175.3065 | 152.3001 | 129.6407
High Electrification | Commercial | WH | Other | Other | 10 | Devices Per Thousand Ft2 |  | 0 | 7053.0509 | 0 | 0 | 0 | 0 | 0 | 0 | 0 | 0 | 0 | 0 | 0 | 0 | 0 | 0 | 0 | 0 | 0 | 0 | 0 | 0 | 0 | 0 | 0 | 0 | 0 | 0 | 0
Modified Fuel Backup | Residential | SH | Air Source Heat Pump | Gas | 16 | Number of Devices |  | 20455.2272 | 3885.9339 | 5051.7905 | 6777.5474 | 8819.852 | 11134.2691 | 13700.2649 | 16501.7508 | 19531.2185 | 22798.3453 | 26401.5717 | 30387.41 | 34653.241 | 38948.5794 | 43013.7656 | 46611.093 | 49808.2256 | 52736.4829 | 55453.0702 | 57987.4297 | 60352.8533 | 62551.6637 | 64579.6965 | 66429.553 | 68093.6584 | 69567.013 | 70848.5244 | 71940.8624 | 72850.9388
Modified Fuel Backup | Residential | SH | Heat Pump with Fuel Backup | Gas | 16 | Number of Devices |  | 0 | 6244.6788 | 0 | 0 | 0 | 0 | 0 | 0 | 0 | 0 | 0 | 0 | 0 | 0 | 0 | 0 | 0 | 0 | 0 | 0 | 0 | 0 | 0 | 0 | 0 | 0 | 0 | 0 | 0
Modified Fuel Backup | Residential | SH | Ground Source Heat Pump | Gas | 16 | Number of Devices |  | 2272.803 | 382.1174 | 537.0667 | 724.5022 | 947.3165 | 1200.6695 | 1483.2183 | 1792.2096 | 2126.8592 | 2488.2972 | 2887.9636 | 3330.1133 | 3803.7922 | 4281.0767 | 4732.9887 | 5133.4101 | 5493.3647 | 5823.297 | 6129.5129 | 6415.2552 | 6681.9751 | 6929.8936 | 7158.5075 | 7366.9459 | 7554.3268 | 7720.0729 | 7864.0674 | 7986.6381 | 8088.6066
Modified Fuel Backup | Residential | SH | Gas | Gas | 16 | Number of Devices |  | 7415.4671 | 1291.9979 | 1766.1308 | 2295.9553 | 2859.176 | 3428.4634 | 3974.9527 | 4474.3147 | 4915.8144 | 5302.3969 | 5588.5402 | 5735.4417 | 5705.5551 | 5515.8808 | 5205.7023 | 4852.1752 | 4466.2144 | 4053.1982 | 3619.5721 | 3173.4534 | 2724.2729 | 2282.7828 | 1860.3818 | 1468.2193 | 1116.0303 | 811.0345 | 557.4216 | 356.572 | 207.4047
Modified Fuel Backup | Residential | SH | Gas | Gas | 16 | Number of Devices |  | 65800.3818 | 64664.8789 | 63178.5444 | 61315.7923 | 59027.512 | 56431.3492 | 53569.6246 | 50494.2248 | 47223.7528 | 43655.8978 | 39808.7539 | 35678.5897 | 31412.5066 | 27272.7559 | 23456.9313 | 20201.4053 | 17385.0368 | 14898.0111 | 12670.8364 | 10662.9766 | 8850.5007 | 7220.4573 | 5766.4906 | 4486.1709 | 3378.5959 | 2442.327 | 1674.3564 | 1070.0352 | 622.2419
Modified Fuel Backup | Residential | WH | Air Source Heat Pump | Gas | 10 | Number of Devices |  | 40483.2555 | 10242.0444 | 14200.264 | 18727.9171 | 23782.8633 | 29192.8867 | 34919.6025 | 40917.6884 | 47134.2104 | 53446.6559 | 59859.0686 | 66313.3812 | 72764.2691 | 79184.0198 | 85504.2053 | 91170.5359 | 96203.4076 | 100630.2065 | 104482.2539 | 107794.4447 | 110606.8109 | 112964.9966 | 114921.4053 | 116534.0562 | 117863.9507 | 118971.4856 | 119912.7196 | 120736.3069 | 121481.6642
Modified Fuel Backup | Residential | WH | Gas | Gas | 10 | Number of Devices |  | 10934.5673 | 4923.2154 | 4806.6614 | 6168.4452 | 7520.4427 | 8790.6252 | 9862.2114 | 10738.7676 | 11394.0605 | 11830.6928 | 11981.8063 | 11973.4196 | 11774.6392 | 11281.5883 | 10368.4556 | 9199.6455 | 7837.8443 | 6645.3705 | 5636.6374 | 4786.0583 | 4070.251 | 3470.8519 | 2969.1627 | 2547.1471 | 2187.7247 | 1876.3567 | 1602.0417 | 1356.854 | 1134.9783
Modified Fuel Backup | Residential | WH | Gas | Gas | 10 | Number of Devices |  | 94473.4831 | 90982.8335 | 86770.5285 | 81946.975 | 76581.0947 | 70973.2991 | 65209.2015 | 59362.0679 | 53498.4123 | 47624.8092 | 41950.7322 | 36501.0394 | 31287.3073 | 26304.2674 | 21514.7002 | 17376.9044 | 13833.5539 | 10829.2361 | 8313.0212 | 6238.3663 | 4561.0728 | 3237.7501 | 2223.638 | 1472.2527 | 936.3803 | 570.0777 | 331.0506 | 182.7271 | 95.5277
Modified Fuel Backup | Commercial | SH | Air Source Heat Pump | Gas | 16 | Devices Per Thousand Ft2 |  | 3341.3597 | 817.8413 | 915.6139 | 1220.0757 | 1580.1322 | 1987.9777 | 2433.9053 | 2917.3643 | 3435.7917 | 3992.8179 | 4607.1756 | 5295.43 | 6034.2919 | 6767.5007 | 7435.4844 | 7998.7911 | 8476.4874 | 8921.0703 | 9341.2311 | 9737.5985 | 10109.2431 | 10454.6978 | 10771.993 | 11059.124 | 11314.4263 | 11537.0403 | 11727.099 | 11885.5446 | 12014.0297
Modified Fuel Backup | Commercial | SH | Heat Pump with Fuel Backup | Gas | 16 | Devices Per Thousand Ft2 |  | 33413.5967 | 6501.4629 | 8303.9128 | 11125.3972 | 14456.791 | 18214.8549 | 22374.8102 | 26894.6449 | 31767.3661 | 37023.1828 | 42843.9581 | 49243.779 | 56068.3242 | 62938.2177 | 69581.9986 | 75468.791 | 80760.6598 | 85611.1575 | 90112.9877 | 94313.8264 | 98235.0073 | 101879.7793 | 105240.7448 | 108305.1009 | 111059.8785 | 113496.5945 | 115613.5282 | 117415.5012 | 118914.5892
Modified Fuel Backup | Commercial | SH | Ground Source Heat Pump | Gas | 16 | Devices Per Thousand Ft2 |  | 371.2622 | 65862.8006 | 87.7298 | 118.3474 | 154.7441 | 196.1293 | 242.2836 | 292.7573 | 347.4223 | 406.4631 | 471.7486 | 543.9737 | 621.3491 | 699.3135 | 773.1333 | 838.5421 | 897.3407 | 951.2351 | 1001.2554 | 1047.9314 | 1091.5001 | 1131.9975 | 1169.3416 | 1203.39 | 1233.9986 | 1261.0733 | 1284.5948 | 1304.6167 | 1321.2732
Modified Fuel Backup | Commercial | SH | Gas | Gas | 16 | Devices Per Thousand Ft2 |  | 12113.1593 | 8992.3874 | 6245.1078 | 7708.6607 | 9198.1146 | 10655.3383 | 11903.1054 | 13035.5051 | 14028.0647 | 14877.9829 | 15441.3214 | 15781.252 | 15774.3322 | 15461.0745 | 14923.2611 | 14246.2098 | 12961.8881 | 11653.7677 | 10339.367 | 9035.881 | 7762.2883 | 6541.2902 | 5397.1178 | 4354.7438 | 3435.6853 | 2654.7188 | 2018.0827 | 1523.6941 | 1162.3826
Modified Fuel Backup | Commercial | SH | Gas | Gas | 16 | Devices Per Thousand Ft2 |  | 107484.8691 | 107324.5966 | 104126.0997 | 101212.9759 | 97523.044 | 93240.1829 | 88457.7117 | 83279.0118 | 77753.7556 | 71729.1831 | 65233.2741 | 58280.9468 | 51312.3035 | 44550.0241 | 38316.8778 | 32998.9789 | 28398.4433 | 24335.8888 | 20697.8009 | 17417.9635 | 14457.2855 | 11794.611 | 9419.5576 | 7328.1564 | 5518.9336 | 3989.5391 | 2735.0598 | 1747.9017 | 1016.4317
Modified Fuel Backup | Commercial | WH | Air Source Heat Pump | Gas | 10 | Devices Per Thousand Ft2 |  | 51701.5473 | 107553.6945 | 18135.2911 | 23917.5995 | 30373.3189 | 37282.5109 | 44596.1535 | 52256.3656 | 60195.5445 | 68257.2282 | 76446.5809 | 84689.4444 | 92927.9341 | 101126.6582 | 109198.2268 | 116434.7509 | 122862.2788 | 128515.7855 | 133435.2715 | 137665.3016 | 141257.0011 | 144268.6623 | 146767.2103 | 148826.7418 | 150525.1627 | 151939.606 | 153141.6648 | 154193.4759 | 155145.3787
Modified Fuel Backup | Commercial | WH | Gas | Gas | 10 | Devices Per Thousand Ft2 |  | 13964.6389 | 3720.6642 | 4875.1711 | 6324.5937 | 7725.6049 | 8993.1367 | 10055.5541 | 10882.359 | 11454.1843 | 11754.6169 | 11679.082 | 11285.1768 | 10605.4672 | 9659.7432 | 8457.4307 | 7219.0624 | 5996.0264 | 4878.7403 | 3891.4153 | 3042.8628 | 2333.9218 | 1759.1011 | 1306.8514 | 961.3974 | 704.6112 | 518.0383 | 384.5703 | 289.4741 | 220.8624
Modified Fuel Backup | Commercial | WH | Gas | Gas | 10 | Devices Per Thousand Ft2 |  | 120652.976 | 119959.6707 | 112668.5201 | 106933.2397 | 100558.0208 | 93916.3718 | 87003.9536 | 79965.7452 | 72865.9598 | 65741.9412 | 58889.3547 | 52491.5142 | 46457.5751 | 40557.215 | 34493.4215 | 28835.9893 | 23553.7545 | 19121.9883 | 15467.1355 | 12468.9066 | 10025.8278 | 8056.1421 | 6484.601 | 5241.1934 | 4260.2161 | 3482.8292 | 2859.5038 | 2350.2962 | 1923.9723
Modified Fuel Backup | Residential | SH | Air Source Heat Pump | Fuel Oil | 16 | Number of Devices |  | 4565.9425 | 809.4832 | 1099.5284 | 1480.7981 | 1933.727 | 2448.4791 | 3021.0933 | 3646.6097 | 4323.2226 | 5053.5241 | 5860.8089 | 6755.3091 | 7713.8449 | 8677.8349 | 9586.2915 | 10386.5726 | 11101.2914 | 11757.498 | 12367.7655 | 12937.9328 | 13470.4149 | 13965.3629 | 14421.565 | 14837.1536 | 15210.2962 | 15539.8318 | 15825.5751 | 16068.2602 | 16269.6099
Modified Fuel Backup | Residential | SH | Other | Fuel Oil | 16 | Number of Devices |  | 13396.497 | 14694.024 | 13713.8914 | 13553.7635 | 13298.1801 | 12945.5441 | 12490.3356 | 11935.5821 | 11290.2741 | 10556.655 | 9751.5613 | 8787.2775 | 7696.7881 | 6587.0658 | 5758.1733 | 5033.1334 | 4389.8022 | 3807.1989 | 3272.658 | 2779.6665 | 2325.3115 | 1909.1513 | 1532.1988 | 1196.2059 | 902.9469 | 653.5833 | 448.3525 | 286.5979 | 166.6717
Modified Fuel Backup | Residential | WH | Air Source Heat Pump | Fuel Oil | 10 | Number of Devices |  | 3058.4169 | 108258.632 | 1072.7973 | 1414.8511 | 1796.7406 | 2205.4555 | 2638.0957 | 3091.2373 | 3560.8812 | 4037.772 | 4522.215 | 5009.8235 | 5497.1732 | 5982.1706 | 6459.6461 | 6887.7243 | 7267.9462 | 7602.3807 | 7893.394 | 8143.6224 | 8356.0902 | 8534.2457 | 8682.0479 | 8803.88 | 8904.3504 | 8988.0222 | 9059.1302 | 9121.3504 | 9177.6604
Modified Fuel Backup | Residential | WH | Other | Fuel Oil | 10 | Number of Devices |  | 7265.2753 | 15860.3227 | 11124.0035 | 11606.6425 | 12008.5433 | 12330.2025 | 12408.4024 | 12417.4864 | 12352.5969 | 12203.3673 | 11890.4107 | 11579.7417 | 11195.4641 | 10755.9465 | 10282.9035 | 9772.0976 | 8601.4902 | 7502.9506 | 6483.0406 | 5544.1508 | 4687.8222 | 3917.1683 | 3235.3983 | 2646.7632 | 2153.8271 | 1755.8376 | 1447.7883 | 1220.4646 | 1061.4335
Modified Fuel Backup | Commercial | SH | Air Source Heat Pump | Fuel Oil | 16 | Devices Per Thousand Ft2 |  | 3638.8145 | 2771.5696 | 2037.4183 | 2507.1904 | 2933.0623 | 3296.948 | 3628.3012 | 3947.1295 | 4277.4368 | 4624.6684 | 5016.827 | 5487.9699 | 6275.4397 | 7070.5802 | 7830.9509 | 8508.676 | 9121.6088 | 9686.769 | 10214.4022 | 10709.7151 | 11174.9561 | 11610.3291 | 12014.8247 | 12386.8087 | 12724.6165 | 13027.0875 | 13293.8307 | 13525.2069 | 13722.4169
Modified Fuel Backup | Commercial | SH | Other | Fuel Oil | 16 | Devices Per Thousand Ft2 |  | 10555.1399 | 131137.5483 | 10367.7243 | 10198.2692 | 9969.9803 | 9690.3694 | 9360.8934 | 8985.3502 | 8564.3843 | 8050.6264 | 7473.2243 | 6824.9618 | 6123.6825 | 5415.3359 | 4742.3666 | 4152.6547 | 3628.3512 | 3152.4407 | 2714.682 | 2309.8726 | 1935.7688 | 1592.1708 | 1280.0927 | 1001.1732 | 757.0813 | 548.9822 | 377.2714 | 241.593 | 140.7505
Modified Fuel Backup | Commercial | WH | Air Source Heat Pump | Fuel Oil | 10 | Devices Per Thousand Ft2 |  | 4810.2212 | 1723.5345 | 1936.7505 | 2541.0726 | 3221.9663 | 3957.2972 | 4727.5605 | 5534.8844 | 6370.5089 | 7199.2212 | 8044.1182 | 8918.8477 | 9803.4419 | 10663.9492 | 11465.178 | 12130.5172 | 12667.8029 | 13154.6214 | 13593.2895 | 13979.4415 | 14311.5418 | 14591.3404 | 14822.5977 | 15010.8377 | 15162.7244 | 15285.6158 | 15387.0147 | 15473.8534 | 15551.9139
Modified Fuel Backup | Commercial | WH | Other | Fuel Oil | 10 | Devices Per Thousand Ft2 |  | 11304.649 | 24446.3849 | 10722.5644 | 10325.1812 | 9860.2104 | 9348.421 | 8793.8056 | 8201.2831 | 7576.8027 | 6892.9226 | 6195.7812 | 5492.447 | 4788.4581 | 4087.2169 | 3389.8287 | 2770.7905 | 2228.0169 | 1758.5423 | 1358.8915 | 1025.1198 | 752.615 | 536.0322 | 369.1447 | 244.9786 | 156.1362 | 95.242 | 55.4112 | 30.6406 | 16.0475
Modified Fuel Backup | Residential | SH | Air Source Heat Pump | Electric | 16 | Number of Devices |  | 31522.7539 | 9540.4428 | 10870.1979 | 12624.4874 | 14488.8932 | 16465.881 | 18526.3833 | 20642.182 | 22768.2566 | 24830.6135 | 26772.4416 | 28632.1192 | 30426.3793 | 32133.6948 | 33673.6621 | 35053.4294 | 36249.304 | 37325.6915 | 38296.9119 | 39170.3112 | 39950.0302 | 40638.9216 | 41240.2657 | 41759.7199 | 42206.8345 | 42595.7373 | 42944.1821 | 43270.5027 | 43589.3301
Modified Fuel Backup | Residential | SH | Electric Resistance | Electric | 16 | Number of Devices |  | 26481.504 | 32653.9149 | 24203.2425 | 22907.717 | 21470.6202 | 19920.4861 | 18276.5749 | 16577.2348 | 14866.9817 | 13151.9651 | 11550.1735 | 10032.8014 | 8578.4351 | 7209.5759 | 5967.546 | 4882.1082 | 3940.2573 | 3121.0121 | 2410.5891 | 1801.9475 | 1291.2251 | 875.9654 | 553.3206 | 318.1524 | 161.343 | 68.9986 | 23.3283 | 5.679 | 0.86901
Modified Fuel Backup | Residential | WH | Air Source Heat Pump | Electric | 10 | Number of Devices |  | 79788.5484 | 27022.6322 | 32743.8249 | 38475.5236 | 43689.0813 | 48214.4883 | 51974.2069 | 55003.9123 | 57391.6835 | 65175.2316 | 73253.5412 | 81415.5865 | 89102.7368 | 96141.6766 | 102483.3358 | 108200.038 | 113240.3686 | 117616.4994 | 121302.1639 | 124310.6851 | 126703.6233 | 128577.5602 | 130043.8826 | 131210.449 | 132169.8669 | 132995.1687 | 133740.1742 | 134441.8583 | 135123.5256
Modified Fuel Backup | Residential | WH | Electric Resistance | Electric | 10 | Number of Devices |  | 93606.9471 | 99134.4071 | 83541.8568 | 78751.8604 | 74423.0468 | 70794.5266 | 67930.1412 | 65800.3125 | 64314.6633 | 57293.2514 | 49968.3968 | 42594.0666 | 35706.1207 | 29452.8391 | 23767.8473 | 18668.7468 | 14201.5343 | 10419.7849 | 7348.9493 | 4968.948 | 3213.2 | 1982.1829 | 1162.4839 | 645.0493 | 336.665 | 164.2868 | 74.6169 | 31.4692 | 12.309
Modified Fuel Backup | Commercial | SH | Air Source Heat Pump | Electric | 16 | Devices Per Thousand Ft2 |  | 9240.8671 | 3198.7365 | 3250.2171 | 3793.9203 | 4347.9478 | 4911.8036 | 5463.7603 | 6012.9564 | 6549.7996 | 7026.9058 | 7445.3537 | 7862.0052 | 8238.0949 | 8547.5747 | 8768.7908 | 8909.6507 | 8928.0115 | 8930.829 | 8933.4299 | 8939.6896 | 8950.4149 | 8966.2886 | 8988.0471 | 9016.5762 | 9052.6265 | 9096.626 | 9148.5565 | 9207.9308 | 9273.8713
Modified Fuel Backup | Commercial | SH | Electric Resistance | Electric | 16 | Devices Per Thousand Ft2 |  | 11518.2676 | 22585.2742 | 11042.0211 | 10797.0125 | 10541.8904 | 10277.2141 | 10006.447 | 9737.2604 | 9478.3539 | 9175.684 | 8893.488 | 8633.3305 | 8407.6692 | 8244.0891 | 8166.3872 | 8168.96 | 8220.5658 | 8290.8385 | 8365.339 | 8440.7087 | 8516.6176 | 8593.058 | 8670.0335 | 8747.5478 | 8825.6046 | 8904.2079 | 8983.3614 | 9063.069 | 9143.3345
Modified Fuel Backup | Commercial | WH | Air Source Heat Pump | Electric | 10 | Devices Per Thousand Ft2 |  | 53360.9334 | 25116.4421 | 23120.3523 | 27119.1232 | 30839.0941 | 34128.4101 | 36940.6527 | 39264.9398 | 41136.1479 | 42408.2914 | 43317.3714 | 43941.7545 | 44423.8117 | 44817.22 | 45123.829 | 45314.0473 | 45497.6699 | 45687.4576 | 45896.5136 | 46120.0498 | 46352.3571 | 46590.6648 | 46833.72 | 47081.9733 | 47337.7439 | 47605.0312 | 47888.6288 | 48192.4506 | 48517.3759
Modified Fuel Backup | Commercial | WH | Electric Resistance | Electric | 10 | Devices Per Thousand Ft2 |  | 61572.6024 | 85039.1206 | 55503.8681 | 52582.8064 | 49969.949 | 47798.6645 | 46120.0074 | 44922.2789 | 44151.6611 | 43508.5775 | 43159.4462 | 43047.7951 | 43111.6551 | 43289.9879 | 43537.0597 | 43823.2484 | 44130.7485 | 44449.6199 | 44774.767 | 45103.8122 | 45435.7541 | 45770.2172 | 46107.0812 | 46446.3197 | 46787.937 | 47131.9465 | 47478.3643 | 47827.2071 | 48178.4917
Modified Fuel Backup | Residential | SH | Air Source Heat Pump | Other | 16 | Number of Devices |  | 2403.8989 | 21113.55 | 6475.9605 | 6690.7159 | 6685.798 | 6429.2778 | 6033.7276 | 5602.3454 | 5227.7219 | 4971.8516 | 10790.9722 | 11566.2865 | 12121.0064 | 12143.7052 | 11991.3129 | 11763.4951 | 11561.6954 | 11282.1627 | 10923.9879 | 10518.7259 | 10113.4416 | 9754.8702 | 9475.4211 | 9288.0638 | 9187.5062 | 9157.2984 | 9177.1468 | 9227.6521 | 9292.5714
Modified Fuel Backup | Residential | SH | Other | Other | 16 | Number of Devices |  | 7053.0509 | 100583.0759 | 6869.0702 | 6728.0891 | 6545.6329 | 6331.2543 | 6086.3765 | 5813.914 | 5514.6992 | 5178.2223 | 4801.5823 | 4380.2804 | 3925.9042 | 3467.9894 | 3031.5902 | 2649.8678 | 2311.1637 | 2004.432 | 1723.0044 | 1463.4519 | 1224.241 | 1005.139 | 806.6793 | 629.7841 | 475.3877 | 344.1016 | 236.0508 | 150.8894 | 87.7501
Modified Fuel Backup | Residential | WH | Air Source Heat Pump | Other | 10 | Number of Devices |  | 2628.7828 | 2598.0887 | 1378.8355 | 1676.4297 | 2013.7381 | 2377.8446 | 2761.9884 | 3160.3229 | 3565.2035 | 3967.6466 | 4330.2269 | 4729.8484 | 5127.6899 | 5511.0587 | 5860.3842 | 6143.4615 | 6391.0159 | 6630.4637 | 6862.9631 | 7074.8535 | 7257.6534 | 7411.2985 | 7538.8693 | 7644.122 | 7731.0176 | 7803.478 | 7865.1435 | 7919.1734 | 7968.1273
Modified Fuel Backup | Residential | WH | Other | Other | 10 | Number of Devices |  | 6244.6788 | 17596.2809 | 5872.9077 | 5631.2258 | 5351.5985 | 5049.2595 | 4726.7036 | 4386.8764 | 4033.2176 | 3665.1725 | 3290.8829 | 2914.1209 | 2537.8311 | 2163.8146 | 1791.4023 | 1461.6456 | 1175.7939 | 975.9574 | 783.2772 | 611.4149 | 468.853 | 355.6571 | 268.7478 | 204.3699 | 158.5636 | 127.408 | 107.2641 | 94.9737 | 87.9783
Modified Fuel Backup | Commercial | SH | Air Source Heat Pump | Other | 16 | Devices Per Thousand Ft2 |  | 0 | 13622.1851 | 3973.8748 | 4024.1441 | 3903.1021 | 3606.6823 | 3177.0353 | 2696.4769 | 2227.7622 | 1813.0118 | 1258.4435 | 968.7988 | 735.6562 | 564.5132 | 454.439 | 390.1294 | 355.4728 | 338.6532 | 331.8049 | 330.0839 | 330.7724 | 332.4945 | 334.6244 | 336.907 | 339.2489 | 341.6196 | 344.01 | 346.4179 | 348.8428
Modified Fuel Backup | Commercial | SH | Other | Other | 16 | Devices Per Thousand Ft2 |  | 0 | 61572.6024 | 0 | 0 | 0 | 0 | 0 | 0 | 0 | 0 | 0 | 0 | 0 | 63.86 | 178.3328 | 247.0718 | 286.1888 | 307.5001 | 318.8714 | 325.1471 | 329.0453 | 331.9419 | 334.463 | 336.864 | 339.2385 | 341.6173 | 344.0095 | 346.4178 | 348.8427
Modified Fuel Backup | Commercial | WH | Air Source Heat Pump | Other | 10 | Devices Per Thousand Ft2 |  | 0 | 270.842 | 133.3161 | 163.8868 | 198.2469 | 235.6663 | 267.9665 | 298.8463 | 326.814 | 353.9523 | 382.2859 | 422.7193 | 467.653 | 501.0009 | 504.8144 | 477.9784 | 423.5178 | 380.7168 | 348.9629 | 323.8785 | 302.224 | 282.1044 | 262.2185 | 241.8004 | 220.4612 | 198.189 | 175.3065 | 152.3001 | 129.6407
Modified Fuel Backup | Commercial | WH | Other | Other | 10 | Devices Per Thousand Ft2 |  | 0 | 7053.0509 | 0 | 0 | 0 | 0 | 0 | 0 | 0 | 0 | 0 | 0 | 0 | 0 | 0 | 0 | 0 | 0 | 0 | 0 | 0 | 0 | 0 | 0 | 0 | 0 | 0 | 0 | 0

## Energy Demand
<< Back to Directory
Final Energy Demand by Sector and End Use, 2020-2050
"Other fuel" includes liquid propane gas and other delivered fuels. "HVAC" includes both space heating and air condition.
High Electrification
| Sector | End Use | Demand Type | Unit | 2020 | 2021 | 2022 | 2023 | 2024 | 2025 | 2026 | 2027 | 2028 | 2029 | 2030 | 2031 | 2032 | 2033 | 2034 | 2035 | 2036 | 2037 | 2038 | 2039 | 2040 | 2041 | 2042 | 2043 | 2044 | 2045 | 2046 | 2047 | 2048 | 2049 | 2050
| Residential | HVAC | Natural Gas | MMBtu | 45322986.4985 | 44587063.2704 | 43667536.3443 | 42559331.3498 | 41242919.9725 | 39695336.112 | 37938338.2549 | 35990654.1285 | 33885012.072 | 31644235.9903 | 29262343.4147 | 26726722.375 | 24028003.7634 | 21238875.5741 | 18516770.2401 | 15995552.7064 | 13819837.8263 | 11914484.0445 | 10212747.3876 | 8674308.0012 | 7277558.0873 | 6011658.7662 | 4872180.088 | 3858385.348 | 2971153.5337 | 2211107.118 | 1577080.6536 | 1065451.5872 | 670324.3043 | 383434.2355 | 192870.6976
| Residential | WH | Natural Gas | MMBtu | 21163482.6198 | 20334222.403 | 19402542.2122 | 18388628.344 | 17309394.9527 | 16178100.6317 | 15027135.5327 | 13866381.8793 | 12705414.2785 | 11553162.1358 | 10416899.5341 | 9305109.1664 | 8217055.3886 | 7149536.7707 | 6097789.5143 | 5056470.0646 | 4131743.8176 | 3319689.1991 | 2616382.8574 | 2017499.4013 | 1517830.163 | 1110847.0823 | 788452.6195 | 541016.0488 | 357718.9565 | 227154.6951 | 138061.2226 | 80036.9309 | 44101.8792 | 23016.3424 | 11336.5932
| Residential | CK | Natural Gas | MMBtu | 6558091.9314 | 6508408.9406 | 6432587.8203 | 6327998.7187 | 6191328.0827 | 6019444.1184 | 5815237.2372 | 5580554.81 | 5318664.8058 | 5030954.1226 | 4714138.1701 | 4361992.0602 | 3970741.9473 | 3551185.8517 | 3130171.1161 | 2732168.1414 | 2384444.0273 | 2076337.5655 | 1797797.6393 | 1542749.6137 | 1308048.295 | 1092304.0786 | 895216.3264 | 717167.7038 | 558883.1911 | 421092.4317 | 304232.9234 | 208307.2966 | 132900.6366 | 77139.1221 | 39398.4158
| Residential | CD | Natural Gas | MMBtu | 1484605.7244 | 1471099.4717 | 1451645.0252 | 1425662.981 | 1392441.5513 | 1351343.6945 | 1303120.228 | 1248291.9708 | 1187686.4376 | 1121669.5176 | 1049516.0515 | 969889.3536 | 881977.4371 | 788200.0433 | 694471.5873 | 606117.7597 | 529047.9707 | 460815.6609 | 399142.5365 | 342656.1532 | 290649.2319 | 242812.5388 | 199082.3761 | 159548.8051 | 124379.4157 | 93743.8236 | 67746.9702 | 46396.5833 | 29606.4033 | 17186.6137 | 8778.7582
| Residential | OTH | Natural Gas | MMBtu | 363719.5648 | 366520.2054 | 369342.411 | 372186.3475 | 375052.1824 | 377715.0529 | 380396.8298 | 383097.6473 | 385817.6406 | 388556.9458 | 390849.4318 | 393155.4435 | 395475.0606 | 397808.3634 | 400155.4328 | 402236.241 | 404327.8695 | 406430.3744 | 408543.8123 | 410668.2402 | 412803.715 | 414950.2943 | 417108.0359 | 419276.9977 | 421457.238 | 423648.8157 | 425851.7895 | 428066.2188 | 430292.1632 | 432529.6824 | 434778.8368
| Residential | HVAC | Fuel Oil | MMBtu | 9137227.3822 | 9201468.1368 | 9184624.948 | 9084118.3895 | 8905426.983 | 8658069.0649 | 8356995.8655 | 8008323.469 | 7616868.6007 | 7184279.4422 | 6705928.073 | 6174576.1437 | 5586459.0248 | 4959130.5441 | 4332941.6354 | 3744487.1552 | 3233123.8029 | 2785192.2815 | 2387211.0905 | 2029871.2298 | 1706722.794 | 1413316.2399 | 1147347.6878 | 908782.9628 | 699025.8284 | 519296.5033 | 369691.747 | 249306.4672 | 156591.0559 | 89441.5352 | 44934.2303
| Residential | WH | Fuel Oil | MMBtu | 1811255.5405 | 1751022.4688 | 1684737.5243 | 1609828.4944 | 1525530.2804 | 1432392.5122 | 1333782.9978 | 1231615.875 | 1127857.8294 | 1024218.9792 | 921949.5434 | 821955.7375 | 724367.0158 | 628956.3141 | 535302.836 | 442928.0976 | 361206.7091 | 289692.6117 | 227952.2874 | 175528.6145 | 131898.8428 | 96437.4842 | 68395.4141 | 46902.8751 | 30998.2366 | 19677.8898 | 11957.3359 | 6930.9386 | 3818.7482 | 1992.8665 | 981.5497
| Residential | CK | Fuel Oil | MMBtu | 0 | 0 | 0 | 0 | 0 | 0 | 0 | 0 | 0 | 0 | 0 | 0 | 0 | 0 | 0 | 0 | 0 | 0 | 0 | 0 | 0 | 0 | 0 | 0 | 0 | 0 | 0 | 0 | 0 | 0 | 0
| Residential | CD | Fuel Oil | MMBtu | 0 | 0 | 0 | 0 | 0 | 0 | 0 | 0 | 0 | 0 | 0 | 0 | 0 | 0 | 0 | 0 | 0 | 0 | 0 | 0 | 0 | 0 | 0 | 0 | 0 | 0 | 0 | 0 | 0 | 0 | 0
| Residential | OTH | Fuel Oil | MMBtu | 0 | 0 | 0 | 0 | 0 | 0 | 0 | 0 | 0 | 0 | 0 | 0 | 0 | 0 | 0 | 0 | 0 | 0 | 0 | 0 | 0 | 0 | 0 | 0 | 0 | 0 | 0 | 0 | 0 | 0 | 0
| Residential | HVAC | Electricity | MMBtu | 20277513.2678 | 19864009.8424 | 19447678.1942 | 19012313.3181 | 18543089.9522 | 18029173.7416 | 17488192.8801 | 16901358.5954 | 16283209.7735 | 15650271.8507 | 15012924.3398 | 14410609.9448 | 13832817.8742 | 13275399.724 | 12752960.2121 | 12286638.641 | 11885547.2969 | 11539228.4908 | 11236730.0609 | 10972303.7458 | 10743899.7658 | 10551710.6222 | 10395782.9735 | 10274949.3093 | 10185856.5381 | 10123399.5547 | 10055423.0802 | 10001729.9011 | 9956346.0672 | 9914662.9278 | 9874003.2975
| Residential | WH | Electricity | MMBtu | 15965763.0589 | 15666819.599 | 15337120.6605 | 14995447.8629 | 14666248.5686 | 14374568.7391 | 14134037.5764 | 13950642.4977 | 13820203.6745 | 13731983.6289 | 13095978.0462 | 12415807.4125 | 11720152.7139 | 11065854.3973 | 10472096.9479 | 9937849.1212 | 9464590.3794 | 9057224.0574 | 8720173.6614 | 8454572.0034 | 8257077.8184 | 8120363.5869 | 8033898.4571 | 7986115.4701 | 7966137.1626 | 7964848.2312 | 7975280.339 | 7992530.3545 | 8013450.5112 | 8036247.9344 | 8060053.0834
| Residential | CK | Electricity | MMBtu | 1923392.9705 | 1928788.7511 | 1933581.5319 | 1937656.8047 | 1940916.6077 | 1943300.6909 | 1944077.7298 | 1943391.2183 | 1941499.0953 | 1938691.5614 | 1935163.2936 | 1932327.4857 | 1930003.1408 | 1928056.3527 | 1926614.0381 | 1929522.3702 | 1936354.9152 | 1943100.1829 | 1949758.1795 | 1956328.8929 | 1962812.335 | 1969295.7738 | 1975779.2134 | 1982262.6537 | 1988746.0903 | 1995229.5298 | 2001712.9646 | 2008196.4011 | 2014679.8406 | 2021163.277 | 2027646.7182
| Residential | CD | Electricity | MMBtu | 3491940.0951 | 3506575.0699 | 3519966.314 | 3531956.2993 | 3542394.2004 | 3551171.4212 | 3556908.7997 | 3559793.4378 | 3560170.3466 | 3558402.2746 | 3554674.1284 | 3551567.8915 | 3548824.7123 | 3546400.4587 | 3544706.3782 | 3544275.4819 | 3545272.4504 | 3547535.9286 | 3550872.7587 | 3555173.075 | 3560383.0291 | 3566628.3976 | 3573887.1873 | 3582133.4575 | 3591316.3879 | 3601340.5791 | 3612057.1081 | 3623273.9918 | 3634790.2777 | 3646443.2066 | 3658138.6368
| Residential | OTH | Electricity | MMBtu | 39454015.5781 | 39417753.8667 | 39428113.6312 | 39469283.1218 | 39566390.1118 | 39681645.2736 | 39808777.5801 | 39941690.7277 | 40081470.9644 | 40228826.6843 | 40353616.3322 | 40488577.0679 | 40631085.6143 | 40779964.1794 | 40935014.719 | 41077701.9078 | 41225438.6198 | 41377650.427 | 41533782.0903 | 41693524.0259 | 41856159.0673 | 42021732.849 | 42189684.8902 | 42359407.373 | 42530218.2321 | 42701536.3285 | 42872213.874 | 43041128.4229 | 43206958.3556 | 43368215.4478 | 43523368.2763
| Residential | HVAC | Other Fuel | MMBtu | 5101279.7641 | 5017535.8301 | 4908438.7429 | 4770980.6595 | 4620322.7894 | 4435457.6145 | 4220008.8488 | 3977516.2927 | 3713177.5695 | 3431015.5808 | 3132960.4925 | 2814809.9633 | 2478608.3731 | 2135924.3744 | 1807085.6855 | 1508541.1649 | 1254890.6483 | 1038385.6427 | 852015.5603 | 691089.0511 | 552420.6747 | 433522.1978 | 332579.6551 | 248367.4123 | 179842.4149 | 125680.9083 | 84147.1293 | 53400.0055 | 31603.3127 | 17039.0156 | 8098.2671
| Residential | WH | Other Fuel | MMBtu | 1472749.8595 | 1385001.2921 | 1294885.1475 | 1203908.4052 | 1117632.2714 | 1031715.251 | 947801.611 | 866094.5402 | 786771.3395 | 709926.9423 | 635761.6748 | 564192.4075 | 495010.8788 | 427886.0853 | 362468.2838 | 298458.1411 | 242123.2613 | 193101.861 | 151041.0419 | 115571.1551 | 86268.3348 | 62640.7841 | 44114.2223 | 30039.302 | 19716.4819 | 12433.9389 | 7509.0119 | 4327.8851 | 2372.3165 | 1232.3217 | 604.4412
| Residential | CK | Other Fuel | MMBtu | 618264.5136 | 622179.8199 | 626035.3084 | 629805.8093 | 633508.5774 | 637178.6944 | 640515.7211 | 643520.4319 | 646202.4302 | 648544.8746 | 650646.3276 | 652705.5656 | 654740.4841 | 656742.2413 | 658710.8953 | 660691.8405 | 662640.1215 | 664555.7918 | 666438.9064 | 668298.707 | 670126.1187 | 671950.97 | 673773.2624 | 675592.9958 | 677410.1688 | 679234.1594 | 681055.6502 | 682874.6433 | 684691.1392 | 686505.1357 | 688316.6357
| Residential | CD | Other Fuel | MMBtu | 0 | 0 | 0 | 0 | 0 | 0 | 0 | 0 | 0 | 0 | 0 | 0 | 0 | 0 | 0 | 0 | 0 | 0 | 0 | 0 | 0 | 0 | 0 | 0 | 0 | 0 | 0 | 0 | 0 | 0 | 0
| Residential | OTH | Other Fuel | MMBtu | 6410224.378 | 6459583.1057 | 6509321.8956 | 6559443.6742 | 6609951.3905 | 6656882.0454 | 6704145.9079 | 6751745.3439 | 6799682.7358 | 6847960.4832 | 6888363.4501 | 6929004.7944 | 6969885.9227 | 7011008.2497 | 7052373.1983 | 7089045.539 | 7125908.5758 | 7162963.3004 | 7200210.7095 | 7237651.8052 | 7275287.5946 | 7313119.0901 | 7351147.3094 | 7389373.2754 | 7427798.0164 | 7466422.5661 | 7505247.9634 | 7544275.2528 | 7583505.4841 | 7622939.7127 | 7662578.9992
| Commercial | HVAC | Natural Gas | MMBtu | 54157956.147 | 53572243.1868 | 52779644.4387 | 51754759.8913 | 50468362.479 | 48894974.9105 | 47059747.2798 | 44979753.9792 | 42683093.8862 | 40181639.6228 | 37449357.5454 | 34454417.276 | 31174962.2521 | 27704136.9992 | 24255147.704 | 21017920.7277 | 18198573.3432 | 15712433.5076 | 13481000.1102 | 11456762.3247 | 9614472.6841 | 7941827.5165 | 6434351.3945 | 5092154.6613 | 3917300.3947 | 2911288.3864 | 2072957.1313 | 1397587.0736 | 877177.8605 | 500381.5753 | 250920.5834
| Commercial | WH | Natural Gas | MMBtu | 13756197.4592 | 13459047.8784 | 13069633.4723 | 12594782.3713 | 12041534.1698 | 11416627.2478 | 10742656.829 | 10026879.7622 | 9276905.541 | 8500954.2437 | 7707757.0102 | 6908167.1587 | 6108648.8792 | 5314091.5113 | 4527191.1674 | 3748303.0156 | 3058292.1658 | 2454416.0682 | 1933097.3653 | 1490256.0616 | 1121303.5185 | 820935.4725 | 582952.0436 | 400192.7014 | 264707.0069 | 168132.0663 | 102197.4869 | 59243.3535 | 32639.5579 | 17030.9792 | 8386.8895
| Commercial | CK | Natural Gas | MMBtu | 7743632.9363 | 7584415.5116 | 7374722.6919 | 7117395.9421 | 6815250.786 | 6471048.1916 | 6096925.5472 | 5696721.7853 | 5274782.3023 | 4836010.8387 | 4385723.8423 | 3929986.0062 | 3473222.0652 | 3018860.8062 | 2568971.4509 | 2124183.0033 | 1730903.779 | 1387426.1485 | 1091514.7184 | 840635.2872 | 631979.3987 | 462365.1845 | 328145.3496 | 225172.6154 | 148892.6302 | 94549.6013 | 57462.2037 | 33307.2043 | 18349.1524 | 9574.051 | 4714.6393
| Commercial | OTH | Natural Gas | MMBtu | 2810501.0867 | 2844227.0997 | 2878357.8249 | 2912898.1188 | 2947852.8962 | 2983227.131 | 3019025.8566 | 3055254.1668 | 3091917.2168 | 3129020.2235 | 3150923.365 | 3172979.8286 | 3195190.6874 | 3217557.0222 | 3240079.9213 | 3262760.4808 | 3285599.8042 | 3308599.0028 | 3331759.1958 | 3355081.5102 | 3378567.0807 | 3402217.0503 | 3426032.5697 | 3450014.7976 | 3474164.9012 | 3498484.0555 | 3522973.4439 | 3547634.258 | 3572467.6978 | 3597474.9717 | 3622657.2965
| Commercial | HVAC | Fuel Oil | MMBtu | 1703525.0652 | 1699767.2356 | 1688817.3844 | 1669621.9409 | 1640853.3578 | 1601213.8135 | 1551153.8125 | 1490967.1496 | 1421526.8345 | 1343405.1175 | 1256098.738 | 1158707.07 | 1050766.8019 | 935619.8171 | 820683.9288 | 712517.8653 | 618195.8527 | 534802.2999 | 459644.6029 | 391131.567 | 328477.5527 | 271365.7654 | 219754.9198 | 173745.739 | 133478.0875 | 99040.4192 | 70401.0555 | 47385.607 | 29696.2879 | 16918.8344 | 8476.0449
| Commercial | WH | Fuel Oil | MMBtu | 0 | 0 | 0 | 0 | 0 | 0 | 0 | 0 | 0 | 0 | 0 | 0 | 0 | 0 | 0 | 0 | 0 | 0 | 0 | 0 | 0 | 0 | 0 | 0 | 0 | 0 | 0 | 0 | 0 | 0 | 0
| Commercial | CK | Fuel Oil | MMBtu | 1703525.0652 | 1699767.2356 | 1688817.3844 | 1669621.9409 | 1640853.3578 | 1601213.8135 | 1551153.8125 | 1490967.1496 | 1421526.8345 | 1343405.1175 | 1256098.738 | 1158707.07 | 1050766.8019 | 935619.8171 | 820683.9288 | 712517.8653 | 618195.8527 | 534802.2999 | 459644.6029 | 391131.567 | 328477.5527 | 271365.7654 | 219754.9198 | 173745.739 | 133478.0875 | 99040.4192 | 70401.0555 | 47385.607 | 29696.2879 | 16918.8344 | 8476.0449
| Commercial | OTH | Fuel Oil | MMBtu | 23052.89 | 22585.2605 | 21968.5256 | 21210.3504 | 20318.2079 | 19299.4998 | 18189.8989 | 17000.6388 | 15744.7044 | 14436.9132 | 13093.4102 | 11732.2135 | 10367.1182 | 9008.868 | 7664.0599 | 6334.9063 | 5160.2676 | 4134.9301 | 3252.0634 | 2503.9347 | 1882.0045 | 1376.645 | 976.8736 | 670.2514 | 443.1577 | 281.3963 | 171.0105 | 99.1213 | 54.6056 | 28.4913 | 14.0302
| Commercial | HVAC | Electricity | MMBtu | 7786678.8858 | 7708457.8285 | 7604135.0533 | 7473179.2175 | 7315443.703 | 7131557.6646 | 6929715.7175 | 6707946.5098 | 6473494.45 | 6233730.1778 | 5993352.3014 | 5765916.9524 | 5548314.4038 | 5339585.6645 | 5144769.0791 | 4970618.6548 | 4821165.4223 | 4692555.5748 | 4580406.3326 | 4481785.3079 | 4395017.1263 | 4319296.2865 | 4254020.3568 | 4198683.7369 | 4152634.6094 | 4114891.3881 | 4076483.6443 | 4043258.6788 | 4013499.3403 | 3985798.3056 | 3959205.6799
| Commercial | WH | Electricity | MMBtu | 6665035.4421 | 6469904.2266 | 6264838.4583 | 6058786.4845 | 5863061.8321 | 5688967.9267 | 5542570.1661 | 5426838.0304 | 5340565.2052 | 5279821.6852 | 4981344.1142 | 4670778.1865 | 4359163.7348 | 4069525.3988 | 3808115.6711 | 3572672.6354 | 3362807.335 | 3180389.0761 | 3027586.2692 | 2905349.5285 | 2812685.6152 | 2746756.4699 | 2703220.2536 | 2677181.6923 | 2663964.1552 | 2659589.2722 | 2660951.9189 | 2665794.5906 | 2672589.783 | 2680389.2754 | 2688661.087
| Commercial | CK | Electricity | MMBtu | 767643.5585 | 768397.4186 | 768884.4663 | 769280.9475 | 769809.6935 | 770693.3369 | 771784.5848 | 773141.9255 | 774741.6009 | 776506.2069 | 773250.5037 | 769725.5818 | 766148.8821 | 762973.8989 | 760323.7822 | 758153.9817 | 756456.8371 | 755269.167 | 754633.6811 | 754569.1034 | 755055.8714 | 756069.2087 | 757523.5984 | 759322.6231 | 761374.1717 | 763599.8858 | 765938.6069 | 768345.8709 | 770791.592 | 773257.0939 | 775731.8986
| Commercial | OTH | Electricity | MMBtu | 81305592.6645 | 80781680.6704 | 80365034.2392 | 80031863.2431 | 79890185.5444 | 79872428.8982 | 79957204.1411 | 80123731.8327 | 80351479.3024 | 80624794.5801 | 80649255.621 | 80711048.0025 | 80808937.1641 | 80944149.9179 | 81118135.8366 | 81331054.6263 | 81581505.8086 | 81866658.5592 | 82182557.7902 | 82524551.8216 | 82887788.7636 | 83271530.918 | 83671929.1774 | 84086082.2918 | 84512076.9977 | 84948834.2221 | 85395853.3707 | 85852918.5043 | 86319841.7425 | 86796293.4161 | 87281733.8149
| Commercial | HVAC | Other Fuel | MMBtu | 0 | 0 | 0 | 0 | 0 | 0 | 0 | 0 | 0 | 0 | 0 | 0 | 0 | 0 | 0 | 0 | 0 | 0 | 0 | 0 | 0 | 0 | 0 | 0 | 0 | 0 | 0 | 0 | 0 | 0 | 0
| Commercial | WH | Other Fuel | MMBtu | 0 | 0 | 0 | 0 | 0 | 0 | 0 | 0 | 0 | 0 | 0 | 0 | 0 | 0 | 0 | 0 | 0 | 0 | 0 | 0 | 0 | 0 | 0 | 0 | 0 | 0 | 0 | 0 | 0 | 0 | 0
| Commercial | CK | Other Fuel | MMBtu | 0 | 0 | 0 | 0 | 0 | 0 | 0 | 0 | 0 | 0 | 0 | 0 | 0 | 0 | 0 | 0 | 0 | 0 | 0 | 0 | 0 | 0 | 0 | 0 | 0 | 0 | 0 | 0 | 0 | 0 | 0
| Commercial | OTH | Other Fuel | MMBtu | 3388480.0849 | 3429141.8459 | 3470291.5481 | 3511935.0467 | 3554078.2672 | 3596727.2064 | 3639887.9329 | 3683566.5881 | 3727769.3872 | 3772502.6198 | 3798910.1382 | 3825502.5091 | 3852281.0267 | 3879246.9939 | 3906401.7228 | 3933746.5349 | 3961282.7606 | 3989011.74 | 4016934.8221 | 4045053.3659 | 4073368.7394 | 4101882.3206 | 4130595.4969 | 4159509.6653 | 4188626.233 | 4217946.6166 | 4247472.243 | 4277204.5487 | 4307144.9805 | 4337294.9954 | 4367656.0603
High Electrification with Fuel Backup
| Sector | End Use | Demand Type | Unit | 2020 | 2021 | 2022 | 2023 | 2024 | 2025 | 2026 | 2027 | 2028 | 2029 | 2030 | 2031 | 2032 | 2033 | 2034 | 2035 | 2036 | 2037 | 2038 | 2039 | 2040 | 2041 | 2042 | 2043 | 2044 | 2045 | 2046 | 2047 | 2048 | 2049 | 2050
| Residential | HVAC | Natural Gas | MMBtu | 45564398.438 | 44980821.9048 | 44254664.9727 | 43386550.3858 | 42362893.4433 | 41165304.2936 | 39805410.2053 | 38297161.7614 | 36665990.8293 | 34929959.9885 | 33084586.1317 | 31122687.8549 | 29036567.716 | 26881708.4236 | 24779052.1861 | 22831426.4391 | 21151384.6893 | 19678706.1643 | 18359549.1125 | 17161262.3247 | 16066522.4783 | 15067440.0246 | 14161119.7341 | 13347919.4242 | 12629719.6858 | 12008387.1918 | 11484547.4421 | 11057010.6703 | 10722849.6167 | 10477206.3251 | 10312000.4848
| Residential | WH | Natural Gas | MMBtu | 21163482.6198 | 20334222.403 | 19402542.2122 | 18388628.344 | 17309394.9527 | 16178100.6317 | 15027135.5327 | 13866381.8793 | 12705414.2785 | 11553162.1358 | 10416899.5341 | 9305109.1664 | 8217055.3886 | 7149536.7707 | 6097789.5143 | 5056470.0646 | 4131743.8176 | 3319689.1991 | 2616382.8574 | 2017499.4013 | 1517830.163 | 1110847.0823 | 788452.6195 | 541016.0488 | 357718.9565 | 227154.6951 | 138061.2226 | 80036.9309 | 44101.8792 | 23016.3424 | 11336.5932
| Residential | CK | Natural Gas | MMBtu | 6711596.6307 | 6760061.8656 | 6807777.161 | 6854742.5231 | 6900957.9348 | 6946423.3873 | 6988326.5941 | 7026667.5546 | 7061446.2855 | 7092662.7699 | 7120317.0142 | 7147643.1542 | 7174641.2047 | 7201311.1601 | 7227653.0089 | 7253666.7508 | 7279352.3841 | 7304709.9158 | 7329739.368 | 7354440.6964 | 7378813.9448 | 7403187.1811 | 7427560.4204 | 7451933.6621 | 7476306.8899 | 7500680.1288 | 7525053.3502 | 7549426.5777 | 7573799.8162 | 7598173.0436 | 7622546.2887
| Residential | CD | Natural Gas | MMBtu | 1520201.6587 | 1529347.4038 | 1538308.7268 | 1547056.8542 | 1555569.2853 | 1563836.8241 | 1571246.6001 | 1577839.692 | 1583672.1164 | 1588792.5469 | 1593227.4369 | 1597706.5399 | 1602247.396 | 1606912.4295 | 1611798.4255 | 1616953.7338 | 1622327.3741 | 1627819.2506 | 1633340.7705 | 1638832.8416 | 1644264.8344 | 1649699.1635 | 1655133.7001 | 1660568.2453 | 1666002.7886 | 1671437.3293 | 1676871.8727 | 1682306.4161 | 1687740.9556 | 1693175.4953 | 1698610.0394
| Residential | OTH | Natural Gas | MMBtu | 363719.5648 | 366520.2054 | 369342.411 | 372186.3475 | 375052.1824 | 377715.0529 | 380396.8298 | 383097.6473 | 385817.6406 | 388556.9458 | 390849.4318 | 393155.4435 | 395475.0606 | 397808.3634 | 400155.4328 | 402236.241 | 404327.8695 | 406430.3744 | 408543.8123 | 410668.2402 | 412803.715 | 414950.2943 | 417108.0359 | 419276.9977 | 421457.238 | 423648.8157 | 425851.7895 | 428066.2188 | 430292.1632 | 432529.6824 | 434778.8368
| Residential | HVAC | Fuel Oil | MMBtu | 9137227.3822 | 9201706.4044 | 9186014.8337 | 9088151.6687 | 8914050.7781 | 8673543.3878 | 8381670.7963 | 8044507.2625 | 7666662.0879 | 7249386.4896 | 6787386.621 | 6271211.8121 | 5695830.8003 | 5077834.9334 | 4457446.6185 | 3871731.665 | 3361446.0213 | 2912953.5546 | 2512639.492 | 2151088.9304 | 1821782.1473 | 1520251.163 | 1244276.5723 | 994113.5724 | 771677.9824 | 578820.3906 | 416272.648 | 283734.1189 | 180227.7372 | 104163.3198 | 52981.8619
| Residential | WH | Fuel Oil | MMBtu | 1811255.5405 | 1751022.4688 | 1684737.5243 | 1609828.4944 | 1525530.2804 | 1432392.5122 | 1333782.9978 | 1231615.875 | 1127857.8294 | 1024218.9792 | 921949.5434 | 821955.7375 | 724367.0158 | 628956.3141 | 535302.836 | 442928.0976 | 361206.7091 | 289692.6117 | 227952.2874 | 175528.6145 | 131898.8428 | 96437.4842 | 68395.4141 | 46902.8751 | 30998.2366 | 19677.8898 | 11957.3359 | 6930.9386 | 3818.7482 | 1992.8665 | 981.5497
| Residential | CK | Fuel Oil | MMBtu | 0 | 0 | 0 | 0 | 0 | 0 | 0 | 0 | 0 | 0 | 0 | 0 | 0 | 0 | 0 | 0 | 0 | 0 | 0 | 0 | 0 | 0 | 0 | 0 | 0 | 0 | 0 | 0 | 0 | 0 | 0
| Residential | CD | Fuel Oil | MMBtu | 0 | 0 | 0 | 0 | 0 | 0 | 0 | 0 | 0 | 0 | 0 | 0 | 0 | 0 | 0 | 0 | 0 | 0 | 0 | 0 | 0 | 0 | 0 | 0 | 0 | 0 | 0 | 0 | 0 | 0 | 0
| Residential | OTH | Fuel Oil | MMBtu | 0 | 0 | 0 | 0 | 0 | 0 | 0 | 0 | 0 | 0 | 0 | 0 | 0 | 0 | 0 | 0 | 0 | 0 | 0 | 0 | 0 | 0 | 0 | 0 | 0 | 0 | 0 | 0 | 0 | 0 | 0
| Residential | HVAC | Electricity | MMBtu | 21004953.9656 | 20643109.5484 | 20315574.6552 | 20006818.0669 | 19703106.7017 | 19394219.7122 | 19095173.0774 | 18782925.6044 | 18464724.0685 | 18148342.518 | 17837623.0073 | 17539765.1921 | 17255275.118 | 16998447.8745 | 16801100.262 | 16689245.0511 | 16658254.7216 | 16671814.1034 | 16697564.9107 | 16721903.6939 | 16744090.1388 | 16768693.6798 | 16800081.1356 | 16840630.2642 | 16889415.3802 | 16943861.9316 | 16975926.7098 | 17010962.263 | 17048698.6325 | 17088999.5401 | 17131668.3654
| Residential | WH | Electricity | MMBtu | 15965763.0589 | 15666819.599 | 15337120.6605 | 14995447.8629 | 14666248.5686 | 14374568.7391 | 14134037.5764 | 13950642.4977 | 13820203.6745 | 13731983.6289 | 13673295.4478 | 13639260.8821 | 13623672.1066 | 13621608.5734 | 13629472.7141 | 13645748.2285 | 13670033.3362 | 13701932.0556 | 13740583.5944 | 13784664.2849 | 13832579.0617 | 13883192.1858 | 13934960.155 | 13986586.9876 | 14037120.3029 | 14086003.7481 | 14133077.9763 | 14178528.8376 | 14222790.4832 | 14266421.2385 | 14309977.0569
| Residential | CK | Electricity | MMBtu | 1961899.1262 | 1976066.2324 | 1990014.1201 | 2003742.7913 | 2017252.2408 | 2030542.4661 | 2042791.3942 | 2053999.025 | 2064165.3633 | 2073290.4041 | 2081374.1494 | 2089361.985 | 2097253.9151 | 2105049.9382 | 2112750.0508 | 2120354.253 | 2127862.5441 | 2135274.9263 | 2142591.406 | 2149811.9702 | 2156936.6318 | 2164061.2899 | 2171185.9488 | 2178310.6084 | 2185435.264 | 2192559.9228 | 2199684.5765 | 2206809.232 | 2213933.8907 | 2221058.5462 | 2228183.2068
| Residential | CD | Electricity | MMBtu | 3538244.485 | 3563421.1906 | 3587805.9638 | 3611374.636 | 3634088.7396 | 3655905.5498 | 3675330.2746 | 3692371.5347 | 3707059.9698 | 3719405.8797 | 3729354.4421 | 3738942.6237 | 3748126.9886 | 3757030.6906 | 3765932.0943 | 3775061.745 | 3784460.3183 | 3794071.8413 | 3803861.6611 | 3813827.9576 | 3823977.4863 | 3834485.6636 | 3845358.3798 | 3856599.2026 | 3868200.4013 | 3880133.4376 | 3892344.4303 | 3904758.5972 | 3917295.1757 | 3929887.8538 | 3942498.0291
| Residential | OTH | Electricity | MMBtu | 39454015.5781 | 39417753.8667 | 39428113.6312 | 39469283.1218 | 39566390.1118 | 39681645.2736 | 39808777.5801 | 39941690.7277 | 40081470.9644 | 40228826.6843 | 40353616.3322 | 40488577.0679 | 40631085.6143 | 40779964.1794 | 40935014.719 | 41077701.9078 | 41225438.6198 | 41377650.427 | 41533782.0903 | 41693524.0259 | 41856159.0673 | 42021732.849 | 42189684.8902 | 42359407.373 | 42530218.2321 | 42701536.3285 | 42872213.874 | 43041128.4229 | 43206958.3556 | 43368215.4478 | 43523368.2763
| Residential | HVAC | Other Fuel | MMBtu | 5101279.7641 | 5017665.7567 | 4909181.5243 | 4773098.9385 | 4624796.9956 | 4443384.9829 | 4232468.8797 | 3995487.7981 | 3737451.5946 | 3462108.9279 | 3171017.3297 | 2858863.3583 | 2527134.6036 | 2187050.9976 | 1859011.419 | 1559804.1479 | 1304697.0776 | 1086018.071 | 896782.0035 | 732358.7752 | 589662.3204 | 466323.5352 | 360676.2603 | 271687.9889 | 198534.0545 | 140086.9676 | 94749.6086 | 60774.2097 | 36373.6837 | 19843.5819 | 9548.6506
| Residential | WH | Other Fuel | MMBtu | 1472749.8595 | 1385001.2921 | 1294885.1475 | 1203908.4052 | 1117632.2714 | 1031715.251 | 947801.611 | 866094.5402 | 786771.3395 | 709926.9423 | 635761.6748 | 564192.4075 | 495010.8788 | 427886.0853 | 362468.2838 | 298458.1411 | 242123.2613 | 193101.861 | 151041.0419 | 115571.1551 | 86268.3348 | 62640.7841 | 44114.2223 | 30039.302 | 19716.4819 | 12433.9389 | 7509.0119 | 4327.8851 | 2372.3165 | 1232.3217 | 604.4412
| Residential | CK | Other Fuel | MMBtu | 618264.5136 | 622179.8199 | 626035.3084 | 629805.8093 | 633508.5774 | 637178.6944 | 640515.7211 | 643520.4319 | 646202.4302 | 648544.8746 | 650646.3276 | 652705.5656 | 654740.4841 | 656742.2413 | 658710.8953 | 660691.8405 | 662640.1215 | 664555.7918 | 666438.9064 | 668298.707 | 670126.1187 | 671950.97 | 673773.2624 | 675592.9958 | 677410.1688 | 679234.1594 | 681055.6502 | 682874.6433 | 684691.1392 | 686505.1357 | 688316.6357
| Residential | CD | Other Fuel | MMBtu | 0 | 0 | 0 | 0 | 0 | 0 | 0 | 0 | 0 | 0 | 0 | 0 | 0 | 0 | 0 | 0 | 0 | 0 | 0 | 0 | 0 | 0 | 0 | 0 | 0 | 0 | 0 | 0 | 0 | 0 | 0
| Residential | OTH | Other Fuel | MMBtu | 6410224.378 | 6459583.1057 | 6509321.8956 | 6559443.6742 | 6609951.3905 | 6656882.0454 | 6704145.9079 | 6751745.3439 | 6799682.7358 | 6847960.4832 | 6888363.4501 | 6929004.7944 | 6969885.9227 | 7011008.2497 | 7052373.1983 | 7089045.539 | 7125908.5758 | 7162963.3004 | 7200210.7095 | 7237651.8052 | 7275287.5946 | 7313119.0901 | 7351147.3094 | 7389373.2754 | 7427798.0164 | 7466422.5661 | 7505247.9634 | 7544275.2528 | 7583505.4841 | 7622939.7127 | 7662578.9992
| Commercial | HVAC | Natural Gas | MMBtu | 54701728.6391 | 54462518.8176 | 54110052.8801 | 53631383.4735 | 53011374.2378 | 52237168.9434 | 51314151.2285 | 50252627.1969 | 49068015.4408 | 47764675.9346 | 46322924.8414 | 44730513.4793 | 42971025.6401 | 41094686.2705 | 39220161.301 | 37454178.8103 | 35914941.5419 | 34554522.8415 | 33328407.7139 | 32209768.9798 | 31184445.1725 | 30246762.0909 | 29394381.9559 | 28627778.315 | 27948859.1019 | 27359579.3193 | 26860703.2572 | 26451210.3822 | 26128374.2954 | 25887580.5901 | 25721081.936
| Commercial | WH | Natural Gas | MMBtu | 13756197.4592 | 13459047.8784 | 13069633.4723 | 12594782.3713 | 12041534.1698 | 11416627.2478 | 10742656.829 | 10026879.7622 | 9276905.541 | 8500954.2437 | 7707757.0102 | 6908167.1587 | 6108648.8792 | 5314091.5113 | 4527191.1674 | 3748303.0156 | 3058292.1658 | 2454416.0682 | 1933097.3653 | 1490256.0616 | 1121303.5185 | 820935.4725 | 582952.0436 | 400192.7014 | 264707.0069 | 168132.0663 | 102197.4869 | 59243.3535 | 32639.5579 | 17030.9792 | 8386.8895
| Commercial | CK | Natural Gas | MMBtu | 8074188.3557 | 8132515.3537 | 8189939.8062 | 8246461.7134 | 8302081.0751 | 8356797.8913 | 8407227.6169 | 8453370.2516 | 8495225.7956 | 8532794.2488 | 8566075.6113 | 8598962.1102 | 8631453.7454 | 8663550.517 | 8695252.425 | 8726559.4694 | 8757471.6501 | 8787988.9672 | 8818111.4207 | 8847839.0106 | 8877171.7369 | 8906504.4631 | 8935837.1894 | 8965169.9156 | 8994502.6419 | 9023835.3682 | 9053168.0944 | 9082500.8207 | 9111833.5469 | 9141166.273 | 9170498.9989
| Commercial | OTH | Natural Gas | MMBtu | 2810501.0867 | 2844227.0997 | 2878357.8249 | 2912898.1188 | 2947852.8962 | 2983227.131 | 3019025.8566 | 3055254.1668 | 3091917.2168 | 3129020.2235 | 3150923.365 | 3172979.8286 | 3195190.6874 | 3217557.0222 | 3240079.9213 | 3262760.4808 | 3285599.8042 | 3308599.0028 | 3331759.1958 | 3355081.5102 | 3378567.0807 | 3402217.0503 | 3426032.5697 | 3450014.7976 | 3474164.9012 | 3498484.0555 | 3522973.4439 | 3547634.258 | 3572467.6978 | 3597474.9717 | 3622657.2965
| Commercial | HVAC | Fuel Oil | MMBtu | 1703525.0652 | 1699818.8393 | 1689117.0214 | 1670491.1337 | 1642716.6674 | 1604570.3252 | 1556526.8267 | 1498872.9271 | 1432437.3273 | 1357706.6229 | 1274034.5449 | 1180040.084 | 1074987.8117 | 962012.7575 | 848504.0231 | 741114.5521 | 647210.5069 | 563851.4269 | 488283.3497 | 418872.8794 | 354822.77 | 295837.0299 | 241924.5168 | 193267.4697 | 150115.4595 | 112687.2748 | 81091.2246 | 55292.8075 | 35128.3623 | 20303.8321 | 10327.2744
| Commercial | WH | Fuel Oil | MMBtu | 17105.9652 | 28212.7783 | 42318.8529 | 59775.1482 | 81010.3962 | 106427.3955 | 135396.1545 | 167703.4261 | 202954.0743 | 240967.2227 | 282123.1673 | 327559.2507 | 377784.9553 | 431606.7764 | 485907.3235 | 537793.8612 | 583957.1894 | 625548.3432 | 663619.4628 | 698744.7995 | 731167.2234 | 760990.6733 | 788195.9372 | 812727.3332 | 834529.6569 | 853580.3628 | 869913.8836 | 883626.2775 | 894861.3603 | 903805.9987 | 910718.1884
| Commercial | CK | Fuel Oil | MMBtu | 1686419.1 | 1671606.061 | 1646798.1685 | 1610715.9855 | 1561706.2712 | 1498142.9297 | 1421130.6722 | 1331169.5011 | 1229483.253 | 1116739.4003 | 991911.3776 | 852480.8333 | 697202.8564 | 530405.9811 | 362596.6996 | 203320.6908 | 63253.3175 | 0 | 0 | 0 | 0 | 0 | 0 | 0 | 0 | 0 | 0 | 0 | 0 | 0 | 0
| Commercial | OTH | Fuel Oil | MMBtu | 23052.89 | 22585.2605 | 21968.5256 | 21210.3504 | 20318.2079 | 19299.4998 | 18189.8989 | 17000.6388 | 15744.7044 | 14436.9132 | 13093.4102 | 11732.2135 | 10367.1182 | 9008.868 | 7664.0599 | 6334.9063 | 5160.2676 | 4134.9301 | 3252.0634 | 2503.9347 | 1882.0045 | 1376.645 | 976.8736 | 670.2514 | 443.1577 | 281.3963 | 171.0105 | 99.1213 | 54.6056 | 28.4913 | 14.0302
| Commercial | HVAC | Electricity | MMBtu | 7926323.5854 | 7838177.6128 | 7736080.7752 | 7619559.1295 | 7488552.258 | 7343597.0014 | 7192034.2411 | 7030579.7357 | 6864485.6766 | 6698837.2539 | 6536707.6024 | 6381566.0692 | 6234179.1708 | 6100215.4152 | 5991653.3976 | 5918197.5743 | 5879721.0106 | 5863222.105 | 5856435.5653 | 5853180.7491 | 5851567.6807 | 5851415.3796 | 5852730.6053 | 5855718.1343 | 5860667.2653 | 5867869.4486 | 5869975.949 | 5874681.2471 | 5882057.306 | 5892075.4216 | 5904558.3597
| Commercial | WH | Electricity | MMBtu | 6665035.4421 | 6469904.2266 | 6264838.4583 | 6058786.4845 | 5863061.8321 | 5688967.9267 | 5542570.1661 | 5426838.0304 | 5340565.2052 | 5279821.6852 | 5239608.8235 | 5217805.8954 | 5210707.9205 | 5214315.0722 | 5224738.0164 | 5239083.6109 | 5255488.1682 | 5272837.0709 | 5290510.9453 | 5308193.4366 | 5325737.1504 | 5343316.6003 | 5360907.8981 | 5378502.7669 | 5396098.6137 | 5413694.7032 | 5431290.8472 | 5448887.0023 | 5466483.1592 | 5484079.3165 | 5501675.4738
| Commercial | CK | Electricity | MMBtu | 780562.1117 | 786200.8017 | 791752.2392 | 797216.4242 | 802593.3568 | 807883.0369 | 812758.2679 | 817219.0497 | 821265.3823 | 824897.2658 | 828114.7001 | 831293.9614 | 834435.0498 | 837537.9653 | 840602.7078 | 843629.2773 | 846617.6739 | 849567.8976 | 852479.9483 | 855353.8261 | 858189.5309 | 861025.2357 | 863860.9405 | 866696.6453 | 869532.3501 | 872368.0549 | 875203.7597 | 878039.4645 | 880875.1693 | 883710.8741 | 886546.5789
| Commercial | OTH | Electricity | MMBtu | 81305592.6645 | 80781680.6704 | 80365034.2392 | 80031863.2431 | 79890185.5444 | 79872428.8982 | 79957204.1411 | 80123731.8327 | 80351479.3024 | 80624794.5801 | 80649255.621 | 80711048.0025 | 80808937.1641 | 80944149.9179 | 81118135.8366 | 81331054.6263 | 81581505.8086 | 81866658.5592 | 82182557.7902 | 82524551.8216 | 82887788.7636 | 83271530.918 | 83671929.1774 | 84086082.2918 | 84512076.9977 | 84948834.2221 | 85395853.3707 | 85852918.5043 | 86319841.7425 | 86796293.4161 | 87281733.8149
| Commercial | HVAC | Other Fuel | MMBtu | 0 | 0 | 0 | 0 | 0 | 0 | 0 | 0 | 0 | 0 | 0 | 0 | 0 | 0 | 0 | 0 | 0 | 0 | 0 | 0 | 0 | 0 | 0 | 0 | 0 | 0 | 0 | 0 | 0 | 0 | 0
| Commercial | WH | Other Fuel | MMBtu | 0 | 0 | 0 | 0 | 0 | 0 | 0 | 0 | 0 | 0 | 0 | 0 | 0 | 0 | 0 | 0 | 0 | 0 | 0 | 0 | 0 | 0 | 0 | 0 | 0 | 0 | 0 | 0 | 0 | 0 | 0
| Commercial | CK | Other Fuel | MMBtu | 0 | 0 | 0 | 0 | 0 | 0 | 0 | 0 | 0 | 0 | 0 | 0 | 0 | 0 | 0 | 0 | 0 | 0 | 0 | 0 | 0 | 0 | 0 | 0 | 0 | 0 | 0 | 0 | 0 | 0 | 0
| Commercial | OTH | Other Fuel | MMBtu | 3388480.0849 | 3429141.8459 | 3470291.5481 | 3511935.0467 | 3554078.2672 | 3596727.2064 | 3639887.9329 | 3683566.5881 | 3727769.3872 | 3772502.6198 | 3798910.1382 | 3825502.5091 | 3852281.0267 | 3879246.9939 | 3906401.7228 | 3933746.5349 | 3961282.7606 | 3989011.74 | 4016934.8221 | 4045053.3659 | 4073368.7394 | 4101882.3206 | 4130595.4969 | 4159509.6653 | 4188626.233 | 4217946.6166 | 4247472.243 | 4277204.5487 | 4307144.9805 | 4337294.9954 | 4367656.0603
High Decarbonized Methane
| Sector | End Use | Demand Type | Unit | 2020 | 2021 | 2022 | 2023 | 2024 | 2025 | 2026 | 2027 | 2028 | 2029 | 2030 | 2031 | 2032 | 2033 | 2034 | 2035 | 2036 | 2037 | 2038 | 2039 | 2040 | 2041 | 2042 | 2043 | 2044 | 2045 | 2046 | 2047 | 2048 | 2049 | 2050
| High Decarbonized Methane | Residential | HVAC | Natural Gas | MMBtu | 46217565.5452 | 46039129.5765 | 45810988.2582 | 45539143.8613 | 45218962.7372 | 44841144.2182 | 44385701.9289 | 43855359.3534 | 43258170.9375 | 42600805.6105 | 41879993.0079 | 41148451.4236 | 40421822.32 | 39724693.0053 | 39070543.5604 | 38464268.4313 | 37903439.8578 | 37379567.2677 | 36883716.2204 | 36410113.2674 | 35956211.5586 | 35522518.6917 | 35108534.6699 | 34713092.8945 | 34333555.3264 | 33965538.9526 | 33603297.7538 | 33240481.9991 | 32871132.3795 | 32490658.3677 | 32096194.9902
| High Decarbonized Methane | Residential | WH | Natural Gas | MMBtu | 21920536.5898 | 21541236.3098 | 21131663.6161 | 20702721.1462 | 20266887.8393 | 19836036.0377 | 19412393.6033 | 19004056.499 | 18617137.0905 | 18255677.1176 | 17921012.4498 | 17652013.0005 | 17442946.2305 | 17285545.7564 | 17170319.7511 | 17088161.9966 | 17031564.4553 | 16995040.4856 | 16974848.9461 | 16968406.973 | 16973756.2818 | 16990136.82 | 17016075.1851 | 17050235.1037 | 17091393.3729 | 17138394.5036 | 17190093.5923 | 17245320.13 | 17302889.4069 | 17361666.0146 | 17420659.8703
| High Decarbonized Methane | Residential | CK | Natural Gas | MMBtu | 6707230.0339 | 6752894.5644 | 6797108.816 | 6839829.6797 | 6881031.6899 | 6920749.308 | 6956306.1502 | 6987837.5938 | 7015463.4258 | 7039166.0253 | 7058624.1028 | 7077251.4851 | 7095151.7468 | 7112755.9372 | 7130383.0362 | 7148273.9802 | 7166567.8881 | 7185268.149 | 7204327.2695 | 7223713.8171 | 7243424.5566 | 7263792.3012 | 7284825.8814 | 7306516.8653 | 7328827.6984 | 7351684.6708 | 7374978.9592 | 7398579.5419 | 7422357.7061 | 7446214.7053 | 7470095.7647
| High Decarbonized Methane | Residential | CD | Natural Gas | MMBtu | 1515750.9316 | 1522050.7515 | 1527460.7752 | 1531911.1978 | 1535356.8819 | 1537826.9903 | 1538849.1357 | 1538602.9503 | 1537265.479 | 1534866.6035 | 1531108.1836 | 1526900.8877 | 1522364.935 | 1517990.8173 | 1514186.0817 | 1511232.2306 | 1509215.6376 | 1508042.6622 | 1507581.4392 | 1507744.9991 | 1508501.5462 | 1509919.0594 | 1512004.4228 | 1514749.0033 | 1518115.153 | 1522028.936 | 1526381.2635 | 1531040.7272 | 1535878.2499 | 1540794.8375 | 1545735.5388
| High Decarbonized Methane | Residential | OTH | Natural Gas | MMBtu | 363719.5648 | 366520.2054 | 369342.411 | 372186.3475 | 375052.1824 | 377715.0529 | 380396.8298 | 383097.6473 | 385817.6406 | 388556.9458 | 390849.4318 | 393155.4435 | 395475.0606 | 397808.3634 | 400155.4328 | 402236.241 | 404327.8695 | 406430.3744 | 408543.8123 | 410668.2402 | 412803.715 | 414950.2943 | 417108.0359 | 419276.9977 | 421457.238 | 423648.8157 | 425851.7895 | 428066.2188 | 430292.1632 | 432529.6824 | 434778.8368
| High Decarbonized Methane | Residential | HVAC | Fuel Oil | MMBtu | 9349615.2681 | 9554810.8176 | 9716730.9595 | 9835338.8897 | 9919705.3216 | 9983383.4429 | 10033244.0651 | 10072478.3284 | 10100293.66 | 10114865.8173 | 10114204.9183 | 10102552.8289 | 10078545.5856 | 10041158.3287 | 9990284.3951 | 9927664.8103 | 9857706.0676 | 9787114.841 | 9722594.7717 | 9667569.0595 | 9619936.1079 | 9572217.9299 | 9513965.095 | 9438530.577 | 9347578.1016 | 9247353.8559 | 9142301.9149 | 9034063.8366 | 8923096.9823 | 8809508.6603 | 8693354.5804
| High Decarbonized Methane | Residential | WH | Fuel Oil | MMBtu | 1887864.2022 | 1876327.8926 | 1869084.7224 | 1862584.8784 | 1854978.1098 | 1845746.3131 | 1834524.7559 | 1822449.8726 | 1810965.7624 | 1801461.7269 | 1794946.1508 | 1792790.3302 | 1794731.1709 | 1799951.7693 | 1807329.7909 | 1815726.8139 | 1824217.4654 | 1832200.0799 | 1839393.1183 | 1845763.4316 | 1851436.0714 | 1856713.2685 | 1861818.72 | 1866954.2032 | 1872272.9152 | 1877865.6275 | 1883758.2945 | 1889919.8827 | 1896278.1969 | 1902740.3514 | 1909213.7779
| High Decarbonized Methane | Residential | CK | Fuel Oil | MMBtu | 0 | 0 | 0 | 0 | 0 | 0 | 0 | 0 | 0 | 0 | 0 | 0 | 0 | 0 | 0 | 0 | 0 | 0 | 0 | 0 | 0 | 0 | 0 | 0 | 0 | 0 | 0 | 0 | 0 | 0 | 0
| High Decarbonized Methane | Residential | CD | Fuel Oil | MMBtu | 0 | 0 | 0 | 0 | 0 | 0 | 0 | 0 | 0 | 0 | 0 | 0 | 0 | 0 | 0 | 0 | 0 | 0 | 0 | 0 | 0 | 0 | 0 | 0 | 0 | 0 | 0 | 0 | 0 | 0 | 0
| High Decarbonized Methane | Residential | OTH | Fuel Oil | MMBtu | 0 | 0 | 0 | 0 | 0 | 0 | 0 | 0 | 0 | 0 | 0 | 0 | 0 | 0 | 0 | 0 | 0 | 0 | 0 | 0 | 0 | 0 | 0 | 0 | 0 | 0 | 0 | 0 | 0 | 0 | 0
| High Decarbonized Methane | Residential | HVAC | Electricity | MMBtu | 21206850.888 | 20913467.1665 | 20655883.0934 | 20418876.7491 | 20188996.3781 | 19956103.5772 | 19733338.3077 | 19496329.2331 | 19250370.7554 | 19001547.4176 | 18753196.2356 | 18516877.219 | 18293809.1821 | 18095165.2465 | 17944836.0511 | 17861337.8455 | 17835115.8376 | 17834876.5744 | 17833669.8149 | 17820942.3937 | 17797083.3886 | 17767014.8108 | 17735076.1796 | 17703378.0335 | 17670654.1562 | 17634057.6365 | 17565377.0716 | 17489897.0034 | 17407381.4929 | 17317840.7495 | 17221379.3274
| High Decarbonized Methane | Residential | WH | Electricity | MMBtu | 15965763.0589 | 15666819.599 | 15337120.6605 | 14995447.8629 | 14666248.5686 | 14374568.7391 | 14134037.5764 | 13950642.4977 | 13820203.6745 | 13731983.6289 | 13673295.4478 | 13639260.8821 | 13623672.1066 | 13621608.5734 | 13629472.7141 | 13645748.2285 | 13670033.3362 | 13701932.0556 | 13740583.5944 | 13784664.2849 | 13832579.0617 | 13883192.1858 | 13934960.155 | 13986586.9876 | 14037120.3029 | 14086003.7481 | 14133077.9763 | 14178528.8376 | 14222790.4832 | 14266421.2385 | 14309977.0569
| High Decarbonized Methane | Residential | CK | Electricity | MMBtu | 1938277.0155 | 1945348.4338 | 1952383.115 | 1959274.6953 | 1965940.0829 | 1972325.809 | 1977649.3734 | 1981975.2006 | 1985427.7886 | 1988141.3339 | 1990200.3225 | 1992516.1219 | 1995106.8666 | 1998146.6758 | 2002021.9323 | 2007056.5371 | 2013151.3331 | 2019848.4699 | 2026712.0726 | 2033537.1154 | 2040276.2699 | 2047015.5813 | 2053754.895 | 2060494.2094 | 2067233.5199 | 2073972.8334 | 2080712.1421 | 2087451.4526 | 2094190.766 | 2100930.0764 | 2107669.3917
| High Decarbonized Methane | Residential | CD | Electricity | MMBtu | 3509838.4443 | 3526486.3193 | 3542568.3751 | 3557935.4366 | 3572452.4568 | 3586016.2011 | 3597182.8952 | 3606041.4477 | 3612773.7992 | 3617552.7954 | 3620427.6966 | 3623385.4197 | 3626404.7462 | 3629811.0578 | 3634329.9021 | 3640563.1872 | 3648426.4369 | 3657318.4982 | 3666687.5411 | 3676288.5129 | 3686071.8238 | 3696201.0388 | 3706681.6477 | 3717517.0881 | 3728699.9081 | 3740202.5984 | 3751973.2211 | 3763939.6908 | 3776024.1575 | 3788162.7007 | 3800318.1101
| High Decarbonized Methane | Residential | OTH | Electricity | MMBtu | 39454015.5781 | 39417753.8667 | 39428113.6312 | 39469283.1218 | 39566390.1118 | 39681645.2736 | 39808777.5801 | 39941690.7277 | 40081470.9644 | 40228826.6843 | 40353616.3322 | 40488577.0679 | 40631085.6143 | 40779964.1794 | 40935014.719 | 41077701.9078 | 41225438.6198 | 41377650.427 | 41533782.0903 | 41693524.0259 | 41856159.0673 | 42021732.849 | 42189684.8902 | 42359407.373 | 42530218.2321 | 42701536.3285 | 42872213.874 | 43041128.4229 | 43206958.3556 | 43368215.4478 | 43523368.2763
| High Decarbonized Methane | Residential | HVAC | Other Fuel | MMBtu | 5219855.1239 | 5210212.6437 | 5192806.3438 | 5165521.8053 | 5146551.7205 | 5114405.2766 | 5066459.218 | 5002725.8282 | 4923832.3291 | 4830583.5674 | 4725282.478 | 4605460.4714 | 4471663.9585 | 4324781.2558 | 4166522.756 | 3999557.3272 | 3826127.2727 | 3648868.1955 | 3470075.2123 | 3291416.2383 | 3113716.8928 | 2936192.7907 | 2757796.3194 | 2579519.5456 | 2404905.4427 | 2238058.2671 | 2080918.6777 | 1935044.3006 | 1800865.4613 | 1678251.1057 | 1566758.9391
| High Decarbonized Methane | Residential | WH | Other Fuel | MMBtu | 1535041.1228 | 1484113.769 | 1436573.9538 | 1392931.979 | 1358991.9682 | 1329443.2947 | 1303634.4907 | 1281579.6845 | 1263293.938 | 1248664.8278 | 1237766.187 | 1230575.6215 | 1226465.9142 | 1224527.5212 | 1223792.7458 | 1223490.7937 | 1222805.3103 | 1221298.8214 | 1218780.7209 | 1215283.4017 | 1210930.312 | 1206024.5653 | 1200850.7573 | 1195704.9752 | 1190862.4218 | 1186573.6941 | 1182969.4775 | 1180122.4267 | 1178022.6754 | 1176590.6845 | 1175699.5006
| High Decarbonized Methane | Residential | CK | Other Fuel | MMBtu | 618264.5136 | 622179.8199 | 626035.3084 | 629805.8093 | 633508.5774 | 637178.6944 | 640515.7211 | 643520.4319 | 646202.4302 | 648544.8746 | 650646.3276 | 652705.5656 | 654740.4841 | 656742.2413 | 658710.8953 | 660691.8405 | 662640.1215 | 664555.7918 | 666438.9064 | 668298.707 | 670126.1187 | 671950.97 | 673773.2624 | 675592.9958 | 677410.1688 | 679234.1594 | 681055.6502 | 682874.6433 | 684691.1392 | 686505.1357 | 688316.6357
| High Decarbonized Methane | Residential | CD | Other Fuel | MMBtu | 0 | 0 | 0 | 0 | 0 | 0 | 0 | 0 | 0 | 0 | 0 | 0 | 0 | 0 | 0 | 0 | 0 | 0 | 0 | 0 | 0 | 0 | 0 | 0 | 0 | 0 | 0 | 0 | 0 | 0 | 0
| High Decarbonized Methane | Residential | OTH | Other Fuel | MMBtu | 6410224.378 | 6459583.1057 | 6509321.8956 | 6559443.6742 | 6609951.3905 | 6656882.0454 | 6704145.9079 | 6751745.3439 | 6799682.7358 | 6847960.4832 | 6888363.4501 | 6929004.7944 | 6969885.9227 | 7011008.2497 | 7052373.1983 | 7089045.539 | 7125908.5758 | 7162963.3004 | 7200210.7095 | 7237651.8052 | 7275287.5946 | 7313119.0901 | 7351147.3094 | 7389373.2754 | 7427798.0164 | 7466422.5661 | 7505247.9634 | 7544275.2528 | 7583505.4841 | 7622939.7127 | 7662578.9992
| High Decarbonized Methane | Commercial | HVAC | Natural Gas | MMBtu | 55171279.8782 | 55225540.9998 | 55234037.9723 | 55187115.8122 | 55076884.9458 | 54900160.4099 | 54638501.7292 | 54296703.1816 | 53878141.8761 | 53375864.915 | 52760858.1566 | 52082050.3491 | 51344771.9047 | 50578469.5149 | 49805344.6165 | 49043048.7057 | 48302899.5542 | 47587200.8699 | 46894728.7353 | 46224856.1612 | 45578011.9823 | 44956389.4402 | 44359426.8595 | 43784870.4097 | 43228287.8688 | 42682906.2616 | 42139966.048 | 41589760.6593 | 41023286.6021 | 40433890.059 | 39817875.5521
| High Decarbonized Methane | Commercial | WH | Natural Gas | MMBtu | 14256842.8583 | 14273650.4749 | 14259771.0016 | 14217389.1656 | 14151122.4696 | 14066615.5484 | 13964190.0372 | 13847671.4428 | 13719203.3503 | 13579638.0164 | 13429120.9894 | 13294722.0673 | 13176736.4936 | 13075734.1821 | 12992328.7293 | 12926899.9522 | 12879359.8335 | 12849012.9512 | 12834529.0664 | 12834022.7492 | 12845219.2778 | 12866240.631 | 12894703.121 | 12928475.389 | 12965806.5481 | 13005372.5444 | 13046250.5759 | 13087847.4017 | 13129811.0439 | 13171948.7308 | 13214163.0359
| High Decarbonized Methane | Commercial | CK | Natural Gas | MMBtu | 8061549.1136 | 8109586.9576 | 8153280.6437 | 8192888.7123 | 8228957.6063 | 8262155.3239 | 8289847.8552 | 8312487.9235 | 8330329.2095 | 8343472.5747 | 8351935.2465 | 8361993.6279 | 8373682.6615 | 8387069.7952 | 8402227.6463 | 8419201.1662 | 8437979.9408 | 8458481.6739 | 8480548.9425 | 8503958.6203 | 8528441.5102 | 8554087.1024 | 8580613.3037 | 8607767.8822 | 8635343.6322 | 8663183.8608 | 8691179.3602 | 8719259.9242 | 8747383.8987 | 8775528.4702 | 8803682.1088
| High Decarbonized Methane | Commercial | OTH | Natural Gas | MMBtu | 2810501.0867 | 2844227.0997 | 2878357.8249 | 2912898.1188 | 2947852.8962 | 2983227.131 | 3019025.8566 | 3055254.1668 | 3091917.2168 | 3129020.2235 | 3150923.365 | 3172979.8286 | 3195190.6874 | 3217557.0222 | 3240079.9213 | 3262760.4808 | 3285599.8042 | 3308599.0028 | 3331759.1958 | 3355081.5102 | 3378567.0807 | 3402217.0503 | 3426032.5697 | 3450014.7976 | 3474164.9012 | 3498484.0555 | 3522973.4439 | 3547634.258 | 3572467.6978 | 3597474.9717 | 3622657.2965
| High Decarbonized Methane | Commercial | HVAC | Fuel Oil | MMBtu | 1743122.2068 | 1765039.462 | 1786658.057 | 1807693.0421 | 1827737.3804 | 1846316.0035 | 1862284.6097 | 1875265.6983 | 1885005.404 | 1891402.2778 | 1894508.8428 | 1895822.3391 | 1895691.1821 | 1894426.1771 | 1892217.0058 | 1889080.7325 | 1884862.2508 | 1879285.5203 | 1872033.1147 | 1862823.3061 | 1851462.394 | 1837927.1191 | 1822238.0702 | 1804506.1769 | 1784908.0777 | 1763658.7127 | 1740984.7791 | 1717101.8593 | 1692196.6268 | 1666413.9026 | 1639847.0261
| High Decarbonized Methane | Commercial | WH | Fuel Oil | MMBtu | 0 | 0 | 0 | 0 | 0 | 0 | 0 | 0 | 0 | 0 | 0 | 0 | 0 | 0 | 0 | 0 | 0 | 0 | 0 | 0 | 0 | 0 | 0 | 0 | 0 | 0 | 0 | 0 | 0 | 0 | 0
| High Decarbonized Methane | Commercial | CK | Fuel Oil | MMBtu | 1743122.2068 | 1765039.462 | 1786658.057 | 1807693.0421 | 1827737.3804 | 1846316.0035 | 1862284.6097 | 1875265.6983 | 1885005.404 | 1891402.2778 | 1894508.8428 | 1895822.3391 | 1895691.1821 | 1894426.1771 | 1892217.0058 | 1889080.7325 | 1884862.2508 | 1879285.5203 | 1872033.1147 | 1862823.3061 | 1851462.394 | 1837927.1191 | 1822238.0702 | 1804506.1769 | 1784908.0777 | 1763658.7127 | 1740984.7791 | 1717101.8593 | 1692196.6268 | 1666413.9026 | 1639847.0261
| High Decarbonized Methane | Commercial | OTH | Fuel Oil | MMBtu | 24027.9325 | 24201.4909 | 24372.3636 | 24540.5508 | 24706.0523 | 24868.8682 | 25018.9273 | 25156.2298 | 25280.7756 | 25392.5646 | 25491.597 | 25589.4544 | 25686.1368 | 25781.6443 | 25875.9768 | 25969.1343 | 26061.1169 | 26151.9245 | 26241.5572 | 26330.0149 | 26417.2976 | 26504.5804 | 26591.8631 | 26679.1459 | 26766.4286 | 26853.7113 | 26940.9941 | 27028.2768 | 27115.5596 | 27202.8423 | 27290.1251
| High Decarbonized Methane | Commercial | HVAC | Electricity | MMBtu | 8104937.143 | 8076988.8705 | 8035730.6711 | 7980983.2835 | 7913041.9345 | 7832702.0567 | 7746144.431 | 7649254.086 | 7545989.874 | 7440388.4109 | 7335426.5128 | 7237317.6238 | 7147532.767 | 7069582.451 | 7009718.6597 | 6972330.0286 | 6954359.585 | 6946892.7455 | 6941675.2678 | 6934552.7418 | 6924257.6709 | 6910783.0514 | 6894139.1264 | 6874457.4744 | 6851908.9322 | 6826658.2226 | 6791258.2929 | 6753353.0664 | 6713010.453 | 6670248.3125 | 6625019.0403
| High Decarbonized Methane | Commercial | WH | Electricity | MMBtu | 6665035.4421 | 6469904.2266 | 6264838.4583 | 6058786.4845 | 5863061.8321 | 5688967.9267 | 5542570.1661 | 5426838.0304 | 5340565.2052 | 5279821.6852 | 5239608.8235 | 5217805.8954 | 5210707.9205 | 5214315.0722 | 5224738.0164 | 5239083.6109 | 5255488.1682 | 5272837.0709 | 5290510.9453 | 5308193.4366 | 5325737.1504 | 5343316.6003 | 5360907.8981 | 5378502.7669 | 5396098.6137 | 5413694.7032 | 5431290.8472 | 5448887.0023 | 5466483.1592 | 5484079.3165 | 5501675.4738
| High Decarbonized Methane | Commercial | CK | Electricity | MMBtu | 767643.5585 | 768397.4186 | 768884.4663 | 769280.9475 | 769809.6935 | 770693.3369 | 771784.5848 | 773141.9255 | 774741.6009 | 776506.2069 | 778337.2908 | 780499.8547 | 782920.9256 | 785521.723 | 788225.6427 | 790975.7013 | 793735.1916 | 796482.16 | 799204.4074 | 801895.7028 | 804553.1431 | 807211.2873 | 809869.6649 | 812528.1127 | 815186.5799 | 817845.0518 | 820503.5248 | 823161.998 | 825820.4712 | 828478.9445 | 831137.4177
| High Decarbonized Methane | Commercial | OTH | Electricity | MMBtu | 81305592.6645 | 80781680.6704 | 80365034.2392 | 80031863.2431 | 79890185.5444 | 79872428.8982 | 79957204.1411 | 80123731.8327 | 80351479.3024 | 80624794.5801 | 80649255.621 | 80711048.0025 | 80808937.1641 | 80944149.9179 | 81118135.8366 | 81331054.6263 | 81581505.8086 | 81866658.5592 | 82182557.7902 | 82524551.8216 | 82887788.7636 | 83271530.918 | 83671929.1774 | 84086082.2918 | 84512076.9977 | 84948834.2221 | 85395853.3707 | 85852918.5043 | 86319841.7425 | 86796293.4161 | 87281733.8149
| High Decarbonized Methane | Commercial | HVAC | Other Fuel | MMBtu | 0 | 0 | 0 | 0 | 0 | 0 | 0 | 0 | 0 | 0 | 0 | 0 | 0 | 0 | 0 | 0 | 0 | 0 | 0 | 0 | 0 | 0 | 0 | 0 | 0 | 0 | 0 | 0 | 0 | 0 | 0
| High Decarbonized Methane | Commercial | WH | Other Fuel | MMBtu | 0 | 0 | 0 | 0 | 0 | 0 | 0 | 0 | 0 | 0 | 0 | 0 | 0 | 0 | 0 | 0 | 0 | 0 | 0 | 0 | 0 | 0 | 0 | 0 | 0 | 0 | 0 | 0 | 0 | 0 | 0
| High Decarbonized Methane | Commercial | CK | Other Fuel | MMBtu | 0 | 0 | 0 | 0 | 0 | 0 | 0 | 0 | 0 | 0 | 0 | 0 | 0 | 0 | 0 | 0 | 0 | 0 | 0 | 0 | 0 | 0 | 0 | 0 | 0 | 0 | 0 | 0 | 0 | 0 | 0
| High Decarbonized Methane | Commercial | OTH | Other Fuel | MMBtu | 3388480.0849 | 3429141.8459 | 3470291.5481 | 3511935.0467 | 3554078.2672 | 3596727.2064 | 3639887.9329 | 3683566.5881 | 3727769.3872 | 3772502.6198 | 3798910.1382 | 3825502.5091 | 3852281.0267 | 3879246.9939 | 3906401.7228 | 3933746.5349 | 3961282.7606 | 3989011.74 | 4016934.8221 | 4045053.3659 | 4073368.7394 | 4101882.3206 | 4130595.4969 | 4159509.6653 | 4188626.233 | 4217946.6166 | 4247472.243 | 4277204.5487 | 4307144.9805 | 4337294.9954 | 4367656.0603
Mitigation Working Group Scenario
| Sector | End Use | Demand Type | Unit | 2020 | 2021 | 2022 | 2023 | 2024 | 2025 | 2026 | 2027 | 2028 | 2029 | 2030 | 2031 | 2032 | 2033 | 2034 | 2035 | 2036 | 2037 | 2038 | 2039 | 2040 | 2041 | 2042 | 2043 | 2044 | 2045 | 2046 | 2047 | 2048 | 2049 | 2050
| Modified Fuel Backup | Residential | HVAC | Natural Gas | MMBtu | 45322986.4985 | 44587063.2704 | 43667536.3443 | 42559331.3498 | 41242919.9725 | 39695336.112 | 37938338.2549 | 35990654.1285 | 33885012.072 | 31644235.9903 | 29262343.4147 | 26726722.375 | 24028003.7634 | 21238875.5741 | 18516770.2401 | 15995552.7064 | 13819837.8263 | 11914484.0445 | 10212747.3876 | 8674308.0012 | 7277558.0873 | 6011658.7662 | 4872180.088 | 3858385.348 | 2971153.5337 | 2211107.118 | 1577080.6536 | 1065451.5872 | 670324.3043 | 383434.2355 | 192870.6976
| Modified Fuel Backup | Residential | WH | Natural Gas | MMBtu | 21163482.6198 | 20334222.403 | 19402542.2122 | 18388628.344 | 17309394.9527 | 16178100.6317 | 15027135.5327 | 13866381.8793 | 12705414.2785 | 11553162.1358 | 10416899.5341 | 9305109.1664 | 8217055.3886 | 7149536.7707 | 6097789.5143 | 5056470.0646 | 4131743.8176 | 3319689.1991 | 2616382.8574 | 2017499.4013 | 1517830.163 | 1110847.0823 | 788452.6195 | 541016.0488 | 357718.9565 | 227154.6951 | 138061.2226 | 80036.9309 | 44101.8792 | 23016.3424 | 11336.5932
| Modified Fuel Backup | Residential | CK | Natural Gas | MMBtu | 6558091.9314 | 6508408.9406 | 6432587.8203 | 6327998.7187 | 6191328.0827 | 6019444.1184 | 5815237.2372 | 5580554.81 | 5318664.8058 | 5030954.1226 | 4714138.1701 | 4361992.0602 | 3970741.9473 | 3551185.8517 | 3130171.1161 | 2732168.1414 | 2384444.0273 | 2076337.5655 | 1797797.6393 | 1542749.6137 | 1308048.295 | 1092304.0786 | 895216.3264 | 717167.7038 | 558883.1911 | 421092.4317 | 304232.9234 | 208307.2966 | 132900.6366 | 77139.1221 | 39398.4158
| Modified Fuel Backup | Residential | CD | Natural Gas | MMBtu | 1484605.7244 | 1471099.4717 | 1451645.0252 | 1425662.981 | 1392441.5513 | 1351343.6945 | 1303120.228 | 1248291.9708 | 1187686.4376 | 1121669.5176 | 1049516.0515 | 969889.3536 | 881977.4371 | 788200.0433 | 694471.5873 | 606117.7597 | 529047.9707 | 460815.6609 | 399142.5365 | 342656.1532 | 290649.2319 | 242812.5388 | 199082.3761 | 159548.8051 | 124379.4157 | 93743.8236 | 67746.9702 | 46396.5833 | 29606.4033 | 17186.6137 | 8778.7582
| Modified Fuel Backup | Residential | OTH | Natural Gas | MMBtu | 363719.5648 | 366520.2054 | 369342.411 | 372186.3475 | 375052.1824 | 377715.0529 | 380396.8298 | 383097.6473 | 385817.6406 | 388556.9458 | 390849.4318 | 393155.4435 | 395475.0606 | 397808.3634 | 400155.4328 | 402236.241 | 404327.8695 | 406430.3744 | 408543.8123 | 410668.2402 | 412803.715 | 414950.2943 | 417108.0359 | 419276.9977 | 421457.238 | 423648.8157 | 425851.7895 | 428066.2188 | 430292.1632 | 432529.6824 | 434778.8368
| Modified Fuel Backup | Residential | HVAC | Fuel Oil | MMBtu | 9137227.3822 | 9201468.1368 | 9184624.948 | 9084118.3895 | 8905426.983 | 8658069.0649 | 8356995.8655 | 8008323.469 | 7616868.6007 | 7184279.4422 | 6705928.073 | 6174576.1437 | 5586459.0248 | 4959130.5441 | 4332941.6354 | 3744487.1552 | 3233123.8029 | 2785192.2815 | 2387211.0905 | 2029871.2298 | 1706722.794 | 1413316.2399 | 1147347.6878 | 908782.9628 | 699025.8284 | 519296.5033 | 369691.747 | 249306.4672 | 156591.0559 | 89441.5352 | 44934.2303
| Modified Fuel Backup | Residential | WH | Fuel Oil | MMBtu | 1811255.5405 | 1751022.4688 | 1684737.5243 | 1609828.4944 | 1525530.2804 | 1432392.5122 | 1333782.9978 | 1231615.875 | 1127857.8294 | 1024218.9792 | 921949.5434 | 821955.7375 | 724367.0158 | 628956.3141 | 535302.836 | 442928.0976 | 361206.7091 | 289692.6117 | 227952.2874 | 175528.6145 | 131898.8428 | 96437.4842 | 68395.4141 | 46902.8751 | 30998.2366 | 19677.8898 | 11957.3359 | 6930.9386 | 3818.7482 | 1992.8665 | 981.5497
| Modified Fuel Backup | Residential | CK | Fuel Oil | MMBtu | 0 | 0 | 0 | 0 | 0 | 0 | 0 | 0 | 0 | 0 | 0 | 0 | 0 | 0 | 0 | 0 | 0 | 0 | 0 | 0 | 0 | 0 | 0 | 0 | 0 | 0 | 0 | 0 | 0 | 0 | 0
| Modified Fuel Backup | Residential | CD | Fuel Oil | MMBtu | 0 | 0 | 0 | 0 | 0 | 0 | 0 | 0 | 0 | 0 | 0 | 0 | 0 | 0 | 0 | 0 | 0 | 0 | 0 | 0 | 0 | 0 | 0 | 0 | 0 | 0 | 0 | 0 | 0 | 0 | 0
| Modified Fuel Backup | Residential | OTH | Fuel Oil | MMBtu | 0 | 0 | 0 | 0 | 0 | 0 | 0 | 0 | 0 | 0 | 0 | 0 | 0 | 0 | 0 | 0 | 0 | 0 | 0 | 0 | 0 | 0 | 0 | 0 | 0 | 0 | 0 | 0 | 0 | 0 | 0
| Modified Fuel Backup | Residential | HVAC | Electricity | MMBtu | 20277513.2678 | 19864009.8424 | 19447678.1942 | 19012313.3181 | 18543089.9522 | 18029173.7416 | 17488192.8801 | 16901358.5954 | 16283209.7735 | 15650271.8507 | 15012924.3398 | 14410609.9448 | 13832817.8742 | 13275399.724 | 12752960.2121 | 12286638.641 | 11885547.2969 | 11539228.4908 | 11236730.0609 | 10972303.7458 | 10743899.7658 | 10551710.6222 | 10395782.9735 | 10274949.3093 | 10185856.5381 | 10123399.5547 | 10055423.0802 | 10001729.9011 | 9956346.0672 | 9914662.9278 | 9874003.2975
| Modified Fuel Backup | Residential | WH | Electricity | MMBtu | 15965763.0589 | 15666819.599 | 15337120.6605 | 14995447.8629 | 14666248.5686 | 14374568.7391 | 14134037.5764 | 13950642.4977 | 13820203.6745 | 13731983.6289 | 13095978.0462 | 12415807.4125 | 11720152.7139 | 11065854.3973 | 10472096.9479 | 9937849.1212 | 9464590.3794 | 9057224.0574 | 8720173.6614 | 8454572.0034 | 8257077.8184 | 8120363.5869 | 8033898.4571 | 7986115.4701 | 7966137.1626 | 7964848.2312 | 7975280.339 | 7992530.3545 | 8013450.5112 | 8036247.9344 | 8060053.0834
| Modified Fuel Backup | Residential | CK | Electricity | MMBtu | 1923392.9705 | 1928788.7511 | 1933581.5319 | 1937656.8047 | 1940916.6077 | 1943300.6909 | 1944077.7298 | 1943391.2183 | 1941499.0953 | 1938691.5614 | 1935163.2936 | 1932327.4857 | 1930003.1408 | 1928056.3527 | 1926614.0381 | 1929522.3702 | 1936354.9152 | 1943100.1829 | 1949758.1795 | 1956328.8929 | 1962812.335 | 1969295.7738 | 1975779.2134 | 1982262.6537 | 1988746.0903 | 1995229.5298 | 2001712.9646 | 2008196.4011 | 2014679.8406 | 2021163.277 | 2027646.7182
| Modified Fuel Backup | Residential | CD | Electricity | MMBtu | 3491940.0951 | 3506575.0699 | 3519966.314 | 3531956.2993 | 3542394.2004 | 3551171.4212 | 3556908.7997 | 3559793.4378 | 3560170.3466 | 3558402.2746 | 3554674.1284 | 3551567.8915 | 3548824.7123 | 3546400.4587 | 3544706.3782 | 3544275.4819 | 3545272.4504 | 3547535.9286 | 3550872.7587 | 3555173.075 | 3560383.0291 | 3566628.3976 | 3573887.1873 | 3582133.4575 | 3591316.3879 | 3601340.5791 | 3612057.1081 | 3623273.9918 | 3634790.2777 | 3646443.2066 | 3658138.6368
| Modified Fuel Backup | Residential | OTH | Electricity | MMBtu | 39454015.5781 | 39417753.8667 | 39428113.6312 | 39469283.1218 | 39566390.1118 | 39681645.2736 | 39808777.5801 | 39941690.7277 | 40081470.9644 | 40228826.6843 | 40353616.3322 | 40488577.0679 | 40631085.6143 | 40779964.1794 | 40935014.719 | 41077701.9078 | 41225438.6198 | 41377650.427 | 41533782.0903 | 41693524.0259 | 41856159.0673 | 42021732.849 | 42189684.8902 | 42359407.373 | 42530218.2321 | 42701536.3285 | 42872213.874 | 43041128.4229 | 43206958.3556 | 43368215.4478 | 43523368.2763
| Modified Fuel Backup | Residential | HVAC | Other Fuel | MMBtu | 5101279.7641 | 5017535.8301 | 4908438.7429 | 4770980.6595 | 4620322.7894 | 4435457.6145 | 4220008.8488 | 3977516.2927 | 3713177.5695 | 3431015.5808 | 3132960.4925 | 2814809.9633 | 2478608.3731 | 2135924.3744 | 1807085.6855 | 1508541.1649 | 1254890.6483 | 1038385.6427 | 852015.5603 | 691089.0511 | 552420.6747 | 433522.1978 | 332579.6551 | 248367.4123 | 179842.4149 | 125680.9083 | 84147.1293 | 53400.0055 | 31603.3127 | 17039.0156 | 8098.2671
| Modified Fuel Backup | Residential | WH | Other Fuel | MMBtu | 1472749.8595 | 1385001.2921 | 1294885.1475 | 1203908.4052 | 1117632.2714 | 1031715.251 | 947801.611 | 866094.5402 | 786771.3395 | 709926.9423 | 635761.6748 | 564192.4075 | 495010.8788 | 427886.0853 | 362468.2838 | 298458.1411 | 242123.2613 | 193101.861 | 151041.0419 | 115571.1551 | 86268.3348 | 62640.7841 | 44114.2223 | 30039.302 | 19716.4819 | 12433.9389 | 7509.0119 | 4327.8851 | 2372.3165 | 1232.3217 | 604.4412
| Modified Fuel Backup | Residential | CK | Other Fuel | MMBtu | 618264.5136 | 622179.8199 | 626035.3084 | 629805.8093 | 633508.5774 | 637178.6944 | 640515.7211 | 643520.4319 | 646202.4302 | 648544.8746 | 650646.3276 | 652705.5656 | 654740.4841 | 656742.2413 | 658710.8953 | 660691.8405 | 662640.1215 | 664555.7918 | 666438.9064 | 668298.707 | 670126.1187 | 671950.97 | 673773.2624 | 675592.9958 | 677410.1688 | 679234.1594 | 681055.6502 | 682874.6433 | 684691.1392 | 686505.1357 | 688316.6357
| Modified Fuel Backup | Residential | CD | Other Fuel | MMBtu | 0 | 0 | 0 | 0 | 0 | 0 | 0 | 0 | 0 | 0 | 0 | 0 | 0 | 0 | 0 | 0 | 0 | 0 | 0 | 0 | 0 | 0 | 0 | 0 | 0 | 0 | 0 | 0 | 0 | 0 | 0
| Modified Fuel Backup | Residential | OTH | Other Fuel | MMBtu | 6410224.378 | 6459583.1057 | 6509321.8956 | 6559443.6742 | 6609951.3905 | 6656882.0454 | 6704145.9079 | 6751745.3439 | 6799682.7358 | 6847960.4832 | 6888363.4501 | 6929004.7944 | 6969885.9227 | 7011008.2497 | 7052373.1983 | 7089045.539 | 7125908.5758 | 7162963.3004 | 7200210.7095 | 7237651.8052 | 7275287.5946 | 7313119.0901 | 7351147.3094 | 7389373.2754 | 7427798.0164 | 7466422.5661 | 7505247.9634 | 7544275.2528 | 7583505.4841 | 7622939.7127 | 7662578.9992
| Modified Fuel Backup | Commercial | HVAC | Natural Gas | MMBtu | 54701728.6391 | 54462518.7527 | 54110052.4969 | 53631382.3451 | 53011371.786 | 52237164.4714 | 51314143.9847 | 50252616.4155 | 49068000.3936 | 47764655.9921 | 46322899.5592 | 44730483.09 | 42970990.7804 | 41094647.9019 | 39220120.4591 | 37454136.4232 | 35914898.1274 | 34554478.9686 | 33328364.0599 | 32209726.3043 | 31184404.2735 | 30246723.756 | 29394346.9149 | 28627747.1867 | 27948832.3435 | 27359557.1855 | 26860685.7763 | 26451197.3485 | 26128365.2715 | 25887574.9237 | 25721078.8136
| Modified Fuel Backup | Commercial | WH | Natural Gas | MMBtu | 13756197.4592 | 13459047.8784 | 13069633.4723 | 12594782.3713 | 12041534.1698 | 11416627.2478 | 10742656.829 | 10026879.7622 | 9276905.541 | 8500954.2437 | 7707757.0102 | 6908167.1587 | 6108648.8792 | 5314091.5113 | 4527191.1674 | 3748303.0156 | 3058292.1658 | 2454416.0682 | 1933097.3653 | 1490256.0616 | 1121303.5185 | 820935.4725 | 582952.0436 | 400192.7014 | 264707.0069 | 168132.0663 | 102197.4869 | 59243.3535 | 32639.5579 | 17030.9792 | 8386.8895
| Modified Fuel Backup | Commercial | CK | Natural Gas | MMBtu | 8074188.3557 | 8132515.3537 | 8189939.8062 | 8246461.7134 | 8302081.0751 | 8356797.8913 | 8407227.6169 | 8453370.2516 | 8495225.7956 | 8532794.2488 | 8566075.6113 | 8598962.1102 | 8631453.7454 | 8663550.517 | 8695252.425 | 8726559.4694 | 8757471.6501 | 8787988.9672 | 8818111.4207 | 8847839.0106 | 8877171.7369 | 8906504.4631 | 8935837.1894 | 8965169.9156 | 8994502.6419 | 9023835.3682 | 9053168.0944 | 9082500.8207 | 9111833.5469 | 9141166.273 | 9170498.9989
| Modified Fuel Backup | Commercial | OTH | Natural Gas | MMBtu | 2810501.0867 | 2844227.0997 | 2878357.8249 | 2912898.1188 | 2947852.8962 | 2983227.131 | 3019025.8566 | 3055254.1668 | 3091917.2168 | 3129020.2235 | 3150923.365 | 3172979.8286 | 3195190.6874 | 3217557.0222 | 3240079.9213 | 3262760.4808 | 3285599.8042 | 3308599.0028 | 3331759.1958 | 3355081.5102 | 3378567.0807 | 3402217.0503 | 3426032.5697 | 3450014.7976 | 3474164.9012 | 3498484.0555 | 3522973.4439 | 3547634.258 | 3572467.6978 | 3597474.9717 | 3622657.2965
| Modified Fuel Backup | Commercial | HVAC | Fuel Oil | MMBtu | 1703525.0652 | 1699818.8393 | 1689117.0214 | 1670491.1337 | 1642716.6674 | 1604570.3252 | 1556526.8267 | 1498872.9271 | 1432437.3273 | 1357706.6229 | 1274034.5449 | 1180040.084 | 1074987.8117 | 962012.7575 | 848504.0231 | 741114.5521 | 647210.5069 | 563851.4269 | 488283.3497 | 418872.8794 | 354822.77 | 295837.0299 | 241924.5168 | 193267.4697 | 150115.4595 | 112687.2748 | 81091.2246 | 55292.8075 | 35128.3623 | 20303.8321 | 10327.2744
| Modified Fuel Backup | Commercial | WH | Fuel Oil | MMBtu | 17105.9652 | 28212.7783 | 42318.8529 | 59775.1482 | 81010.3962 | 106427.3955 | 135396.1545 | 167703.4261 | 202954.0743 | 240967.2227 | 282123.1673 | 327559.2507 | 377784.9553 | 431606.7764 | 485907.3235 | 537793.8612 | 583957.1894 | 625548.3432 | 663619.4628 | 698744.7995 | 731167.2234 | 760990.6733 | 788195.9372 | 812727.3332 | 834529.6569 | 853580.3628 | 869913.8836 | 883626.2775 | 894861.3603 | 903805.9987 | 910718.1884
| Modified Fuel Backup | Commercial | CK | Fuel Oil | MMBtu | 1686419.1 | 1671606.061 | 1646798.1685 | 1610715.9855 | 1561706.2712 | 1498142.9297 | 1421130.6722 | 1331169.5011 | 1229483.253 | 1116739.4003 | 991911.3776 | 852480.8333 | 697202.8564 | 530405.9811 | 362596.6996 | 203320.6908 | 63253.3175 | 0 | 0 | 0 | 0 | 0 | 0 | 0 | 0 | 0 | 0 | 0 | 0 | 0 | 0
| Modified Fuel Backup | Commercial | OTH | Fuel Oil | MMBtu | 23052.89 | 22585.2605 | 21968.5256 | 21210.3504 | 20318.2079 | 19299.4998 | 18189.8989 | 17000.6388 | 15744.7044 | 14436.9132 | 13093.4102 | 11732.2135 | 10367.1182 | 9008.868 | 7664.0599 | 6334.9063 | 5160.2676 | 4134.9301 | 3252.0634 | 2503.9347 | 1882.0045 | 1376.645 | 976.8736 | 670.2514 | 443.1577 | 281.3963 | 171.0105 | 99.1213 | 54.6056 | 28.4913 | 14.0302
| Modified Fuel Backup | Commercial | HVAC | Electricity | MMBtu | 7926323.5854 | 7837980.7065 | 7734949.7726 | 7616305.8175 | 7481614.1626 | 7331110.3658 | 7171976.6289 | 7000807.8146 | 6822775.0012 | 6642897.6462 | 6464190.5174 | 6291153.388 | 6124631.7783 | 5970215.9421 | 5839500.3462 | 5741610.0294 | 5676022.1066 | 5629825.6004 | 5591068.7666 | 5553797.8817 | 5516209.9115 | 5478112.6113 | 5439513.0112 | 5400600.9432 | 5361638.6903 | 5322882.3707 | 5276943.2076 | 5231473.6633 | 5186503.1648 | 5141960.597 | 5097626.0364
| Modified Fuel Backup | Commercial | WH | Electricity | MMBtu | 6665035.4421 | 6469904.2266 | 6264838.4583 | 6058786.4845 | 5863061.8321 | 5688967.9267 | 5542570.1661 | 5426838.0304 | 5340565.2052 | 5279821.6852 | 5239608.8235 | 5217805.8954 | 5210707.9205 | 5214315.0722 | 5224738.0164 | 5239083.6109 | 5255488.1682 | 5272837.0709 | 5290510.9453 | 5308193.4366 | 5325737.1504 | 5343316.6003 | 5360907.8981 | 5378502.7669 | 5396098.6137 | 5413694.7032 | 5431290.8472 | 5448887.0023 | 5466483.1592 | 5484079.3165 | 5501675.4738
| Modified Fuel Backup | Commercial | CK | Electricity | MMBtu | 780562.1117 | 786200.8017 | 791752.2392 | 797216.4242 | 802593.3568 | 807883.0369 | 812758.2679 | 817219.0497 | 821265.3823 | 824897.2658 | 828114.7001 | 831293.9614 | 834435.0498 | 837537.9653 | 840602.7078 | 843629.2773 | 846617.6739 | 849567.8976 | 852479.9483 | 855353.8261 | 858189.5309 | 861025.2357 | 863860.9405 | 866696.6453 | 869532.3501 | 872368.0549 | 875203.7597 | 878039.4645 | 880875.1693 | 883710.8741 | 886546.5789
| Modified Fuel Backup | Commercial | OTH | Electricity | MMBtu | 81305592.6645 | 80781680.6704 | 80365034.2392 | 80031863.2431 | 79890185.5444 | 79872428.8982 | 79957204.1411 | 80123731.8327 | 80351479.3024 | 80624794.5801 | 80649255.621 | 80711048.0025 | 80808937.1641 | 80944149.9179 | 81118135.8366 | 81331054.6263 | 81581505.8086 | 81866658.5592 | 82182557.7902 | 82524551.8216 | 82887788.7636 | 83271530.918 | 83671929.1774 | 84086082.2918 | 84512076.9977 | 84948834.2221 | 85395853.3707 | 85852918.5043 | 86319841.7425 | 86796293.4161 | 87281733.8149
| Modified Fuel Backup | Commercial | HVAC | Other Fuel | MMBtu | 0 | 0 | 0 | 0 | 0 | 0 | 0 | 0 | 0 | 0 | 0 | 0 | 0 | 0 | 0 | 0 | 0 | 0 | 0 | 0 | 0 | 0 | 0 | 0 | 0 | 0 | 0 | 0 | 0 | 0 | 0
| Modified Fuel Backup | Commercial | WH | Other Fuel | MMBtu | 0 | 0 | 0 | 0 | 0 | 0 | 0 | 0 | 0 | 0 | 0 | 0 | 0 | 0 | 0 | 0 | 0 | 0 | 0 | 0 | 0 | 0 | 0 | 0 | 0 | 0 | 0 | 0 | 0 | 0 | 0
| Modified Fuel Backup | Commercial | CK | Other Fuel | MMBtu | 0 | 0 | 0 | 0 | 0 | 0 | 0 | 0 | 0 | 0 | 0 | 0 | 0 | 0 | 0 | 0 | 0 | 0 | 0 | 0 | 0 | 0 | 0 | 0 | 0 | 0 | 0 | 0 | 0 | 0 | 0
| Modified Fuel Backup | Commercial | OTH | Other Fuel | MMBtu | 3388480.0849 | 3429141.8459 | 3470291.5481 | 3511935.0467 | 3554078.2672 | 3596727.2064 | 3639887.9329 | 3683566.5881 | 3727769.3872 | 3772502.6198 | 3798910.1382 | 3825502.5091 | 3852281.0267 | 3879246.9939 | 3906401.7228 | 3933746.5349 | 3961282.7606 | 3989011.74 | 4016934.8221 | 4045053.3659 | 4073368.7394 | 4101882.3206 | 4130595.4969 | 4159509.6653 | 4188626.233 | 4217946.6166 | 4247472.243 | 4277204.5487 | 4307144.9805 | 4337294.9954 | 4367656.0603

## Incr. Electric Loads by Tech
<< Back to Directory
Incremental Electric Loads by Scenario, Sector and End Use, 2020-2050
** Note: loads are shown as incremental change from the 2020 Reference Scenario in the GGRA analysis
| Scenario | Year | Device | Total Load (MWh)
| High Electrification | 2021 | Residential Cooling Demand | -9576.0592
| High Electrification | 2021 | Residential SC Electric ASHP | 1817.9081
| High Electrification | 2021 | Residential Clothes Drying | 179381.3894
| High Electrification | 2021 | Residential Cooking | 155395.1603
| High Electrification | 2021 | Residential SH All Electric ASHP | 501561.8501
| High Electrification | 2021 | Residential SH Resistance | -1159902.6069
| High Electrification | 2021 | Residential SH Hybrid | 0
| High Electrification | 2021 | Residential SH Ground Source HP | 9116.3577
| High Electrification | 2021 | Residential HPWH | 538637.1225
| High Electrification | 2021 | Residential Resistance WH | -934756.7697
| High Electrification | 2022 | Residential Cooling Demand | -14292.6249
| High Electrification | 2022 | Residential SC Electric ASHP | 2338.3236
| High Electrification | 2022 | Residential Clothes Drying | 217308.2544
| High Electrification | 2022 | Residential Cooking | 190039.8174
| High Electrification | 2022 | Residential SH All Electric ASHP | 642626.4642
| High Electrification | 2022 | Residential SH Resistance | -1384053.565
| High Electrification | 2022 | Residential SH Hybrid | 0
| High Electrification | 2022 | Residential SH Ground Source HP | 13489.3092
| High Electrification | 2022 | Residential HPWH | 727505.3227
| High Electrification | 2022 | Residential Resistance WH | -1208350.3809
| High Electrification | 2023 | Residential Cooling Demand | -20089.3362
| High Electrification | 2023 | Residential SC Electric ASHP | 2775.705
| High Electrification | 2023 | Residential Clothes Drying | 258174.676
| High Electrification | 2023 | Residential Cooking | 227870.8656
| High Electrification | 2023 | Residential SH All Electric ASHP | 804168.5315
| High Electrification | 2023 | Residential SH Resistance | -1622981.5593
| High Electrification | 2023 | Residential SH Hybrid | 0
| High Electrification | 2023 | Residential SH Ground Source HP | 18795.0188
| High Electrification | 2023 | Residential HPWH | 930406.9599
| High Electrification | 2023 | Residential Resistance WH | -1485115.0922
| High Electrification | 2024 | Residential Cooling Demand | -27096.154
| High Electrification | 2024 | Residential SC Electric ASHP | 3081.7251
| High Electrification | 2024 | Residential Clothes Drying | 302454.5595
| High Electrification | 2024 | Residential Cooking | 269383.7407
| High Electrification | 2024 | Residential SH All Electric ASHP | 988524.3235
| High Electrification | 2024 | Residential SH Resistance | -1879465.4336
| High Electrification | 2024 | Residential SH Hybrid | 0
| High Electrification | 2024 | Residential SH Ground Source HP | 25125.8199
| High Electrification | 2024 | Residential HPWH | 1141584.0083
| High Electrification | 2024 | Residential Resistance WH | -1752845.126
| High Electrification | 2025 | Residential Cooling Demand | -35437.9979
| High Electrification | 2025 | Residential SC Electric ASHP | 3214.2727
| High Electrification | 2025 | Residential Clothes Drying | 350476.0074
| High Electrification | 2025 | Residential Cooking | 314952.219
| High Electrification | 2025 | Residential SH All Electric ASHP | 1197203.7425
| High Electrification | 2025 | Residential SH Resistance | -2155046.9292
| High Electrification | 2025 | Residential SH Hybrid | 0
| High Electrification | 2025 | Residential SH Ground Source HP | 32555.4337
| High Electrification | 2025 | Residential HPWH | 1355003.6022
| High Electrification | 2025 | Residential Resistance WH | -1999049.2895
| High Electrification | 2026 | Residential Cooling Demand | -39532.4847
| High Electrification | 2026 | Residential SC Electric ASHP | 3127.2155
| High Electrification | 2026 | Residential Clothes Drying | 401645.4359
| High Electrification | 2026 | Residential Cooking | 363962.3703
| High Electrification | 2026 | Residential SH All Electric ASHP | 1425097.7716
| High Electrification | 2026 | Residential SH Resistance | -2447271.0511
| High Electrification | 2026 | Residential SH Hybrid | 0
| High Electrification | 2026 | Residential SH Ground Source HP | 40836.7703
| High Electrification | 2026 | Residential HPWH | 1561871.0126
| High Electrification | 2026 | Residential Resistance WH | -2213357.7842
| High Electrification | 2027 | Residential Cooling Demand | -44800.5381
| High Electrification | 2027 | Residential SC Electric ASHP | 2833.1069
| High Electrification | 2027 | Residential Clothes Drying | 455352.3287
| High Electrification | 2027 | Residential Cooking | 415879.433
| High Electrification | 2027 | Residential SH All Electric ASHP | 1669049.8501
| High Electrification | 2027 | Residential SH Resistance | -2752323.0872
| High Electrification | 2027 | Residential SH Hybrid | 0
| High Electrification | 2027 | Residential SH Ground Source HP | 49856.7603
| High Electrification | 2027 | Residential HPWH | 1759518.2919
| High Electrification | 2027 | Residential Resistance WH | -2391565.8325
| High Electrification | 2028 | Residential Cooling Demand | -51143.6402
| High Electrification | 2028 | Residential SC Electric ASHP | 2379.4422
| High Electrification | 2028 | Residential Clothes Drying | 510523.2857
| High Electrification | 2028 | Residential Cooking | 469741.4247
| High Electrification | 2028 | Residential SH All Electric ASHP | 1924173.5519
| High Electrification | 2028 | Residential SH Resistance | -3063457.21
| High Electrification | 2028 | Residential SH Hybrid | 0
| High Electrification | 2028 | Residential SH Ground Source HP | 59455.0153
| High Electrification | 2028 | Residential HPWH | 1946869.6904
| High Electrification | 2028 | Residential Resistance WH | -2533727.5285
| High Electrification | 2029 | Residential Cooling Demand | -58529.2307
| High Electrification | 2029 | Residential SC Electric ASHP | 1843.6796
| High Electrification | 2029 | Residential Clothes Drying | 566054.4108
| High Electrification | 2029 | Residential Cooking | 524604.1356
| High Electrification | 2029 | Residential SH All Electric ASHP | 2186522.7439
| High Electrification | 2029 | Residential SH Resistance | -3373008.8156
| High Electrification | 2029 | Residential SH Hybrid | 0
| High Electrification | 2029 | Residential SH Ground Source HP | 69543.5248
| High Electrification | 2029 | Residential HPWH | 2123919.8372
| High Electrification | 2029 | Residential Resistance WH | -2642808.9604
| High Electrification | 2030 | Residential Cooling Demand | -67102.9327
| High Electrification | 2030 | Residential SC Electric ASHP | 1311.3298
| High Electrification | 2030 | Residential Clothes Drying | 621377.4105
| High Electrification | 2030 | Residential Cooking | 580090.7343
| High Electrification | 2030 | Residential SH All Electric ASHP | 2455699.1776
| High Electrification | 2030 | Residential SH Resistance | -3675569.8811
| High Electrification | 2030 | Residential SH Hybrid | 0
| High Electrification | 2030 | Residential SH Ground Source HP | 80201.0752
| High Electrification | 2030 | Residential HPWH | 2400285.0995
| High Electrification | 2030 | Residential Resistance WH | -3001475.3509
| High Electrification | 2031 | Residential Cooling Demand | -77256.1977
| High Electrification | 2031 | Residential SC Electric ASHP | 850.9274
| High Electrification | 2031 | Residential Clothes Drying | 675288.6203
| High Electrification | 2031 | Residential Cooking | 635397.6108
| High Electrification | 2031 | Residential SH All Electric ASHP | 2733362.2225
| High Electrification | 2031 | Residential SH Resistance | -3958662.1543
| High Electrification | 2031 | Residential SH Hybrid | 0
| High Electrification | 2031 | Residential SH Ground Source HP | 91746.1792
| High Electrification | 2031 | Residential HPWH | 2681466.2578
| High Electrification | 2031 | Residential Resistance WH | -3370015.3706
| High Electrification | 2032 | Residential Cooling Demand | -89176.0094
| High Electrification | 2032 | Residential SC Electric ASHP | 498.1846
| High Electrification | 2032 | Residential Clothes Drying | 728590.9465
| High Electrification | 2032 | Residential Cooking | 691293.4467
| High Electrification | 2032 | Residential SH All Electric ASHP | 3022188.7902
| High Electrification | 2032 | Residential SH Resistance | -4226082.5372
| High Electrification | 2032 | Residential SH Hybrid | 0
| High Electrification | 2032 | Residential SH Ground Source HP | 104291.9825
| High Electrification | 2032 | Residential HPWH | 2961185.8864
| High Electrification | 2032 | Residential Resistance WH | -3735758.0219
| High Electrification | 2033 | Residential Cooling Demand | -102493.6504
| High Electrification | 2033 | Residential SC Electric ASHP | 258.6912
| High Electrification | 2033 | Residential Clothes Drying | 781319.6683
| High Electrification | 2033 | Residential Cooking | 747512.7932
| High Electrification | 2033 | Residential SH All Electric ASHP | 3316124.3968
| High Electrification | 2033 | Residential SH Resistance | -4480347.7519
| High Electrification | 2033 | Residential SH Hybrid | 0
| High Electrification | 2033 | Residential SH Ground Source HP | 117478.8913
| High Electrification | 2033 | Residential HPWH | 3228503.3533
| High Electrification | 2033 | Residential Resistance WH | -4073978.1543
| High Electrification | 2034 | Residential Cooling Demand | -116215.0514
| High Electrification | 2034 | Residential SC Electric ASHP | 116.6661
| High Electrification | 2034 | Residential Clothes Drying | 831934.0031
| High Electrification | 2034 | Residential Cooking | 802029.5482
| High Electrification | 2034 | Residential SH All Electric ASHP | 3598456.6775
| High Electrification | 2034 | Residential SH Resistance | -4717488.9948
| High Electrification | 2034 | Residential SH Hybrid | 0
| High Electrification | 2034 | Residential SH Ground Source HP | 130443.9737
| High Electrification | 2034 | Residential HPWH | 3480159.8903
| High Electrification | 2034 | Residential Resistance WH | -4378943.3784
| High Electrification | 2035 | Residential Cooling Demand | -129411.4181
| High Electrification | 2035 | Residential SC Electric ASHP | 44.8077
| High Electrification | 2035 | Residential Clothes Drying | 878494.6665
| High Electrification | 2035 | Residential Cooking | 841941.5919
| High Electrification | 2035 | Residential SH All Electric ASHP | 3853465.5584
| High Electrification | 2035 | Residential SH Resistance | -4930057.1143
| High Electrification | 2035 | Residential SH Hybrid | 0
| High Electrification | 2035 | Residential SH Ground Source HP | 142422.9746
| High Electrification | 2035 | Residential HPWH | 3717127.625
| High Electrification | 2035 | Residential Resistance WH | -4654594.5746
| High Electrification | 2036 | Residential Cooling Demand | -140919.1417
| High Electrification | 2036 | Residential SC Electric ASHP | 14.3534
| High Electrification | 2036 | Residential Clothes Drying | 919461.0485
| High Electrification | 2036 | Residential Cooking | 866837.2761
| High Electrification | 2036 | Residential SH All Electric ASHP | 4065811.8639
| High Electrification | 2036 | Residential SH Resistance | -5114579.8337
| High Electrification | 2036 | Residential SH Hybrid | 0
| High Electrification | 2036 | Residential SH Ground Source HP | 152579.8188
| High Electrification | 2036 | Residential HPWH | 3926639.5104
| High Electrification | 2036 | Residential Resistance WH | -4902838.8288
| High Electrification | 2037 | Residential Cooling Demand | -151047.9646
| High Electrification | 2037 | Residential SC Electric ASHP | 3.7786
| High Electrification | 2037 | Residential Clothes Drying | 955600.9544
| High Electrification | 2037 | Residential Cooking | 889256.8979
| High Electrification | 2037 | Residential SH All Electric ASHP | 4242898.2763
| High Electrification | 2037 | Residential SH Resistance | -5272630.2977
| High Electrification | 2037 | Residential SH Hybrid | 0
| High Electrification | 2037 | Residential SH Ground Source HP | 161275.2398
| High Electrification | 2037 | Residential HPWH | 4109193.4918
| High Electrification | 2037 | Residential Resistance WH | -5122769.0516
| High Electrification | 2038 | Residential Cooling Demand | -160119.1062
| High Electrification | 2038 | Residential SC Electric ASHP | 0.80284
| High Electrification | 2038 | Residential Clothes Drying | 987809.9335
| High Electrification | 2038 | Residential Cooking | 909816.3397
| High Electrification | 2038 | Residential SH All Electric ASHP | 4392028.5081
| High Electrification | 2038 | Residential SH Resistance | -5407279.0811
| High Electrification | 2038 | Residential SH Hybrid | 0
| High Electrification | 2038 | Residential SH Ground Source HP | 168833.5709
| High Electrification | 2038 | Residential HPWH | 4265348.041
| High Electrification | 2038 | Residential Resistance WH | -5312615.6965
| High Electrification | 2039 | Residential Cooling Demand | -168338.2092
| High Electrification | 2039 | Residential SC Electric ASHP | 0.13476
| High Electrification | 2039 | Residential Clothes Drying | 1016663.5329
| High Electrification | 2039 | Residential Cooking | 928887.8023
| High Electrification | 2039 | Residential SH All Electric ASHP | 4517955.9732
| High Electrification | 2039 | Residential SH Resistance | -5521228.7156
| High Electrification | 2039 | Residential SH Hybrid | 0
| High Electrification | 2039 | Residential SH Ground Source HP | 175450.352
| High Electrification | 2039 | Residential HPWH | 4396026.0187
| High Electrification | 2039 | Residential Resistance WH | -5471404.2461
| High Electrification | 2040 | Residential Cooling Demand | -175807.2914
| High Electrification | 2040 | Residential SC Electric ASHP | 0.017447
| High Electrification | 2040 | Residential Clothes Drying | 1042473.0396
| High Electrification | 2040 | Residential Cooking | 946664.0457
| High Electrification | 2040 | Residential SH All Electric ASHP | 4623433.5892
| High Electrification | 2040 | Residential SH Resistance | -5617070.6689
| High Electrification | 2040 | Residential SH Hybrid | 0
| High Electrification | 2040 | Residential SH Ground Source HP | 181232.5869
| High Electrification | 2040 | Residential HPWH | 4502578.0926
| High Electrification | 2040 | Residential Resistance WH | -5599867.5339
| High Electrification | 2041 | Residential Cooling Demand | -182573.9187
| High Electrification | 2041 | Residential SC Electric ASHP | 0.0016971
| High Electrification | 2041 | Residential Clothes Drying | 1065458.1782
| High Electrification | 2041 | Residential Cooking | 963276.0081
| High Electrification | 2041 | Residential SH All Electric ASHP | 4710062.4951
| High Electrification | 2041 | Residential SH Resistance | -5697972.7471
| High Electrification | 2041 | Residential SH Hybrid | 0
| High Electrification | 2041 | Residential SH Ground Source HP | 186244.8645
| High Electrification | 2041 | Residential HPWH | 4586878.1265
| High Electrification | 2041 | Residential Resistance WH | -5700846.9275
| High Electrification | 2042 | Residential Cooling Demand | -188628.8965
| High Electrification | 2042 | Residential SC Electric ASHP | 0.00012059
| High Electrification | 2042 | Residential Clothes Drying | 1085714.402
| High Electrification | 2042 | Residential Cooking | 978742.381
| High Electrification | 2042 | Residential SH All Electric ASHP | 4778393.8456
| High Electrification | 2042 | Residential SH Resistance | -5766844.1327
| High Electrification | 2042 | Residential SH Hybrid | 0
| High Electrification | 2042 | Residential SH Ground Source HP | 190512.1541
| High Electrification | 2042 | Residential HPWH | 4650993.1645
| High Electrification | 2042 | Residential Resistance WH | -5778386.3277
| High Electrification | 2043 | Residential Cooling Demand | -193932.076
| High Electrification | 2043 | Residential SC Electric ASHP | 6.0741e-06
| High Electrification | 2043 | Residential Clothes Drying | 1103312.9042
| High Electrification | 2043 | Residential Cooking | 993040.125
| High Electrification | 2043 | Residential SH All Electric ASHP | 4828709.6839
| High Electrification | 2043 | Residential SH Resistance | -5825714.5038
| High Electrification | 2043 | Residential SH Hybrid | 0
| High Electrification | 2043 | Residential SH Ground Source HP | 194040.1176
| High Electrification | 2043 | Residential HPWH | 4697717.4466
| High Electrification | 2043 | Residential Resistance WH | -5837176.514
| High Electrification | 2044 | Residential Cooling Demand | -198425.2232
| High Electrification | 2044 | Residential SC Electric ASHP | 0
| High Electrification | 2044 | Residential Clothes Drying | 1118350.4798
| High Electrification | 2044 | Residential Cooking | 1006125.3469
| High Electrification | 2044 | Residential SH All Electric ASHP | 4861509.6206
| High Electrification | 2044 | Residential SH Resistance | -5875277.457
| High Electrification | 2044 | Residential SH Hybrid | 0
| High Electrification | 2044 | Residential SH Ground Source HP | 196823.7327
| High Electrification | 2044 | Residential HPWH | 4730686.3538
| High Electrification | 2044 | Residential Resistance WH | -5881805.1483
| High Electrification | 2045 | Residential Cooling Demand | -202046.3578
| High Electrification | 2045 | Residential SC Electric ASHP | 0
| High Electrification | 2045 | Residential Clothes Drying | 1130994.2208
| High Electrification | 2045 | Residential Cooking | 1017953.9513
| High Electrification | 2045 | Residential SH All Electric ASHP | 4877636.2883
| High Electrification | 2045 | Residential SH Resistance | -5915862.5175
| High Electrification | 2045 | Residential SH Hybrid | 0
| High Electrification | 2045 | Residential SH Ground Source HP | 198856.6826
| High Electrification | 2045 | Residential HPWH | 4753740.1323
| High Electrification | 2045 | Residential Resistance WH | -5916281.9016
| High Electrification | 2046 | Residential Cooling Demand | -209014.443
| High Electrification | 2046 | Residential SC Electric ASHP | 0
| High Electrification | 2046 | Residential Clothes Drying | 1141507.3324
| High Electrification | 2046 | Residential Cooking | 1028499.7452
| High Electrification | 2046 | Residential SH All Electric ASHP | 4878124.5986
| High Electrification | 2046 | Residential SH Resistance | -5948694.5847
| High Electrification | 2046 | Residential SH Hybrid | 0
| High Electrification | 2046 | Residential SH Ground Source HP | 200140.9328
| High Electrification | 2046 | Residential HPWH | 4770053.0972
| High Electrification | 2046 | Residential Resistance WH | -5943855.6562
| High Electrification | 2047 | Residential Cooling Demand | -215006.1065
| High Electrification | 2047 | Residential SC Electric ASHP | 0
| High Electrification | 2047 | Residential Clothes Drying | 1150237.3907
| High Electrification | 2047 | Residential Cooking | 1037763.1292
| High Electrification | 2047 | Residential SH All Electric ASHP | 4864278.7508
| High Electrification | 2047 | Residential SH Resistance | -5975903.7756
| High Electrification | 2047 | Residential SH Hybrid | 0
| High Electrification | 2047 | Residential SH Ground Source HP | 200691.4246
| High Electrification | 2047 | Residential HPWH | 4782094.5746
| High Electrification | 2047 | Residential Resistance WH | -5967018.6536
| High Electrification | 2048 | Residential Cooling Demand | -220029.523
| High Electrification | 2048 | Residential SC Electric ASHP | 0
| High Electrification | 2048 | Residential Clothes Drying | 1157558.7564
| High Electrification | 2048 | Residential Cooking | 1045769.9775
| High Electrification | 2048 | Residential SH All Electric ASHP | 4837484.5869
| High Electrification | 2048 | Residential SH Resistance | -5999806.2205
| High Electrification | 2048 | Residential SH Hybrid | 0
| High Electrification | 2048 | Residential SH Ground Source HP | 200535.3331
| High Electrification | 2048 | Residential HPWH | 4791670.2393
| High Electrification | 2048 | Residential Resistance WH | -5987588.9088
| High Electrification | 2049 | Residential Cooling Demand | -224120.0662
| High Electrification | 2049 | Residential SC Electric ASHP | 0
| High Electrification | 2049 | Residential Clothes Drying | 1163795.1251
| High Electrification | 2049 | Residential Cooking | 1052574.14
| High Electrification | 2049 | Residential SH All Electric ASHP | 4799105.2825
| High Electrification | 2049 | Residential SH Resistance | -6022229.5456
| High Electrification | 2049 | Residential SH Hybrid | 0
| High Electrification | 2049 | Residential SH Ground Source HP | 199712.5727
| High Electrification | 2049 | Residential HPWH | 4800058.9874
| High Electrification | 2049 | Residential Resistance WH | -6006817.326
| High Electrification | 2050 | Residential Cooling Demand | -227353.6624
| High Electrification | 2050 | Residential SC Electric ASHP | 0
| High Electrification | 2050 | Residential Clothes Drying | 1169181.2106
| High Electrification | 2050 | Residential Cooking | 1058275.2898
| High Electrification | 2050 | Residential SH All Electric ASHP | 4750515.7719
| High Electrification | 2050 | Residential SH Resistance | -6044153.9381
| High Electrification | 2050 | Residential SH Hybrid | 0
| High Electrification | 2050 | Residential SH Ground Source HP | 198282.2764
| High Electrification | 2050 | Residential HPWH | 4808122.8252
| High Electrification | 2050 | Residential Resistance WH | -6025508.0892
| High Electrification | 2021 | Commercial Cooling Demand | -5338.1591
| High Electrification | 2021 | Commercial SC Electric ASHP | 41.944
| High Electrification | 2021 | Commercial Cooking | 103830.687
| High Electrification | 2021 | Commercial SH All Electric ASHP | 335771.8739
| High Electrification | 2021 | Commercial SH Resistance | -416009.8857
| High Electrification | 2021 | Commercial SH Hybrid | 0
| High Electrification | 2021 | Commercial SH Ground Source HP | 10742.0721
| High Electrification | 2021 | Commercial HPWH | 202249.6429
| High Electrification | 2021 | Commercial Resistance WH | -391498.0443
| High Electrification | 2022 | Commercial Cooling Demand | -8000.6915
| High Electrification | 2022 | Commercial SC Electric ASHP | 63.9471
| High Electrification | 2022 | Commercial Cooking | 147019.7685
| High Electrification | 2022 | Commercial SH All Electric ASHP | 454564.2946
| High Electrification | 2022 | Commercial SH Resistance | -497874.619
| High Electrification | 2022 | Commercial SH Hybrid | 0
| High Electrification | 2022 | Commercial SH Ground Source HP | 15983.1465
| High Electrification | 2022 | Commercial HPWH | 275130.5663
| High Electrification | 2022 | Commercial Resistance WH | -502864.1121
| High Electrification | 2023 | Commercial Cooling Demand | -11294.9091
| High Electrification | 2023 | Commercial SC Electric ASHP | 91.6287
| High Electrification | 2023 | Commercial Cooking | 195994.0261
| High Electrification | 2023 | Commercial SH All Electric ASHP | 594698.2426
| High Electrification | 2023 | Commercial SH Resistance | -583256.2505
| High Electrification | 2023 | Commercial SH Hybrid | 0
| High Electrification | 2023 | Commercial SH Ground Source HP | 22398.0915
| High Electrification | 2023 | Commercial HPWH | 354530.9318
| High Electrification | 2023 | Commercial Resistance WH | -614302.9165
| High Electrification | 2024 | Commercial Cooling Demand | -15304.2674
| High Electrification | 2024 | Commercial SC Electric ASHP | 125.7703
| High Electrification | 2024 | Commercial Cooking | 249985.1183
| High Electrification | 2024 | Commercial SH All Electric ASHP | 758621.3802
| High Electrification | 2024 | Commercial SH Resistance | -672666.2537
| High Electrification | 2024 | Commercial SH Hybrid | 0
| High Electrification | 2024 | Commercial SH Ground Source HP | 30120.9824
| High Electrification | 2024 | Commercial HPWH | 438516.5313
| High Electrification | 2024 | Commercial Resistance WH | -720914.3965
| High Electrification | 2025 | Commercial Cooling Demand | -20109.4871
| High Electrification | 2025 | Commercial SC Electric ASHP | 167.1418
| High Electrification | 2025 | Commercial Cooking | 308228.0796
| High Electrification | 2025 | Commercial SH All Electric ASHP | 948469.7449
| High Electrification | 2025 | Commercial SH Resistance | -766343.8481
| High Electrification | 2025 | Commercial SH Hybrid | 0
| High Electrification | 2025 | Commercial SH Ground Source HP | 39274.5912
| High Electrification | 2025 | Commercial HPWH | 525157.9106
| High Electrification | 2025 | Commercial Resistance WH | -817802.8662
| High Electrification | 2026 | Commercial Cooling Demand | -24292.1284
| High Electrification | 2026 | Commercial SC Electric ASHP | 214.9198
| High Electrification | 2026 | Commercial Cooking | 368448.8513
| High Electrification | 2026 | Commercial SH All Electric ASHP | 1159414.8548
| High Electrification | 2026 | Commercial SH Resistance | -863304.5479
| High Electrification | 2026 | Commercial SH Hybrid | 0
| High Electrification | 2026 | Commercial SH Ground Source HP | 49600.7515
| High Electrification | 2026 | Commercial HPWH | 611034.4071
| High Electrification | 2026 | Commercial Resistance WH | -901012.2943
| High Electrification | 2027 | Commercial Cooling Demand | -29151.6154
| High Electrification | 2027 | Commercial SC Electric ASHP | 268.9042
| High Electrification | 2027 | Commercial Cooking | 430059.6331
| High Electrification | 2027 | Commercial SH All Electric ASHP | 1389188.8405
| High Electrification | 2027 | Commercial SH Resistance | -962188.6654
| High Electrification | 2027 | Commercial SH Hybrid | 0
| High Electrification | 2027 | Commercial SH Ground Source HP | 61000.943
| High Electrification | 2027 | Commercial HPWH | 695204.2717
| High Electrification | 2027 | Commercial Resistance WH | -969256.5535
| High Electrification | 2028 | Commercial Cooling Demand | -34629.6374
| High Electrification | 2028 | Commercial SC Electric ASHP | 328.5703
| High Electrification | 2028 | Commercial Cooking | 492568.404
| High Electrification | 2028 | Commercial SH All Electric ASHP | 1634048.3659
| High Electrification | 2028 | Commercial SH Resistance | -1060789.6791
| High Electrification | 2028 | Commercial SH Hybrid | 0
| High Electrification | 2028 | Commercial SH Ground Source HP | 73309.2869
| High Electrification | 2028 | Commercial HPWH | 777228.5273
| High Electrification | 2028 | Commercial Resistance WH | -1023058.1171
| High Electrification | 2029 | Commercial Cooling Demand | -40706.7033
| High Electrification | 2029 | Commercial SC Electric ASHP | 393.6889
| High Electrification | 2029 | Commercial Cooking | 555516.8957
| High Electrification | 2029 | Commercial SH All Electric ASHP | 1891422.6158
| High Electrification | 2029 | Commercial SH Resistance | -1156812.8099
| High Electrification | 2029 | Commercial SH Hybrid | 0
| High Electrification | 2029 | Commercial SH Ground Source HP | 86430.6919
| High Electrification | 2029 | Commercial HPWH | 856963.8467
| High Electrification | 2029 | Commercial Resistance WH | -1064119.1304
| High Electrification | 2030 | Commercial Cooling Demand | -47466.7014
| High Electrification | 2030 | Commercial SC Electric ASHP | 464.9185
| High Electrification | 2030 | Commercial Cooking | 628870.3881
| High Electrification | 2030 | Commercial SH All Electric ASHP | 2162280.1238
| High Electrification | 2030 | Commercial SH Resistance | -1248980.3943
| High Electrification | 2030 | Commercial SH Hybrid | 0
| High Electrification | 2030 | Commercial SH Ground Source HP | 100455.0581
| High Electrification | 2030 | Commercial HPWH | 970521.9434
| High Electrification | 2030 | Commercial Resistance WH | -1206462.965
| High Electrification | 2031 | Commercial Cooling Demand | -55140.9379
| High Electrification | 2031 | Commercial SC Electric ASHP | 544.1979
| High Electrification | 2031 | Commercial Cooking | 703385.8267
| High Electrification | 2031 | Commercial SH All Electric ASHP | 2451706.8356
| High Electrification | 2031 | Commercial SH Resistance | -1333812.7375
| High Electrification | 2031 | Commercial SH Hybrid | 0
| High Electrification | 2031 | Commercial SH Ground Source HP | 115752.147
| High Electrification | 2031 | Commercial HPWH | 1086496.1057
| High Electrification | 2031 | Commercial Resistance WH | -1353887.3993
| High Electrification | 2032 | Commercial Cooling Demand | -63832.4288
| High Electrification | 2032 | Commercial SC Electric ASHP | 632.4603
| High Electrification | 2032 | Commercial Cooking | 778042.634
| High Electrification | 2032 | Commercial SH All Electric ASHP | 2762197.4029
| High Electrification | 2032 | Commercial SH Resistance | -1413481.7668
| High Electrification | 2032 | Commercial SH Hybrid | 0
| High Electrification | 2032 | Commercial SH Ground Source HP | 132421.8935
| High Electrification | 2032 | Commercial HPWH | 1202694.4753
| High Electrification | 2032 | Commercial Resistance WH | -1501610.9136
| High Electrification | 2033 | Commercial Cooling Demand | -73306.1289
| High Electrification | 2033 | Commercial SC Electric ASHP | 727.7779
| High Electrification | 2033 | Commercial Cooking | 851463.0475
| High Electrification | 2033 | Commercial SH All Electric ASHP | 3085608.5901
| High Electrification | 2033 | Commercial SH Resistance | -1489676.8166
| High Electrification | 2033 | Commercial SH Hybrid | 0
| High Electrification | 2033 | Commercial SH Ground Source HP | 149951.3476
| High Electrification | 2033 | Commercial HPWH | 1315389.7013
| High Electrification | 2033 | Commercial Resistance WH | -1639661.1855
| High Electrification | 2034 | Commercial Cooling Demand | -82941.1088
| High Electrification | 2034 | Commercial SC Electric ASHP | 824.8881
| High Electrification | 2034 | Commercial Cooking | 923119.6898
| High Electrification | 2034 | Commercial SH All Electric ASHP | 3401808.5138
| High Electrification | 2034 | Commercial SH Resistance | -1561728.5452
| High Electrification | 2034 | Commercial SH Hybrid | 0
| High Electrification | 2034 | Commercial SH Ground Source HP | 167175.5787
| High Electrification | 2034 | Commercial HPWH | 1423397.3335
| High Electrification | 2034 | Commercial Resistance WH | -1765330.1651
| High Electrification | 2035 | Commercial Cooling Demand | -92154.041
| High Electrification | 2035 | Commercial SC Electric ASHP | 918.7745
| High Electrification | 2035 | Commercial Cooking | 993011.8164
| High Electrification | 2035 | Commercial SH All Electric ASHP | 3692389.1845
| High Electrification | 2035 | Commercial SH Resistance | -1627553.5148
| High Electrification | 2035 | Commercial SH Hybrid | 0
| High Electrification | 2035 | Commercial SH Ground Source HP | 183060.3814
| High Electrification | 2035 | Commercial HPWH | 1526930.5516
| High Electrification | 2035 | Commercial Resistance WH | -1879597.523
| High Electrification | 2036 | Commercial Cooling Demand | -100279.5833
| High Electrification | 2036 | Commercial SC Electric ASHP | 1003.6016
| High Electrification | 2036 | Commercial Cooking | 1055372.3742
| High Electrification | 2036 | Commercial SH All Electric ASHP | 3938115.9406
| High Electrification | 2036 | Commercial SH Resistance | -1686160.182
| High Electrification | 2036 | Commercial SH Hybrid | 0
| High Electrification | 2036 | Commercial SH Ground Source HP | 196500.4648
| High Electrification | 2036 | Commercial HPWH | 1619542.9567
| High Electrification | 2036 | Commercial Resistance WH | -1982631.722
| High Electrification | 2037 | Commercial Cooling Demand | -107544.3199
| High Electrification | 2037 | Commercial SC Electric ASHP | 1081.1402
| High Electrification | 2037 | Commercial Cooking | 1110342.9397
| High Electrification | 2037 | Commercial SH All Electric ASHP | 4147005.7657
| High Electrification | 2037 | Commercial SH Resistance | -1738029.2667
| High Electrification | 2037 | Commercial SH Hybrid | 0
| High Electrification | 2037 | Commercial SH Ground Source HP | 207955.9619
| High Electrification | 2037 | Commercial HPWH | 1701216.8491
| High Electrification | 2037 | Commercial Resistance WH | -2073623.1373
| High Electrification | 2038 | Commercial Cooling Demand | -114167.7733
| High Electrification | 2038 | Commercial SC Electric ASHP | 1153.0592
| High Electrification | 2038 | Commercial Cooking | 1158120.3417
| High Electrification | 2038 | Commercial SH All Electric ASHP | 4326668.4153
| High Electrification | 2038 | Commercial SH Resistance | -1783930.2251
| High Electrification | 2038 | Commercial SH Hybrid | 0
| High Electrification | 2038 | Commercial SH Ground Source HP | 217857.5511
| High Electrification | 2038 | Commercial HPWH | 1771968.3418
| High Electrification | 2038 | Commercial Resistance WH | -2151632.5972
| High Electrification | 2039 | Commercial Cooling Demand | -120279.7596
| High Electrification | 2039 | Commercial SC Electric ASHP | 1220.2384
| High Electrification | 2039 | Commercial Cooking | 1198988.1842
| High Electrification | 2039 | Commercial SH All Electric ASHP | 4481765.774
| High Electrification | 2039 | Commercial SH Resistance | -1824295.8148
| High Electrification | 2039 | Commercial SH Hybrid | 0
| High Electrification | 2039 | Commercial SH Ground Source HP | 226470.1995
| High Electrification | 2039 | Commercial HPWH | 1832026.3214
| High Electrification | 2039 | Commercial Resistance WH | -2216248.3763
| High Electrification | 2040 | Commercial Cooling Demand | -125942.5127
| High Electrification | 2040 | Commercial SC Electric ASHP | 1282.986
| High Electrification | 2040 | Commercial Cooking | 1233342.2187
| High Electrification | 2040 | Commercial SH All Electric ASHP | 4614813.739
| High Electrification | 2040 | Commercial SH Resistance | -1859324.1048
| High Electrification | 2040 | Commercial SH Hybrid | 0
| High Electrification | 2040 | Commercial SH Ground Source HP | 233937.4462
| High Electrification | 2040 | Commercial HPWH | 1881929.6669
| High Electrification | 2040 | Commercial Resistance WH | -2267900.6612
| High Electrification | 2041 | Commercial Cooling Demand | -131184.026
| High Electrification | 2041 | Commercial SC Electric ASHP | 1341.339
| High Electrification | 2041 | Commercial Cooking | 1261761.464
| High Electrification | 2041 | Commercial SH All Electric ASHP | 4727302.2189
| High Electrification | 2041 | Commercial SH Resistance | -1889254.7023
| High Electrification | 2041 | Commercial SH Hybrid | 0
| High Electrification | 2041 | Commercial SH Ground Source HP | 240341.4038
| High Electrification | 2041 | Commercial HPWH | 1922631.6975
| High Electrification | 2041 | Commercial Resistance WH | -2307973.7108
| High Electrification | 2042 | Commercial Cooling Demand | -135999.382
| High Electrification | 2042 | Commercial SC Electric ASHP | 1395.1103
| High Electrification | 2042 | Commercial Cooking | 1284878.7242
| High Electrification | 2042 | Commercial SH All Electric ASHP | 4819770.3866
| High Electrification | 2042 | Commercial SH Resistance | -1914276.4605
| High Electrification | 2042 | Commercial SH Hybrid | 0
| High Electrification | 2042 | Commercial SH Ground Source HP | 245708.2544
| High Electrification | 2042 | Commercial HPWH | 1955254.6103
| High Electrification | 2042 | Commercial Resistance WH | -2338348.0415
| High Electrification | 2043 | Commercial Cooling Demand | -140367.128
| High Electrification | 2043 | Commercial SC Electric ASHP | 1444.0361
| High Electrification | 2043 | Commercial Cooking | 1303409.805
| High Electrification | 2043 | Commercial SH All Electric ASHP | 4892351.0756
| High Electrification | 2043 | Commercial SH Resistance | -1934652.4753
| High Electrification | 2043 | Commercial SH Hybrid | 0
| High Electrification | 2043 | Commercial SH Ground Source HP | 250038.0031
| High Electrification | 2043 | Commercial HPWH | 1981066.2746
| High Electrification | 2043 | Commercial Resistance WH | -2361143.8711
| High Electrification | 2044 | Commercial Cooling Demand | -144257.4539
| High Electrification | 2044 | Commercial SC Electric ASHP | 1487.857
| High Electrification | 2044 | Commercial Cooking | 1318110.9047
| High Electrification | 2044 | Commercial SH All Electric ASHP | 4945039.1972
| High Electrification | 2044 | Commercial SH Resistance | -1950773.991
| High Electrification | 2044 | Commercial SH Hybrid | 0
| High Electrification | 2044 | Commercial SH Ground Source HP | 253319.3772
| High Electrification | 2044 | Commercial HPWH | 2001359.2792
| High Electrification | 2044 | Commercial Resistance WH | -2378386.7197
| High Electrification | 2045 | Commercial Cooling Demand | -147640.5456
| High Electrification | 2045 | Commercial SC Electric ASHP | 1526.3929
| High Electrification | 2045 | Commercial Cooking | 1329733.9656
| High Electrification | 2045 | Commercial SH All Electric ASHP | 4977940.0723
| High Electrification | 2045 | Commercial SH Resistance | -1963214.0719
| High Electrification | 2045 | Commercial SH Hybrid | 0
| High Electrification | 2045 | Commercial SH Ground Source HP | 255543.71
| High Electrification | 2045 | Commercial HPWH | 2017355.3616
| High Electrification | 2045 | Commercial Resistance WH | -2391799.6801
| High Electrification | 2046 | Commercial Cooling Demand | -151441.3163
| High Electrification | 2046 | Commercial SC Electric ASHP | 1559.6003
| High Electrification | 2046 | Commercial Cooking | 1338985.6741
| High Electrification | 2046 | Commercial SH All Electric ASHP | 4991461.4591
| High Electrification | 2046 | Commercial SH Resistance | -1972749.074
| High Electrification | 2046 | Commercial SH Hybrid | 0
| High Electrification | 2046 | Commercial SH Ground Source HP | 256716.27
| High Electrification | 2046 | Commercial HPWH | 2030142.7588
| High Electrification | 2046 | Commercial Resistance WH | -2402727.6289
| High Electrification | 2047 | Commercial Cooling Demand | -154691.6202
| High Electrification | 2047 | Commercial SC Electric ASHP | 1587.5883
| High Electrification | 2047 | Commercial Cooking | 1346493.5953
| High Electrification | 2047 | Commercial SH All Electric ASHP | 4986370.6239
| High Electrification | 2047 | Commercial SH Resistance | -1980308.0095
| High Electrification | 2047 | Commercial SH Hybrid | 0
| High Electrification | 2047 | Commercial SH Ground Source HP | 256861.0838
| High Electrification | 2047 | Commercial HPWH | 2040640.5631
| High Electrification | 2047 | Commercial Resistance WH | -2412148.3259
| High Electrification | 2048 | Commercial Cooling Demand | -157396.5583
| High Electrification | 2048 | Commercial SC Electric ASHP | 1610.591
| High Electrification | 2048 | Commercial Cooking | 1352782.6601
| High Electrification | 2048 | Commercial SH All Electric ASHP | 4963716.3125
| High Electrification | 2048 | Commercial SH Resistance | -1986825.6928
| High Electrification | 2048 | Commercial SH Hybrid | 0
| High Electrification | 2048 | Commercial SH Ground Source HP | 256019.519
| High Electrification | 2048 | Commercial HPWH | 2049583.417
| High Electrification | 2048 | Commercial Resistance WH | -2420723.3564
| High Electrification | 2049 | Commercial Cooling Demand | -159573.4084
| High Electrification | 2049 | Commercial SC Electric ASHP | 1628.9497
| High Electrification | 2049 | Commercial Cooking | 1358264.827
| High Electrification | 2049 | Commercial SH All Electric ASHP | 4924766.5257
| High Electrification | 2049 | Commercial SH Resistance | -1993040.2673
| High Electrification | 2049 | Commercial SH Hybrid | 0
| High Electrification | 2049 | Commercial SH Ground Source HP | 254250.5183
| High Electrification | 2049 | Commercial HPWH | 2057524.1519
| High Electrification | 2049 | Commercial Resistance WH | -2428863.4092
| High Electrification | 2050 | Commercial Cooling Demand | -161258.8972
| High Electrification | 2050 | Commercial SC Electric ASHP | 1643.1511
| High Electrification | 2050 | Commercial Cooking | 1363242.6185
| High Electrification | 2050 | Commercial SH All Electric ASHP | 4871103.1816
| High Electrification | 2050 | Commercial SH Resistance | -1999362.856
| High Electrification | 2050 | Commercial SH Hybrid | 0
| High Electrification | 2050 | Commercial SH Ground Source HP | 251638.3835
| High Electrification | 2050 | Commercial HPWH | 2064853.191
| High Electrification | 2050 | Commercial Resistance WH | -2436798.8934
| Electrification with Fuel Backup | 2021 | Residential Cooling Demand | -9576.1447
| Electrification with Fuel Backup | 2021 | Residential SC Electric ASHP | 1817.9244
| Electrification with Fuel Backup | 2021 | Residential Clothes Drying | 0
| Electrification with Fuel Backup | 2021 | Residential Cooking | 0
| Electrification with Fuel Backup | 2021 | Residential SH All Electric ASHP | 218730.4299
| Electrification with Fuel Backup | 2021 | Residential SH Resistance | -753571.626
| Electrification with Fuel Backup | 2021 | Residential SH Hybrid | 60109.6727
| Electrification with Fuel Backup | 2021 | Residential SH Ground Source HP | 911.6594
| Electrification with Fuel Backup | 2021 | Residential HPWH | 538637.1225
| Electrification with Fuel Backup | 2021 | Residential Resistance WH | -934756.7697
| Electrification with Fuel Backup | 2022 | Residential Cooling Demand | -14293.3706
| Electrification with Fuel Backup | 2022 | Residential SC Electric ASHP | 2338.4456
| Electrification with Fuel Backup | 2022 | Residential Clothes Drying | 0
| Electrification with Fuel Backup | 2022 | Residential Cooking | 0
| Electrification with Fuel Backup | 2022 | Residential SH All Electric ASHP | 280368.2302
| Electrification with Fuel Backup | 2022 | Residential SH Resistance | -922603.6582
| Electrification with Fuel Backup | 2022 | Residential SH Hybrid | 88954.3487
| Electrification with Fuel Backup | 2022 | Residential SH Ground Source HP | 1349.1351
| Electrification with Fuel Backup | 2022 | Residential HPWH | 727505.3227
| Electrification with Fuel Backup | 2022 | Residential Resistance WH | -1208350.3809
| Electrification with Fuel Backup | 2023 | Residential Cooling Demand | -20092.4108
| Electrification with Fuel Backup | 2023 | Residential SC Electric ASHP | 2776.1298
| Electrification with Fuel Backup | 2023 | Residential Clothes Drying | 0
| Electrification with Fuel Backup | 2023 | Residential Cooking | 0
| Electrification with Fuel Backup | 2023 | Residential SH All Electric ASHP | 347537.9763
| Electrification with Fuel Backup | 2023 | Residential SH Resistance | -1091165.2107
| Electrification with Fuel Backup | 2023 | Residential SH Hybrid | 123978.7645
| Electrification with Fuel Backup | 2023 | Residential SH Ground Source HP | 1880.3364
| Electrification with Fuel Backup | 2023 | Residential HPWH | 930406.9599
| Electrification with Fuel Backup | 2023 | Residential Resistance WH | -1485115.0922
| Electrification with Fuel Backup | 2024 | Residential Cooling Demand | -27105.1949
| Electrification with Fuel Backup | 2024 | Residential SC Electric ASHP | 3082.7534
| Electrification with Fuel Backup | 2024 | Residential Clothes Drying | 0
| Electrification with Fuel Backup | 2024 | Residential Cooking | 0
| Electrification with Fuel Backup | 2024 | Residential SH All Electric ASHP | 421318.7432
| Electrification with Fuel Backup | 2024 | Residential SH Resistance | -1261519.4985
| Electrification with Fuel Backup | 2024 | Residential SH Hybrid | 165825.8981
| Electrification with Fuel Backup | 2024 | Residential SH Ground Source HP | 2515.0151
| Electrification with Fuel Backup | 2024 | Residential HPWH | 1141584.0083
| Electrification with Fuel Backup | 2024 | Residential Resistance WH | -1752845.126
| Electrification with Fuel Backup | 2025 | Residential Cooling Demand | -35459.8065
| Electrification with Fuel Backup | 2025 | Residential SC Electric ASHP | 3216.2507
| Electrification with Fuel Backup | 2025 | Residential Clothes Drying | 0
| Electrification with Fuel Backup | 2025 | Residential Cooking | 0
| Electrification with Fuel Backup | 2025 | Residential SH All Electric ASHP | 502355.3849
| Electrification with Fuel Backup | 2025 | Residential SH Resistance | -1434991.3227
| Electrification with Fuel Backup | 2025 | Residential SH Hybrid | 215035.7924
| Electrification with Fuel Backup | 2025 | Residential SH Ground Source HP | 3261.3619
| Electrification with Fuel Backup | 2025 | Residential HPWH | 1355003.6022
| Electrification with Fuel Backup | 2025 | Residential Resistance WH | -1999049.2895
| Electrification with Fuel Backup | 2026 | Residential Cooling Demand | -39578.3329
| Electrification with Fuel Backup | 2026 | Residential SC Electric ASHP | 3130.3918
| Electrification with Fuel Backup | 2026 | Residential Clothes Drying | 0
| Electrification with Fuel Backup | 2026 | Residential Cooking | 0
| Electrification with Fuel Backup | 2026 | Residential SH All Electric ASHP | 589012.9835
| Electrification with Fuel Backup | 2026 | Residential SH Resistance | -1610482.4254
| Electrification with Fuel Backup | 2026 | Residential SH Hybrid | 270049.6119
| Electrification with Fuel Backup | 2026 | Residential SH Ground Source HP | 4095.7345
| Electrification with Fuel Backup | 2026 | Residential HPWH | 1561871.0126
| Electrification with Fuel Backup | 2026 | Residential Resistance WH | -2213357.7842
| Electrification with Fuel Backup | 2027 | Residential Cooling Demand | -44887.49
| Electrification with Fuel Backup | 2027 | Residential SC Electric ASHP | 2837.5047
| Electrification with Fuel Backup | 2027 | Residential Clothes Drying | 0
| Electrification with Fuel Backup | 2027 | Residential Cooking | 0
| Electrification with Fuel Backup | 2027 | Residential SH All Electric ASHP | 680363.0344
| Electrification with Fuel Backup | 2027 | Residential SH Resistance | -1786290.7676
| Electrification with Fuel Backup | 2027 | Residential SH Hybrid | 330212.61
| Electrification with Fuel Backup | 2027 | Residential SH Ground Source HP | 5008.2027
| Electrification with Fuel Backup | 2027 | Residential HPWH | 1759518.2919
| Electrification with Fuel Backup | 2027 | Residential Resistance WH | -2391565.8325
| Electrification with Fuel Backup | 2028 | Residential Cooling Demand | -51296.0254
| Electrification with Fuel Backup | 2028 | Residential SC Electric ASHP | 2384.7775
| Electrification with Fuel Backup | 2028 | Residential Clothes Drying | 0
| Electrification with Fuel Backup | 2028 | Residential Cooking | 0
| Electrification with Fuel Backup | 2028 | Residential SH All Electric ASHP | 774847.5655
| Electrification with Fuel Backup | 2028 | Residential SH Resistance | -1959211.6791
| Electrification with Fuel Backup | 2028 | Residential SH Hybrid | 394575.4964
| Electrification with Fuel Backup | 2028 | Residential SH Ground Source HP | 5984.3688
| Electrification with Fuel Backup | 2028 | Residential HPWH | 1946869.6904
| Electrification with Fuel Backup | 2028 | Residential Resistance WH | -2533727.5285
| Electrification with Fuel Backup | 2029 | Residential Cooling Demand | -58780.3072
| Electrification with Fuel Backup | 2029 | Residential SC Electric ASHP | 1849.3986
| Electrification with Fuel Backup | 2029 | Residential Clothes Drying | 0
| Electrification with Fuel Backup | 2029 | Residential Cooking | 0
| Electrification with Fuel Backup | 2029 | Residential SH All Electric ASHP | 871246.5293
| Electrification with Fuel Backup | 2029 | Residential SH Resistance | -2125758.3254
| Electrification with Fuel Backup | 2029 | Residential SH Hybrid | 462686.145
| Electrification with Fuel Backup | 2029 | Residential SH Ground Source HP | 7017.3758
| Electrification with Fuel Backup | 2029 | Residential HPWH | 2123919.8372
| Electrification with Fuel Backup | 2029 | Residential Resistance WH | -2642808.9604
| Electrification with Fuel Backup | 2030 | Residential Cooling Demand | -67497.3304
| Electrification with Fuel Backup | 2030 | Residential SC Electric ASHP | 1316.7684
| Electrification with Fuel Backup | 2030 | Residential Clothes Drying | 0
| Electrification with Fuel Backup | 2030 | Residential Cooking | 0
| Electrification with Fuel Backup | 2030 | Residential SH All Electric ASHP | 969588.4294
| Electrification with Fuel Backup | 2030 | Residential SH Resistance | -2283637.9117
| Electrification with Fuel Backup | 2030 | Residential SH Hybrid | 535224.0815
| Electrification with Fuel Backup | 2030 | Residential SH Ground Source HP | 8117.5297
| Electrification with Fuel Backup | 2030 | Residential HPWH | 2291197.5
| Electrification with Fuel Backup | 2030 | Residential Resistance WH | -2723190.6582
| Electrification with Fuel Backup | 2031 | Residential Cooling Demand | -77846.6961
| Electrification with Fuel Backup | 2031 | Residential SC Electric ASHP | 855.4615
| Electrification with Fuel Backup | 2031 | Residential Clothes Drying | 0
| Electrification with Fuel Backup | 2031 | Residential Cooking | 0
| Electrification with Fuel Backup | 2031 | Residential SH All Electric ASHP | 1071573.1657
| Electrification with Fuel Backup | 2031 | Residential SH Resistance | -2433361.4908
| Electrification with Fuel Backup | 2031 | Residential SH Hybrid | 614389.8942
| Electrification with Fuel Backup | 2031 | Residential SH Ground Source HP | 9318.2059
| Electrification with Fuel Backup | 2031 | Residential HPWH | 2450287.3572
| Electrification with Fuel Backup | 2031 | Residential Resistance WH | -2780273.2775
| Electrification with Fuel Backup | 2032 | Residential Cooling Demand | -90028.5765
| Electrification with Fuel Backup | 2032 | Residential SC Electric ASHP | 501.4948
| Electrification with Fuel Backup | 2032 | Residential Clothes Drying | 0
| Electrification with Fuel Backup | 2032 | Residential Cooking | 0
| Electrification with Fuel Backup | 2032 | Residential SH All Electric ASHP | 1177420.3151
| Electrification with Fuel Backup | 2032 | Residential SH Resistance | -2574183.5497
| Electrification with Fuel Backup | 2032 | Residential SH Hybrid | 701105.1268
| Electrification with Fuel Backup | 2032 | Residential SH Ground Source HP | 10633.3812
| Electrification with Fuel Backup | 2032 | Residential HPWH | 2601504.4345
| Electrification with Fuel Backup | 2032 | Residential Resistance WH | -2818203.2976
| Electrification with Fuel Backup | 2033 | Residential Cooling Demand | -103685.4398
| Electrification with Fuel Backup | 2033 | Residential SC Electric ASHP | 260.7854
| Electrification with Fuel Backup | 2033 | Residential Clothes Drying | 0
| Electrification with Fuel Backup | 2033 | Residential Cooking | 0
| Electrification with Fuel Backup | 2033 | Residential SH All Electric ASHP | 1283483.3604
| Electrification with Fuel Backup | 2033 | Residential SH Resistance | -2701389.2194
| Electrification with Fuel Backup | 2033 | Residential SH Hybrid | 793130.471
| Electrification with Fuel Backup | 2033 | Residential SH Ground Source HP | 12029.0928
| Electrification with Fuel Backup | 2033 | Residential HPWH | 2745578.2114
| Electrification with Fuel Backup | 2033 | Residential Resistance WH | -2842026.2617
| Electrification with Fuel Backup | 2034 | Residential Cooling Demand | -117827.7309
| Electrification with Fuel Backup | 2034 | Residential SC Electric ASHP | 117.7955
| Electrification with Fuel Backup | 2034 | Residential Clothes Drying | 0
| Electrification with Fuel Backup | 2034 | Residential Cooking | 0
| Electrification with Fuel Backup | 2034 | Residential SH All Electric ASHP | 1381850.2278
| Electrification with Fuel Backup | 2034 | Residential SH Resistance | -2804877.7946
| Electrification with Fuel Backup | 2034 | Residential SH Hybrid | 884787.7261
| Electrification with Fuel Backup | 2034 | Residential SH Ground Source HP | 13419.2218
| Electrification with Fuel Backup | 2034 | Residential HPWH | 2883554.7261
| Electrification with Fuel Backup | 2034 | Residential Resistance WH | -2856991.4289
| Electrification with Fuel Backup | 2035 | Residential Cooling Demand | -131526.4753
| Electrification with Fuel Backup | 2035 | Residential SC Electric ASHP | 45.3186
| Electrification with Fuel Backup | 2035 | Residential Clothes Drying | 0
| Electrification with Fuel Backup | 2035 | Residential Cooking | 0
| Electrification with Fuel Backup | 2035 | Residential SH All Electric ASHP | 1465770.917
| Electrification with Fuel Backup | 2035 | Residential SH Resistance | -2876073.4999
| Electrification with Fuel Backup | 2035 | Residential SH Hybrid | 970967.5468
| Electrification with Fuel Backup | 2035 | Residential SH Ground Source HP | 14726.2767
| Electrification with Fuel Backup | 2035 | Residential HPWH | 3016497.7604
| Electrification with Fuel Backup | 2035 | Residential Resistance WH | -2867273.4913
| Electrification with Fuel Backup | 2036 | Residential Cooling Demand | -143608.0808
| Electrification with Fuel Backup | 2036 | Residential SC Electric ASHP | 14.5437
| Electrification with Fuel Backup | 2036 | Residential Clothes Drying | 0
| Electrification with Fuel Backup | 2036 | Residential Cooking | 0
| Electrification with Fuel Backup | 2036 | Residential SH All Electric ASHP | 1530792.728
| Electrification with Fuel Backup | 2036 | Residential SH Resistance | -2917037.4733
| Electrification with Fuel Backup | 2036 | Residential SH Hybrid | 1045954.1771
| Electrification with Fuel Backup | 2036 | Residential SH Ground Source HP | 15863.5689
| Electrification with Fuel Backup | 2036 | Residential HPWH | 3131995.7392
| Electrification with Fuel Backup | 2036 | Residential Resistance WH | -2875686.3513
| Electrification with Fuel Backup | 2037 | Residential Cooling Demand | -154384.7286
| Electrification with Fuel Backup | 2037 | Residential SC Electric ASHP | 3.8362
| Electrification with Fuel Backup | 2037 | Residential Clothes Drying | 0
| Electrification with Fuel Backup | 2037 | Residential Cooking | 0
| Electrification with Fuel Backup | 2037 | Residential SH All Electric ASHP | 1582200.6796
| Electrification with Fuel Backup | 2037 | Residential SH Resistance | -2938949.7421
| Electrification with Fuel Backup | 2037 | Residential SH Hybrid | 1112135.824
| Electrification with Fuel Backup | 2037 | Residential SH Ground Source HP | 16867.3195
| Electrification with Fuel Backup | 2037 | Residential HPWH | 3231547.9459
| Electrification with Fuel Backup | 2037 | Residential Resistance WH | -2883877.3528
| Electrification with Fuel Backup | 2038 | Residential Cooling Demand | -164181.5465
| Electrification with Fuel Backup | 2038 | Residential SC Electric ASHP | 0.81679
| Electrification with Fuel Backup | 2038 | Residential Clothes Drying | 0
| Electrification with Fuel Backup | 2038 | Residential Cooking | 0
| Electrification with Fuel Backup | 2038 | Residential SH All Electric ASHP | 1625124.1405
| Electrification with Fuel Backup | 2038 | Residential SH Resistance | -2952671.631
| Electrification with Fuel Backup | 2038 | Residential SH Hybrid | 1171682.4396
| Electrification with Fuel Backup | 2038 | Residential SH Ground Source HP | 17770.4392
| Electrification with Fuel Backup | 2038 | Residential HPWH | 3316711.3521
| Electrification with Fuel Backup | 2038 | Residential Resistance WH | -2892624.1431
| Electrification with Fuel Backup | 2039 | Residential Cooling Demand | -173207.8126
| Electrification with Fuel Backup | 2039 | Residential SC Electric ASHP | 0.13741
| Electrification with Fuel Backup | 2039 | Residential Clothes Drying | 0
| Electrification with Fuel Backup | 2039 | Residential Cooking | 0
| Electrification with Fuel Backup | 2039 | Residential SH All Electric ASHP | 1662509.5991
| Electrification with Fuel Backup | 2039 | Residential SH Resistance | -2963621.876
| Electrification with Fuel Backup | 2039 | Residential SH Hybrid | 1225902.351
| Electrification with Fuel Backup | 2039 | Residential SH Ground Source HP | 18592.771
| Electrification with Fuel Backup | 2039 | Residential HPWH | 3388872.9852
| Electrification with Fuel Backup | 2039 | Residential Resistance WH | -2902136.3035
| Electrification with Fuel Backup | 2040 | Residential Cooling Demand | -181568.1535
| Electrification with Fuel Backup | 2040 | Residential SC Electric ASHP | 0.017831
| Electrification with Fuel Backup | 2040 | Residential Clothes Drying | 0
| Electrification with Fuel Backup | 2040 | Residential Cooking | 0
| Electrification with Fuel Backup | 2040 | Residential SH All Electric ASHP | 1695538.7404
| Electrification with Fuel Backup | 2040 | Residential SH Resistance | -2973670.7591
| Electrification with Fuel Backup | 2040 | Residential SH Hybrid | 1275503.0447
| Electrification with Fuel Backup | 2040 | Residential SH Ground Source HP | 19345.0449
| Electrification with Fuel Backup | 2040 | Residential HPWH | 3449053.5579
| Electrification with Fuel Backup | 2040 | Residential Resistance WH | -2912304.9454
| Electrification with Fuel Backup | 2041 | Residential Cooling Demand | -189312.4144
| Electrification with Fuel Backup | 2041 | Residential SC Electric ASHP | 0.0017388
| Electrification with Fuel Backup | 2041 | Residential Clothes Drying | 0
| Electrification with Fuel Backup | 2041 | Residential Cooking | 0
| Electrification with Fuel Backup | 2041 | Residential SH All Electric ASHP | 1724413.0028
| Electrification with Fuel Backup | 2041 | Residential SH Resistance | -2984097.7498
| Electrification with Fuel Backup | 2041 | Residential SH Hybrid | 1320906.4422
| Electrification with Fuel Backup | 2041 | Residential SH Ground Source HP | 20033.66
| Electrification with Fuel Backup | 2041 | Residential HPWH | 3497956.9599
| Electrification with Fuel Backup | 2041 | Residential Resistance WH | -2922986.8087
| Electrification with Fuel Backup | 2042 | Residential Cooling Demand | -196431.7239
| Electrification with Fuel Backup | 2042 | Residential SC Electric ASHP | 0.00012387
| Electrification with Fuel Backup | 2042 | Residential Clothes Drying | 0
| Electrification with Fuel Backup | 2042 | Residential Cooking | 0
| Electrification with Fuel Backup | 2042 | Residential SH All Electric ASHP | 1748715.8468
| Electrification with Fuel Backup | 2042 | Residential SH Resistance | -2995975.1765
| Electrification with Fuel Backup | 2042 | Residential SH Hybrid | 1362248.4537
| Electrification with Fuel Backup | 2042 | Residential SH Ground Source HP | 20660.6778
| Electrification with Fuel Backup | 2042 | Residential HPWH | 3535952.0215
| Electrification with Fuel Backup | 2042 | Residential Resistance WH | -2933893.6159
| Electrification with Fuel Backup | 2043 | Residential Cooling Demand | -202884.7197
| Electrification with Fuel Backup | 2043 | Residential SC Electric ASHP | 6.2568e-06
| Electrification with Fuel Backup | 2043 | Residential Clothes Drying | 0
| Electrification with Fuel Backup | 2043 | Residential Cooking | 0
| Electrification with Fuel Backup | 2043 | Residential SH All Electric ASHP | 1768112.5618
| Electrification with Fuel Backup | 2043 | Residential SH Resistance | -3009866.6702
| Electrification with Fuel Backup | 2043 | Residential SH Hybrid | 1399520.0108
| Electrification with Fuel Backup | 2043 | Residential SH Ground Source HP | 21225.9606
| Electrification with Fuel Backup | 2043 | Residential HPWH | 3563892.2195
| Electrification with Fuel Backup | 2043 | Residential Resistance WH | -2944765.2204
| Electrification with Fuel Backup | 2044 | Residential Cooling Demand | -208610.3259
| Electrification with Fuel Backup | 2044 | Residential SC Electric ASHP | 0
| Electrification with Fuel Backup | 2044 | Residential Clothes Drying | 0
| Electrification with Fuel Backup | 2044 | Residential Cooking | 0
| Electrification with Fuel Backup | 2044 | Residential SH All Electric ASHP | 1782832.707
| Electrification with Fuel Backup | 2044 | Residential SH Resistance | -3025509.2223
| Electrification with Fuel Backup | 2044 | Residential SH Hybrid | 1432623.6181
| Electrification with Fuel Backup | 2044 | Residential SH Ground Source HP | 21728.0298
| Electrification with Fuel Backup | 2044 | Residential HPWH | 3583537.531
| Electrification with Fuel Backup | 2044 | Residential Resistance WH | -2955405.0901
| Electrification with Fuel Backup | 2045 | Residential Cooling Demand | -213542.2198
| Electrification with Fuel Backup | 2045 | Residential SC Electric ASHP | 0
| Electrification with Fuel Backup | 2045 | Residential Clothes Drying | 0
| Electrification with Fuel Backup | 2045 | Residential Cooking | 0
| Electrification with Fuel Backup | 2045 | Residential SH All Electric ASHP | 1793497.6091
| Electrification with Fuel Backup | 2045 | Residential SH Resistance | -3042233.555
| Electrification with Fuel Backup | 2045 | Residential SH Hybrid | 1461437.9155
| Electrification with Fuel Backup | 2045 | Residential SH Ground Source HP | 22165.0447
| Electrification with Fuel Backup | 2045 | Residential HPWH | 3597110.9368
| Electrification with Fuel Backup | 2045 | Residential Resistance WH | -2965697.2192
| Electrification with Fuel Backup | 2046 | Residential Cooling Demand | -221832.7916
| Electrification with Fuel Backup | 2046 | Residential SC Electric ASHP | 0
| Electrification with Fuel Backup | 2046 | Residential Clothes Drying | 0
| Electrification with Fuel Backup | 2046 | Residential Cooking | 0
| Electrification with Fuel Backup | 2046 | Residential SH All Electric ASHP | 1800594.5447
| Electrification with Fuel Backup | 2046 | Residential SH Resistance | -3059575.1144
| Electrification with Fuel Backup | 2046 | Residential SH Hybrid | 1485887.0457
| Electrification with Fuel Backup | 2046 | Residential SH Ground Source HP | 22535.8549
| Electrification with Fuel Backup | 2046 | Residential HPWH | 3606500.1524
| Electrification with Fuel Backup | 2046 | Residential Resistance WH | -2975608.348
| Electrification with Fuel Backup | 2047 | Residential Cooling Demand | -229200.8815
| Electrification with Fuel Backup | 2047 | Residential SC Electric ASHP | 0
| Electrification with Fuel Backup | 2047 | Residential Clothes Drying | 0
| Electrification with Fuel Backup | 2047 | Residential Cooking | 0
| Electrification with Fuel Backup | 2047 | Residential SH All Electric ASHP | 1804520.7693
| Electrification with Fuel Backup | 2047 | Residential SH Resistance | -3077348.8164
| Electrification with Fuel Backup | 2047 | Residential SH Hybrid | 1505977.8712
| Electrification with Fuel Backup | 2047 | Residential SH Ground Source HP | 22840.5644
| Electrification with Fuel Backup | 2047 | Residential HPWH | 3613212.9101
| Electrification with Fuel Backup | 2047 | Residential Resistance WH | -2985177.6728
| Electrification with Fuel Backup | 2048 | Residential Cooling Demand | -235648.1856
| Electrification with Fuel Backup | 2048 | Residential SC Electric ASHP | 0
| Electrification with Fuel Backup | 2048 | Residential Clothes Drying | 0
| Electrification with Fuel Backup | 2048 | Residential Cooking | 0
| Electrification with Fuel Backup | 2048 | Residential SH All Electric ASHP | 1805578.4882
| Electrification with Fuel Backup | 2048 | Residential SH Resistance | -3095481.4276
| Electrification with Fuel Backup | 2048 | Residential SH Hybrid | 1521799.1522
| Electrification with Fuel Backup | 2048 | Residential SH Ground Source HP | 23080.5195
| Electrification with Fuel Backup | 2048 | Residential HPWH | 3618378.06
| Electrification with Fuel Backup | 2048 | Residential Resistance WH | -2994496.6146
| Electrification with Fuel Backup | 2049 | Residential Cooling Demand | -241204.4924
| Electrification with Fuel Backup | 2049 | Residential SC Electric ASHP | 0
| Electrification with Fuel Backup | 2049 | Residential Clothes Drying | 0
| Electrification with Fuel Backup | 2049 | Residential Cooking | 0
| Electrification with Fuel Backup | 2049 | Residential SH All Electric ASHP | 1804060.4388
| Electrification with Fuel Backup | 2049 | Residential SH Resistance | -3113928.3762
| Electrification with Fuel Backup | 2049 | Residential SH Hybrid | 1533531.6044
| Electrification with Fuel Backup | 2049 | Residential SH Ground Source HP | 23258.4609
| Electrification with Fuel Backup | 2049 | Residential HPWH | 3622830.2245
| Electrification with Fuel Backup | 2049 | Residential Resistance WH | -3003682.7268
| Electrification with Fuel Backup | 2050 | Residential Cooling Demand | -245942.525
| Electrification with Fuel Backup | 2050 | Residential SC Electric ASHP | 0
| Electrification with Fuel Backup | 2050 | Residential Clothes Drying | 0
| Electrification with Fuel Backup | 2050 | Residential Cooking | 0
| Electrification with Fuel Backup | 2050 | Residential SH All Electric ASHP | 1800329.1598
| Electrification with Fuel Backup | 2050 | Residential SH Resistance | -3132641.5138
| Electrification with Fuel Backup | 2050 | Residential SH Hybrid | 1541507.216
| Electrification with Fuel Backup | 2050 | Residential SH Ground Source HP | 23379.4238
| Electrification with Fuel Backup | 2050 | Residential HPWH | 3627162.0544
| Electrification with Fuel Backup | 2050 | Residential Resistance WH | -3012853.0616
| Electrification with Fuel Backup | 2021 | Commercial Cooling Demand | -5338.221
| Electrification with Fuel Backup | 2021 | Commercial SC Electric ASHP | 41.9445
| Electrification with Fuel Backup | 2021 | Commercial Cooking | 0
| Electrification with Fuel Backup | 2021 | Commercial SH All Electric ASHP | 70142.9165
| Electrification with Fuel Backup | 2021 | Commercial SH Resistance | -270295.8687
| Electrification with Fuel Backup | 2021 | Commercial SH Hybrid | 36548.45
| Electrification with Fuel Backup | 2021 | Commercial SH Ground Source HP | 1074.2398
| Electrification with Fuel Backup | 2021 | Commercial HPWH | 202249.6429
| Electrification with Fuel Backup | 2021 | Commercial Resistance WH | -391498.0443
| Electrification with Fuel Backup | 2022 | Commercial Cooling Demand | -8001.2342
| Electrification with Fuel Backup | 2022 | Commercial SC Electric ASHP | 63.9514
| Electrification with Fuel Backup | 2022 | Commercial Cooking | 0
| Electrification with Fuel Backup | 2022 | Commercial SH All Electric ASHP | 92165.9731
| Electrification with Fuel Backup | 2022 | Commercial SH Resistance | -331998.2827
| Electrification with Fuel Backup | 2022 | Commercial SH Hybrid | 54388.4956
| Electrification with Fuel Backup | 2022 | Commercial SH Ground Source HP | 1598.5982
| Electrification with Fuel Backup | 2022 | Commercial HPWH | 275130.5663
| Electrification with Fuel Backup | 2022 | Commercial Resistance WH | -502864.1121
| Electrification with Fuel Backup | 2023 | Commercial Cooling Demand | -11297.1564
| Electrification with Fuel Backup | 2023 | Commercial SC Electric ASHP | 91.6469
| Electrification with Fuel Backup | 2023 | Commercial Cooking | 0
| Electrification with Fuel Backup | 2023 | Commercial SH All Electric ASHP | 116838.7079
| Electrification with Fuel Backup | 2023 | Commercial SH Resistance | -392462.8539
| Electrification with Fuel Backup | 2023 | Commercial SH Hybrid | 76243.8405
| Electrification with Fuel Backup | 2023 | Commercial SH Ground Source HP | 2240.9752
| Electrification with Fuel Backup | 2023 | Commercial HPWH | 354530.9318
| Electrification with Fuel Backup | 2023 | Commercial Resistance WH | -614302.9165
| Electrification with Fuel Backup | 2024 | Commercial Cooling Demand | -15310.9066
| Electrification with Fuel Backup | 2024 | Commercial SC Electric ASHP | 125.8249
| Electrification with Fuel Backup | 2024 | Commercial Cooking | 0
| Electrification with Fuel Backup | 2024 | Commercial SH All Electric ASHP | 144586.866
| Electrification with Fuel Backup | 2024 | Commercial SH Resistance | -452160.4866
| Electrification with Fuel Backup | 2024 | Commercial SH Hybrid | 102595.8379
| Electrification with Fuel Backup | 2024 | Commercial SH Ground Source HP | 3015.5187
| Electrification with Fuel Backup | 2024 | Commercial HPWH | 438516.5313
| Electrification with Fuel Backup | 2024 | Commercial Resistance WH | -720914.3965
| Electrification with Fuel Backup | 2025 | Commercial Cooling Demand | -20125.5788
| Electrification with Fuel Backup | 2025 | Commercial SC Electric ASHP | 167.2755
| Electrification with Fuel Backup | 2025 | Commercial Cooking | 0
| Electrification with Fuel Backup | 2025 | Commercial SH All Electric ASHP | 175785.2725
| Electrification with Fuel Backup | 2025 | Commercial SH Resistance | -511383.1869
| Electrification with Fuel Backup | 2025 | Commercial SH Hybrid | 133902.5412
| Electrification with Fuel Backup | 2025 | Commercial SH Ground Source HP | 3935.692
| Electrification with Fuel Backup | 2025 | Commercial HPWH | 525157.9106
| Electrification with Fuel Backup | 2025 | Commercial Resistance WH | -817802.8662
| Electrification with Fuel Backup | 2026 | Commercial Cooling Demand | -24326.0462
| Electrification with Fuel Backup | 2026 | Commercial SC Electric ASHP | 215.2037
| Electrification with Fuel Backup | 2026 | Commercial Cooking | 0
| Electrification with Fuel Backup | 2026 | Commercial SH All Electric ASHP | 209791.6043
| Electrification with Fuel Backup | 2026 | Commercial SH Resistance | -569702.312
| Electrification with Fuel Backup | 2026 | Commercial SH Hybrid | 169339.284
| Electrification with Fuel Backup | 2026 | Commercial SH Ground Source HP | 4977.2563
| Electrification with Fuel Backup | 2026 | Commercial HPWH | 611034.4071
| Electrification with Fuel Backup | 2026 | Commercial Resistance WH | -901012.2943
| Electrification with Fuel Backup | 2027 | Commercial Cooling Demand | -29216.0984
| Electrification with Fuel Backup | 2027 | Commercial SC Electric ASHP | 269.4472
| Electrification with Fuel Backup | 2027 | Commercial Cooking | 0
| Electrification with Fuel Backup | 2027 | Commercial SH All Electric ASHP | 246315.1012
| Electrification with Fuel Backup | 2027 | Commercial SH Resistance | -626542.6424
| Electrification with Fuel Backup | 2027 | Commercial SH Hybrid | 208641.6492
| Electrification with Fuel Backup | 2027 | Commercial SH Ground Source HP | 6132.4397
| Electrification with Fuel Backup | 2027 | Commercial HPWH | 695204.2717
| Electrification with Fuel Backup | 2027 | Commercial Resistance WH | -969256.5535
| Electrification with Fuel Backup | 2028 | Commercial Cooling Demand | -34742.8972
| Electrification with Fuel Backup | 2028 | Commercial SC Electric ASHP | 329.5289
| Electrification with Fuel Backup | 2028 | Commercial Cooking | 0
| Electrification with Fuel Backup | 2028 | Commercial SH All Electric ASHP | 284837.2035
| Electrification with Fuel Backup | 2028 | Commercial SH Resistance | -680904.4404
| Electrification with Fuel Backup | 2028 | Commercial SH Hybrid | 251331.7061
| Electrification with Fuel Backup | 2028 | Commercial SH Ground Source HP | 7387.195
| Electrification with Fuel Backup | 2028 | Commercial HPWH | 777228.5273
| Electrification with Fuel Backup | 2028 | Commercial Resistance WH | -1023058.1171
| Electrification with Fuel Backup | 2029 | Commercial Cooling Demand | -40893.6998
| Electrification with Fuel Backup | 2029 | Commercial SC Electric ASHP | 395.2783
| Electrification with Fuel Backup | 2029 | Commercial Cooking | 0
| Electrification with Fuel Backup | 2029 | Commercial SH All Electric ASHP | 325022.2694
| Electrification with Fuel Backup | 2029 | Commercial SH Resistance | -731815.6176
| Electrification with Fuel Backup | 2029 | Commercial SH Hybrid | 297190.3099
| Electrification with Fuel Backup | 2029 | Commercial SH Ground Source HP | 8735.0808
| Electrification with Fuel Backup | 2029 | Commercial HPWH | 856963.8467
| Electrification with Fuel Backup | 2029 | Commercial Resistance WH | -1064119.1304
| Electrification with Fuel Backup | 2030 | Commercial Cooling Demand | -47761.0222
| Electrification with Fuel Backup | 2030 | Commercial SC Electric ASHP | 467.4291
| Electrification with Fuel Backup | 2030 | Commercial Cooking | 0
| Electrification with Fuel Backup | 2030 | Commercial SH All Electric ASHP | 367088.5665
| Electrification with Fuel Backup | 2030 | Commercial SH Resistance | -778836.3025
| Electrification with Fuel Backup | 2030 | Commercial SH Hybrid | 346654.5865
| Electrification with Fuel Backup | 2030 | Commercial SH Ground Source HP | 10188.9453
| Electrification with Fuel Backup | 2030 | Commercial HPWH | 934354.4
| Electrification with Fuel Backup | 2030 | Commercial Resistance WH | -1094604.5833
| Electrification with Fuel Backup | 2031 | Commercial Cooling Demand | -55582.4586
| Electrification with Fuel Backup | 2031 | Commercial SC Electric ASHP | 547.9751
| Electrification with Fuel Backup | 2031 | Commercial Cooking | 0
| Electrification with Fuel Backup | 2031 | Commercial SH All Electric ASHP | 412080.3754
| Electrification with Fuel Backup | 2031 | Commercial SH Resistance | -822585.1412
| Electrification with Fuel Backup | 2031 | Commercial SH Hybrid | 401069.72
| Electrification with Fuel Backup | 2031 | Commercial SH Ground Source HP | 11788.3265
| Electrification with Fuel Backup | 2031 | Commercial HPWH | 1009890.0202
| Electrification with Fuel Backup | 2031 | Commercial Resistance WH | -1116961.3616
| Electrification with Fuel Backup | 2032 | Commercial Cooling Demand | -64471.0383
| Electrification with Fuel Backup | 2032 | Commercial SC Electric ASHP | 637.937
| Electrification with Fuel Backup | 2032 | Commercial Cooking | 0
| Electrification with Fuel Backup | 2032 | Commercial SH All Electric ASHP | 460384.338
| Electrification with Fuel Backup | 2032 | Commercial SH Resistance | -863272.4797
| Electrification with Fuel Backup | 2032 | Commercial SH Hybrid | 460919.1019
| Electrification with Fuel Backup | 2032 | Commercial SH Ground Source HP | 13547.4323
| Electrification with Fuel Backup | 2032 | Commercial HPWH | 1083443.7214
| Electrification with Fuel Backup | 2032 | Commercial Resistance WH | -1132794.1488
| Electrification with Fuel Backup | 2033 | Commercial Cooling Demand | -74199.9442
| Electrification with Fuel Backup | 2033 | Commercial SC Electric ASHP | 735.4602
| Electrification with Fuel Backup | 2033 | Commercial Cooking | 0
| Electrification with Fuel Backup | 2033 | Commercial SH All Electric ASHP | 510679.9233
| Electrification with Fuel Backup | 2033 | Commercial SH Resistance | -899757.5319
| Electrification with Fuel Backup | 2033 | Commercial SH Hybrid | 524565.2397
| Electrification with Fuel Backup | 2033 | Commercial SH Ground Source HP | 15418.1331
| Electrification with Fuel Backup | 2033 | Commercial HPWH | 1155072.675
| Electrification with Fuel Backup | 2033 | Commercial Resistance WH | -1143835.3307
| Electrification with Fuel Backup | 2034 | Commercial Cooling Demand | -84150.7766
| Electrification with Fuel Backup | 2034 | Commercial SC Electric ASHP | 835.307
| Electrification with Fuel Backup | 2034 | Commercial Cooking | 0
| Electrification with Fuel Backup | 2034 | Commercial SH All Electric ASHP | 559702.1936
| Electrification with Fuel Backup | 2034 | Commercial SH Resistance | -929037.1108
| Electrification with Fuel Backup | 2034 | Commercial SH Hybrid | 588055.787
| Electrification with Fuel Backup | 2034 | Commercial SH Ground Source HP | 17284.2608
| Electrification with Fuel Backup | 2034 | Commercial HPWH | 1225012.6982
| Electrification with Fuel Backup | 2034 | Commercial Resistance WH | -1151769.4373
| Electrification with Fuel Backup | 2035 | Commercial Cooling Demand | -93738.592
| Electrification with Fuel Backup | 2035 | Commercial SC Electric ASHP | 932.4499
| Electrification with Fuel Backup | 2035 | Commercial Cooking | 0
| Electrification with Fuel Backup | 2035 | Commercial SH All Electric ASHP | 604503.3106
| Electrification with Fuel Backup | 2035 | Commercial SH Resistance | -948512.2618
| Electrification with Fuel Backup | 2035 | Commercial SH Hybrid | 647815.9871
| Electrification with Fuel Backup | 2035 | Commercial SH Ground Source HP | 19040.7453
| Electrification with Fuel Backup | 2035 | Commercial HPWH | 1293565.368
| Electrification with Fuel Backup | 2035 | Commercial Resistance WH | -1157849.5324
| Electrification with Fuel Backup | 2036 | Commercial Cooling Demand | -102289.5768
| Electrification with Fuel Backup | 2036 | Commercial SC Electric ASHP | 1020.9819
| Electrification with Fuel Backup | 2036 | Commercial Cooking | 0
| Electrification with Fuel Backup | 2036 | Commercial SH All Electric ASHP | 642456.5018
| Electrification with Fuel Backup | 2036 | Commercial SH Resistance | -958973.8651
| Electrification with Fuel Backup | 2036 | Commercial SH Hybrid | 699923.8131
| Electrification with Fuel Backup | 2036 | Commercial SH Ground Source HP | 20572.3096
| Electrification with Fuel Backup | 2036 | Commercial HPWH | 1354490.8077
| Electrification with Fuel Backup | 2036 | Commercial Resistance WH | -1162882.8077
| Electrification with Fuel Backup | 2037 | Commercial Cooling Demand | -110032.2903
| Electrification with Fuel Backup | 2037 | Commercial SC Electric ASHP | 1102.6901
| Electrification with Fuel Backup | 2037 | Commercial Cooking | 0
| Electrification with Fuel Backup | 2037 | Commercial SH All Electric ASHP | 675262.0809
| Electrification with Fuel Backup | 2037 | Commercial SH Resistance | -964083.9344
| Electrification with Fuel Backup | 2037 | Commercial SH Hybrid | 745951.358
| Electrification with Fuel Backup | 2037 | Commercial SH Ground Source HP | 21925.161
| Electrification with Fuel Backup | 2037 | Commercial HPWH | 1408189.1881
| Electrification with Fuel Backup | 2037 | Commercial Resistance WH | -1167352.0207
| Electrification with Fuel Backup | 2038 | Commercial Cooling Demand | -117189.5111
| Electrification with Fuel Backup | 2038 | Commercial SC Electric ASHP | 1179.2678
| Electrification with Fuel Backup | 2038 | Commercial Cooking | 0
| Electrification with Fuel Backup | 2038 | Commercial SH All Electric ASHP | 704516.9814
| Electrification with Fuel Backup | 2038 | Commercial SH Resistance | -967271.91
| Electrification with Fuel Backup | 2038 | Commercial SH Hybrid | 787390.3412
| Electrification with Fuel Backup | 2038 | Commercial SH Ground Source HP | 23143.1444
| Electrification with Fuel Backup | 2038 | Commercial HPWH | 1455067.025
| Electrification with Fuel Backup | 2038 | Commercial Resistance WH | -1171525.4318
| Electrification with Fuel Backup | 2039 | Commercial Cooling Demand | -123893.773
| Electrification with Fuel Backup | 2039 | Commercial SC Electric ASHP | 1251.6117
| Electrification with Fuel Backup | 2039 | Commercial Cooking | 0
| Electrification with Fuel Backup | 2039 | Commercial SH All Electric ASHP | 731086.1081
| Electrification with Fuel Backup | 2039 | Commercial SH Resistance | -970067.2601
| Electrification with Fuel Backup | 2039 | Commercial SH Hybrid | 825159.9717
| Electrification with Fuel Backup | 2039 | Commercial SH Ground Source HP | 24253.2774
| Electrification with Fuel Backup | 2039 | Commercial HPWH | 1495530.6322
| Electrification with Fuel Backup | 2039 | Commercial Resistance WH | -1175540.059
| Electrification with Fuel Backup | 2040 | Commercial Cooling Demand | -130209.1104
| Electrification with Fuel Backup | 2040 | Commercial SC Electric ASHP | 1320.0361
| Electrification with Fuel Backup | 2040 | Commercial Cooking | 0
| Electrification with Fuel Backup | 2040 | Commercial SH All Electric ASHP | 755323.1267
| Electrification with Fuel Backup | 2040 | Commercial SH Resistance | -972749.2951
| Electrification with Fuel Backup | 2040 | Commercial SH Hybrid | 859752.1004
| Electrification with Fuel Backup | 2040 | Commercial SH Ground Source HP | 25270.0166
| Electrification with Fuel Backup | 2040 | Commercial HPWH | 1530000.436
| Electrification with Fuel Backup | 2040 | Commercial Resistance WH | -1179459.7411
| Electrification with Fuel Backup | 2041 | Commercial Cooling Demand | -136164.9228
| Electrification with Fuel Backup | 2041 | Commercial SC Electric ASHP | 1384.5778
| Electrification with Fuel Backup | 2041 | Commercial Cooking | 0
| Electrification with Fuel Backup | 2041 | Commercial SH All Electric ASHP | 777396.7389
| Electrification with Fuel Backup | 2041 | Commercial SH Resistance | -975351.0953
| Electrification with Fuel Backup | 2041 | Commercial SH Hybrid | 891443.4222
| Electrification with Fuel Backup | 2041 | Commercial SH Ground Source HP | 26201.4947
| Electrification with Fuel Backup | 2041 | Commercial HPWH | 1559007.8733
| Electrification with Fuel Backup | 2041 | Commercial Resistance WH | -1183363.9453
| Electrification with Fuel Backup | 2042 | Commercial Cooling Demand | -141756.2342
| Electrification with Fuel Backup | 2042 | Commercial SC Electric ASHP | 1445.0354
| Electrification with Fuel Backup | 2042 | Commercial Cooking | 0
| Electrification with Fuel Backup | 2042 | Commercial SH All Electric ASHP | 797337.1846
| Electrification with Fuel Backup | 2042 | Commercial SH Resistance | -977877.6208
| Electrification with Fuel Backup | 2042 | Commercial SH Hybrid | 920298.5487
| Electrification with Fuel Backup | 2042 | Commercial SH Ground Source HP | 27049.6107
| Electrification with Fuel Backup | 2042 | Commercial HPWH | 1583070.4527
| Electrification with Fuel Backup | 2042 | Commercial Resistance WH | -1187263.018
| Electrification with Fuel Backup | 2043 | Commercial Cooling Demand | -146960.4185
| Electrification with Fuel Backup | 2043 | Commercial SC Electric ASHP | 1501.1206
| Electrification with Fuel Backup | 2043 | Commercial Cooking | 0
| Electrification with Fuel Backup | 2043 | Commercial SH All Electric ASHP | 815119.4414
| Electrification with Fuel Backup | 2043 | Commercial SH Resistance | -980361.163
| Electrification with Fuel Backup | 2043 | Commercial SH Hybrid | 946277.1104
| Electrification with Fuel Backup | 2043 | Commercial SH Ground Source HP | 27813.1781
| Electrification with Fuel Backup | 2043 | Commercial HPWH | 1602771.6655
| Electrification with Fuel Backup | 2043 | Commercial Resistance WH | -1191160.544
| Electrification with Fuel Backup | 2044 | Commercial Cooling Demand | -151745.3852
| Electrification with Fuel Backup | 2044 | Commercial SC Electric ASHP | 1552.5411
| Electrification with Fuel Backup | 2044 | Commercial Cooking | 0
| Electrification with Fuel Backup | 2044 | Commercial SH All Electric ASHP | 830695.0002
| Electrification with Fuel Backup | 2044 | Commercial SH Resistance | -982844.5153
| Electrification with Fuel Backup | 2044 | Commercial SH Hybrid | 969285.1769
| Electrification with Fuel Backup | 2044 | Commercial SH Ground Source HP | 28489.4361
| Electrification with Fuel Backup | 2044 | Commercial HPWH | 1618749.5455
| Electrification with Fuel Backup | 2044 | Commercial Resistance WH | -1195057.6465
| Electrification with Fuel Backup | 2045 | Commercial Cooling Demand | -156078.1012
| Electrification with Fuel Backup | 2045 | Commercial SC Electric ASHP | 1599.078
| Electrification with Fuel Backup | 2045 | Commercial Cooking | 0
| Electrification with Fuel Backup | 2045 | Commercial SH All Electric ASHP | 844022.692
| Electrification with Fuel Backup | 2045 | Commercial SH Resistance | -985370.2642
| Electrification with Fuel Backup | 2045 | Commercial SH Hybrid | 989225.5315
| Electrification with Fuel Backup | 2045 | Commercial SH Ground Source HP | 29075.5273
| Electrification with Fuel Backup | 2045 | Commercial HPWH | 1631668.7998
| Electrification with Fuel Backup | 2045 | Commercial Resistance WH | -1198954.6438
| Electrification with Fuel Backup | 2046 | Commercial Cooling Demand | -160851.8316
| Electrification with Fuel Backup | 2046 | Commercial SC Electric ASHP | 1640.6477
| Electrification with Fuel Backup | 2046 | Commercial Cooking | 0
| Electrification with Fuel Backup | 2046 | Commercial SH All Electric ASHP | 855095.0806
| Electrification with Fuel Backup | 2046 | Commercial SH Resistance | -987976.0913
| Electrification with Fuel Backup | 2046 | Commercial SH Hybrid | 1006041.272
| Electrification with Fuel Backup | 2046 | Commercial SH Ground Source HP | 29569.7791
| Electrification with Fuel Backup | 2046 | Commercial HPWH | 1642182.8485
| Electrification with Fuel Backup | 2046 | Commercial Resistance WH | -1202851.6176
| Electrification with Fuel Backup | 2047 | Commercial Cooling Demand | -165116.1016
| Electrification with Fuel Backup | 2047 | Commercial SC Electric ASHP | 1677.3207
| Electrification with Fuel Backup | 2047 | Commercial Cooking | 0
| Electrification with Fuel Backup | 2047 | Commercial SH All Electric ASHP | 863949.388
| Electrification with Fuel Backup | 2047 | Commercial SH Resistance | -990692.9291
| Electrification with Fuel Backup | 2047 | Commercial SH Hybrid | 1019737.0984
| Electrification with Fuel Backup | 2047 | Commercial SH Ground Source HP | 29972.3297
| Electrification with Fuel Backup | 2047 | Commercial HPWH | 1650894.6474
| Electrification with Fuel Backup | 2047 | Commercial Resistance WH | -1206748.5865
| Electrification with Fuel Backup | 2048 | Commercial Cooling Demand | -168871.4645
| Electrification with Fuel Backup | 2048 | Commercial SC Electric ASHP | 1709.2965
| Electrification with Fuel Backup | 2048 | Commercial Cooking | 0
| Electrification with Fuel Backup | 2048 | Commercial SH All Electric ASHP | 870662.7552
| Electrification with Fuel Backup | 2048 | Commercial SH Resistance | -993543.4414
| Electrification with Fuel Backup | 2048 | Commercial SH Hybrid | 1030377.8898
| Electrification with Fuel Backup | 2048 | Commercial SH Ground Source HP | 30285.0861
| Electrification with Fuel Backup | 2048 | Commercial HPWH | 1658324.9278
| Electrification with Fuel Backup | 2048 | Commercial Resistance WH | -1210645.5547
| Electrification with Fuel Backup | 2049 | Commercial Cooling Demand | -172131.0106
| Electrification with Fuel Backup | 2049 | Commercial SC Electric ASHP | 1736.8887
| Electrification with Fuel Backup | 2049 | Commercial Cooking | 0
| Electrification with Fuel Backup | 2049 | Commercial SH All Electric ASHP | 875353.5262
| Electrification with Fuel Backup | 2049 | Commercial SH Resistance | -996540.0291
| Electrification with Fuel Backup | 2049 | Commercial SH Hybrid | 1038095.0873
| Electrification with Fuel Backup | 2049 | Commercial SH Ground Source HP | 30511.9116
| Electrification with Fuel Backup | 2049 | Commercial HPWH | 1664893.7319
| Electrification with Fuel Backup | 2049 | Commercial Resistance WH | -1214542.5226
| Electrification with Fuel Backup | 2050 | Commercial Cooling Demand | -174928.6194
| Electrification with Fuel Backup | 2050 | Commercial SC Electric ASHP | 1760.569
| Electrification with Fuel Backup | 2050 | Commercial Cooking | 0
| Electrification with Fuel Backup | 2050 | Commercial SH All Electric ASHP | 878206.9838
| Electrification with Fuel Backup | 2050 | Commercial SH Resistance | -999682.9947
| Electrification with Fuel Backup | 2050 | Commercial SH Hybrid | 1043126.7118
| Electrification with Fuel Backup | 2050 | Commercial SH Ground Source HP | 30659.8022
| Electrification with Fuel Backup | 2050 | Commercial HPWH | 1670916.984
| Electrification with Fuel Backup | 2050 | Commercial Resistance WH | -1218439.4906
| High Decarbonized Methane | 2021 | Residential Cooling Demand | 0
| High Decarbonized Methane | 2021 | Residential SC Electric ASHP | 0
| High Decarbonized Methane | 2021 | Residential Clothes Drying | 109449.4848
| High Decarbonized Methane | 2021 | Residential Cooking | 91026.3694
| High Decarbonized Methane | 2021 | Residential SH All Electric ASHP | 230587.3706
| High Decarbonized Methane | 2021 | Residential SH Resistance | -753687.8918
| High Decarbonized Methane | 2021 | Residential SH Hybrid | 0
| High Decarbonized Methane | 2021 | Residential SH Ground Source HP | 0
| High Decarbonized Methane | 2021 | Residential HPWH | 366424.6537
| High Decarbonized Methane | 2021 | Residential Resistance WH | -934756.7697
| High Decarbonized Methane | 2022 | Residential Cooling Demand | 0
| High Decarbonized Methane | 2022 | Residential SC Electric ASHP | 0
| High Decarbonized Methane | 2022 | Residential Clothes Drying | 134053.013
| High Decarbonized Methane | 2022 | Residential Cooking | 111512.3456
| High Decarbonized Methane | 2022 | Residential SH All Electric ASHP | 280479.0586
| High Decarbonized Methane | 2022 | Residential SH Resistance | -923262.4555
| High Decarbonized Methane | 2022 | Residential SH Hybrid | 0
| High Decarbonized Methane | 2022 | Residential SH Ground Source HP | 0
| High Decarbonized Methane | 2022 | Residential HPWH | 473673.3493
| High Decarbonized Methane | 2022 | Residential Resistance WH | -1208350.3809
| High Decarbonized Methane | 2023 | Residential Cooling Demand | 0
| High Decarbonized Methane | 2023 | Residential SC Electric ASHP | 0
| High Decarbonized Methane | 2023 | Residential Clothes Drying | 158356.9307
| High Decarbonized Methane | 2023 | Residential Cooking | 131772.7672
| High Decarbonized Methane | 2023 | Residential SH All Electric ASHP | 330162.8386
| High Decarbonized Methane | 2023 | Residential SH Resistance | -1093040.3263
| High Decarbonized Methane | 2023 | Residential SH Hybrid | 0
| High Decarbonized Methane | 2023 | Residential SH Ground Source HP | 0
| High Decarbonized Methane | 2023 | Residential HPWH | 582165.1161
| High Decarbonized Methane | 2023 | Residential Resistance WH | -1485115.0922
| High Decarbonized Methane | 2024 | Residential Cooling Demand | 0
| High Decarbonized Methane | 2024 | Residential SC Electric ASHP | 0
| High Decarbonized Methane | 2024 | Residential Clothes Drying | 182647.4325
| High Decarbonized Methane | 2024 | Residential Cooking | 152053.8465
| High Decarbonized Methane | 2024 | Residential SH All Electric ASHP | 380257.1211
| High Decarbonized Methane | 2024 | Residential SH Resistance | -1265485.0466
| High Decarbonized Methane | 2024 | Residential SH Hybrid | 0
| High Decarbonized Methane | 2024 | Residential SH Ground Source HP | 0
| High Decarbonized Methane | 2024 | Residential HPWH | 687115.2894
| High Decarbonized Methane | 2024 | Residential Resistance WH | -1752845.126
| High Decarbonized Methane | 2025 | Residential Cooling Demand | 0
| High Decarbonized Methane | 2025 | Residential SC Electric ASHP | 0
| High Decarbonized Methane | 2025 | Residential Clothes Drying | 207103.8277
| High Decarbonized Methane | 2025 | Residential Cooking | 172514.0202
| High Decarbonized Methane | 2025 | Residential SH All Electric ASHP | 431081.9903
| High Decarbonized Methane | 2025 | Residential SH Resistance | -1442078.5405
| High Decarbonized Methane | 2025 | Residential SH Hybrid | 0
| High Decarbonized Methane | 2025 | Residential SH Ground Source HP | 0
| High Decarbonized Methane | 2025 | Residential HPWH | 783627.3215
| High Decarbonized Methane | 2025 | Residential Resistance WH | -1999049.2895
| High Decarbonized Methane | 2026 | Residential Cooling Demand | 5607.7679
| High Decarbonized Methane | 2026 | Residential SC Electric ASHP | 0
| High Decarbonized Methane | 2026 | Residential Clothes Drying | 231574.935
| High Decarbonized Methane | 2026 | Residential Cooking | 193036.0221
| High Decarbonized Methane | 2026 | Residential SH All Electric ASHP | 482211.6196
| High Decarbonized Methane | 2026 | Residential SH Resistance | -1621795.7973
| High Decarbonized Methane | 2026 | Residential SH Hybrid | 0
| High Decarbonized Methane | 2026 | Residential SH Ground Source HP | 0
| High Decarbonized Methane | 2026 | Residential HPWH | 867636.2514
| High Decarbonized Methane | 2026 | Residential Resistance WH | -2213357.7842
| High Decarbonized Methane | 2027 | Residential Cooling Demand | 11215.0096
| High Decarbonized Methane | 2027 | Residential SC Electric ASHP | 0
| High Decarbonized Methane | 2027 | Residential Clothes Drying | 255822.8368
| High Decarbonized Methane | 2027 | Residential Cooking | 213428.9414
| High Decarbonized Methane | 2027 | Residential SH All Electric ASHP | 533017.8685
| High Decarbonized Methane | 2027 | Residential SH Resistance | -1802984.2319
| High Decarbonized Methane | 2027 | Residential SH Hybrid | 0
| High Decarbonized Methane | 2027 | Residential SH Ground Source HP | 0
| High Decarbonized Methane | 2027 | Residential HPWH | 937493.8063
| High Decarbonized Methane | 2027 | Residential Resistance WH | -2391565.8325
| High Decarbonized Methane | 2028 | Residential Cooling Demand | 16817.9684
| High Decarbonized Methane | 2028 | Residential SC Electric ASHP | 0
| High Decarbonized Methane | 2028 | Residential Clothes Drying | 279399.1816
| High Decarbonized Methane | 2028 | Residential Cooking | 233323.8667
| High Decarbonized Methane | 2028 | Residential SH All Electric ASHP | 582399.9977
| High Decarbonized Methane | 2028 | Residential SH Resistance | -1982464.8469
| High Decarbonized Methane | 2028 | Residential SH Hybrid | 0
| High Decarbonized Methane | 2028 | Residential SH Ground Source HP | 0
| High Decarbonized Methane | 2028 | Residential HPWH | 993221.1912
| High Decarbonized Methane | 2028 | Residential Resistance WH | -2533727.5285
| High Decarbonized Methane | 2029 | Residential Cooling Demand | 22412.1697
| High Decarbonized Methane | 2029 | Residential SC Electric ASHP | 0
| High Decarbonized Methane | 2029 | Residential Clothes Drying | 301822.295
| High Decarbonized Methane | 2029 | Residential Cooking | 252323.1178
| High Decarbonized Methane | 2029 | Residential SH All Electric ASHP | 629168.5187
| High Decarbonized Methane | 2029 | Residential SH Resistance | -2156768.223
| High Decarbonized Methane | 2029 | Residential SH Hybrid | 0
| High Decarbonized Methane | 2029 | Residential SH Ground Source HP | 0
| High Decarbonized Methane | 2029 | Residential HPWH | 1035981.1125
| High Decarbonized Methane | 2029 | Residential Resistance WH | -2642808.9604
| High Decarbonized Methane | 2030 | Residential Cooling Demand | 27991.204
| High Decarbonized Methane | 2030 | Residential SC Electric ASHP | 0
| High Decarbonized Methane | 2030 | Residential Clothes Drying | 322783.7482
| High Decarbonized Methane | 2030 | Residential Cooking | 270176.3415
| High Decarbonized Methane | 2030 | Residential SH All Electric ASHP | 672507.8657
| High Decarbonized Methane | 2030 | Residential SH Resistance | -2323614.2445
| High Decarbonized Methane | 2030 | Residential SH Hybrid | 0
| High Decarbonized Methane | 2030 | Residential SH Ground Source HP | 0
| High Decarbonized Methane | 2030 | Residential HPWH | 1067490.738
| High Decarbonized Methane | 2030 | Residential Resistance WH | -2723190.6582
| High Decarbonized Methane | 2031 | Residential Cooling Demand | 33563.6484
| High Decarbonized Methane | 2031 | Residential SC Electric ASHP | 0
| High Decarbonized Methane | 2031 | Residential Clothes Drying | 342431.8539
| High Decarbonized Methane | 2031 | Residential Cooking | 286984.3446
| High Decarbonized Methane | 2031 | Residential SH All Electric ASHP | 712675.8375
| High Decarbonized Methane | 2031 | Residential SH Resistance | -2482925.9004
| High Decarbonized Methane | 2031 | Residential SH Hybrid | 0
| High Decarbonized Methane | 2031 | Residential SH Ground Source HP | 0
| High Decarbonized Methane | 2031 | Residential HPWH | 1089867.1248
| High Decarbonized Methane | 2031 | Residential Resistance WH | -2780273.2775
| High Decarbonized Methane | 2032 | Residential Cooling Demand | 39135.6287
| High Decarbonized Methane | 2032 | Residential SC Electric ASHP | 0
| High Decarbonized Methane | 2032 | Residential Clothes Drying | 360700.776
| High Decarbonized Methane | 2032 | Residential Cooking | 302693.4022
| High Decarbonized Methane | 2032 | Residential SH All Electric ASHP | 749417.8859
| High Decarbonized Methane | 2032 | Residential SH Resistance | -2633898.6269
| High Decarbonized Methane | 2032 | Residential SH Hybrid | 0
| High Decarbonized Methane | 2032 | Residential SH Ground Source HP | 0
| High Decarbonized Methane | 2032 | Residential HPWH | 1104735.6927
| High Decarbonized Methane | 2032 | Residential Resistance WH | -2818203.2976
| High Decarbonized Methane | 2033 | Residential Cooling Demand | 44726.564
| High Decarbonized Methane | 2033 | Residential SC Electric ASHP | 0
| High Decarbonized Methane | 2033 | Residential Clothes Drying | 376991.2496
| High Decarbonized Methane | 2033 | Residential Cooking | 316787.5398
| High Decarbonized Methane | 2033 | Residential SH All Electric ASHP | 781275.2544
| High Decarbonized Methane | 2033 | Residential SH Resistance | -2771874.0299
| High Decarbonized Methane | 2033 | Residential SH Hybrid | 0
| High Decarbonized Methane | 2033 | Residential SH Ground Source HP | 0
| High Decarbonized Methane | 2033 | Residential HPWH | 1114074.2946
| High Decarbonized Methane | 2033 | Residential Resistance WH | -2842026.2617
| High Decarbonized Methane | 2034 | Residential Cooling Demand | 50373
| High Decarbonized Methane | 2034 | Residential SC Electric ASHP | 0
| High Decarbonized Methane | 2034 | Residential Clothes Drying | 389978.133
| High Decarbonized Methane | 2034 | Residential Cooking | 328121.7754
| High Decarbonized Methane | 2034 | Residential SH All Electric ASHP | 805175.7046
| High Decarbonized Methane | 2034 | Residential SH Resistance | -2887051.8186
| High Decarbonized Methane | 2034 | Residential SH Hybrid | 0
| High Decarbonized Methane | 2034 | Residential SH Ground Source HP | 0
| High Decarbonized Methane | 2034 | Residential HPWH | 1119940.6401
| High Decarbonized Methane | 2034 | Residential Resistance WH | -2856991.4289
| High Decarbonized Methane | 2035 | Residential Cooling Demand | 56110.2682
| High Decarbonized Methane | 2035 | Residential SC Electric ASHP | 0
| High Decarbonized Methane | 2035 | Residential Clothes Drying | 398560.9629
| High Decarbonized Methane | 2035 | Residential Cooking | 335736.2897
| High Decarbonized Methane | 2035 | Residential SH All Electric ASHP | 818572.7351
| High Decarbonized Methane | 2035 | Residential SH Resistance | -2971320.7913
| High Decarbonized Methane | 2035 | Residential SH Hybrid | 0
| High Decarbonized Methane | 2035 | Residential SH Ground Source HP | 0
| High Decarbonized Methane | 2035 | Residential HPWH | 1123971.2086
| High Decarbonized Methane | 2035 | Residential Resistance WH | -2867273.4913
| High Decarbonized Methane | 2036 | Residential Cooling Demand | 61938.5279
| High Decarbonized Methane | 2036 | Residential SC Electric ASHP | 0
| High Decarbonized Methane | 2036 | Residential Clothes Drying | 403110.6034
| High Decarbonized Methane | 2036 | Residential Cooking | 339924.9145
| High Decarbonized Methane | 2036 | Residential SH All Electric ASHP | 822204.6702
| High Decarbonized Methane | 2036 | Residential SH Resistance | -3027019.6324
| High Decarbonized Methane | 2036 | Residential SH Hybrid | 0
| High Decarbonized Methane | 2036 | Residential SH Ground Source HP | 0
| High Decarbonized Methane | 2036 | Residential HPWH | 1127269.0497
| High Decarbonized Methane | 2036 | Residential Resistance WH | -2875686.3513
| High Decarbonized Methane | 2037 | Residential Cooling Demand | 67826.803
| High Decarbonized Methane | 2037 | Residential SC Electric ASHP | 0
| High Decarbonized Methane | 2037 | Residential Clothes Drying | 405242.5916
| High Decarbonized Methane | 2037 | Residential Cooking | 342044.4085
| High Decarbonized Methane | 2037 | Residential SH All Electric ASHP | 819568.3752
| High Decarbonized Methane | 2037 | Residential SH Resistance | -3065219.7882
| High Decarbonized Methane | 2037 | Residential SH Hybrid | 0
| High Decarbonized Methane | 2037 | Residential SH Ground Source HP | 0
| High Decarbonized Methane | 2037 | Residential HPWH | 1130479.9223
| High Decarbonized Methane | 2037 | Residential Resistance WH | -2883877.3528
| High Decarbonized Methane | 2038 | Residential Cooling Demand | 73752.0649
| High Decarbonized Methane | 2038 | Residential SC Electric ASHP | 0
| High Decarbonized Methane | 2038 | Residential Clothes Drying | 406489.4842
| High Decarbonized Methane | 2038 | Residential Cooking | 343386.4234
| High Decarbonized Methane | 2038 | Residential SH All Electric ASHP | 814013.4867
| High Decarbonized Methane | 2038 | Residential SH Resistance | -3096489.319
| High Decarbonized Methane | 2038 | Residential SH Hybrid | 0
| High Decarbonized Methane | 2038 | Residential SH Ground Source HP | 0
| High Decarbonized Methane | 2038 | Residential HPWH | 1133908.6641
| High Decarbonized Methane | 2038 | Residential Resistance WH | -2892624.1431
| High Decarbonized Methane | 2039 | Residential Cooling Demand | 79706.8929
| High Decarbonized Methane | 2039 | Residential SC Electric ASHP | 0
| High Decarbonized Methane | 2039 | Residential Clothes Drying | 407572.0545
| High Decarbonized Methane | 2039 | Residential Cooking | 344558.4763
| High Decarbonized Methane | 2039 | Residential SH All Electric ASHP | 807200.2529
| High Decarbonized Methane | 2039 | Residential SH Resistance | -3126051.1312
| High Decarbonized Methane | 2039 | Residential SH Hybrid | 0
| High Decarbonized Methane | 2039 | Residential SH Ground Source HP | 0
| High Decarbonized Methane | 2039 | Residential HPWH | 1137637.431
| High Decarbonized Methane | 2039 | Residential Resistance WH | -2902136.3035
| High Decarbonized Methane | 2040 | Residential Cooling Demand | 85689.1557
| High Decarbonized Methane | 2040 | Residential SC Electric ASHP | 0
| High Decarbonized Methane | 2040 | Residential Clothes Drying | 408657.2716
| High Decarbonized Methane | 2040 | Residential Cooking | 345700.8533
| High Decarbonized Methane | 2040 | Residential SH All Electric ASHP | 799692.4151
| High Decarbonized Methane | 2040 | Residential SH Resistance | -3155731.3614
| High Decarbonized Methane | 2040 | Residential SH Hybrid | 0
| High Decarbonized Methane | 2040 | Residential SH Ground Source HP | 0
| High Decarbonized Methane | 2040 | Residential HPWH | 1141623.5386
| High Decarbonized Methane | 2040 | Residential Resistance WH | -2912304.9454
| High Decarbonized Methane | 2041 | Residential Cooling Demand | 91704.0388
| High Decarbonized Methane | 2041 | Residential SC Electric ASHP | 0
| High Decarbonized Methane | 2041 | Residential Clothes Drying | 409780.2546
| High Decarbonized Methane | 2041 | Residential Cooking | 346842.7549
| High Decarbonized Methane | 2041 | Residential SH All Electric ASHP | 791844.2407
| High Decarbonized Methane | 2041 | Residential SH Resistance | -3186868.5998
| High Decarbonized Methane | 2041 | Residential SH Hybrid | 0
| High Decarbonized Methane | 2041 | Residential SH Ground Source HP | 0
| High Decarbonized Methane | 2041 | Residential HPWH | 1145810.829
| High Decarbonized Methane | 2041 | Residential Resistance WH | -2922986.8087
| High Decarbonized Methane | 2042 | Residential Cooling Demand | 97752.9276
| High Decarbonized Methane | 2042 | Residential SC Electric ASHP | 0
| High Decarbonized Methane | 2042 | Residential Clothes Drying | 410942.19
| High Decarbonized Methane | 2042 | Residential Cooking | 347984.6525
| High Decarbonized Methane | 2042 | Residential SH All Electric ASHP | 783940.4394
| High Decarbonized Methane | 2042 | Residential SH Resistance | -3220611.4561
| High Decarbonized Methane | 2042 | Residential SH Hybrid | 0
| High Decarbonized Methane | 2042 | Residential SH Ground Source HP | 0
| High Decarbonized Methane | 2042 | Residential HPWH | 1150086.2974
| High Decarbonized Methane | 2042 | Residential Resistance WH | -2933893.6159
| High Decarbonized Methane | 2043 | Residential Cooling Demand | 103836.4965
| High Decarbonized Methane | 2043 | Residential SC Electric ASHP | 0
| High Decarbonized Methane | 2043 | Residential Clothes Drying | 412143.4638
| High Decarbonized Methane | 2043 | Residential Cooking | 349126.5502
| High Decarbonized Methane | 2043 | Residential SH All Electric ASHP | 776118.2649
| High Decarbonized Methane | 2043 | Residential SH Resistance | -3257589.462
| High Decarbonized Methane | 2043 | Residential SH Hybrid | 0
| High Decarbonized Methane | 2043 | Residential SH Ground Source HP | 0
| High Decarbonized Methane | 2043 | Residential HPWH | 1154347.9664
| High Decarbonized Methane | 2043 | Residential Resistance WH | -2944765.2204
| High Decarbonized Methane | 2044 | Residential Cooling Demand | 109953.9676
| High Decarbonized Methane | 2044 | Residential SC Electric ASHP | 0
| High Decarbonized Methane | 2044 | Residential Clothes Drying | 413383.2499
| High Decarbonized Methane | 2044 | Residential Cooking | 350268.4472
| High Decarbonized Methane | 2044 | Residential SH All Electric ASHP | 768295.7252
| High Decarbonized Methane | 2044 | Residential SH Resistance | -3297549.6401
| High Decarbonized Methane | 2044 | Residential SH Hybrid | 0
| High Decarbonized Methane | 2044 | Residential SH Ground Source HP | 0
| High Decarbonized Methane | 2044 | Residential HPWH | 1158518.7953
| High Decarbonized Methane | 2044 | Residential Resistance WH | -2955405.0901
| High Decarbonized Methane | 2045 | Residential Cooling Demand | 116102.6871
| High Decarbonized Methane | 2045 | Residential SC Electric ASHP | 0
| High Decarbonized Methane | 2045 | Residential Clothes Drying | 414658.4986
| High Decarbonized Methane | 2045 | Residential Cooking | 351410.3448
| High Decarbonized Methane | 2045 | Residential SH All Electric ASHP | 760292.802
| High Decarbonized Methane | 2045 | Residential SH Resistance | -3339786.6665
| High Decarbonized Methane | 2045 | Residential SH Hybrid | 0
| High Decarbonized Methane | 2045 | Residential SH Ground Source HP | 0
| High Decarbonized Methane | 2045 | Residential HPWH | 1162553.3099
| High Decarbonized Methane | 2045 | Residential Resistance WH | -2965697.2192
| High Decarbonized Methane | 2046 | Residential Cooling Demand | 116456.2597
| High Decarbonized Methane | 2046 | Residential SC Electric ASHP | 0
| High Decarbonized Methane | 2046 | Residential Clothes Drying | 415963.4516
| High Decarbonized Methane | 2046 | Residential Cooking | 352552.2415
| High Decarbonized Methane | 2046 | Residential SH All Electric ASHP | 751990.4
| High Decarbonized Methane | 2046 | Residential SH Resistance | -3383801.0698
| High Decarbonized Methane | 2046 | Residential SH Hybrid | 0
| High Decarbonized Methane | 2046 | Residential SH Ground Source HP | 0
| High Decarbonized Methane | 2046 | Residential HPWH | 1166438.4724
| High Decarbonized Methane | 2046 | Residential Resistance WH | -2975608.348
| High Decarbonized Methane | 2047 | Residential Cooling Demand | 116800.0869
| High Decarbonized Methane | 2047 | Residential SC Electric ASHP | 0
| High Decarbonized Methane | 2047 | Residential Clothes Drying | 417290.1173
| High Decarbonized Methane | 2047 | Residential Cooking | 353694.1385
| High Decarbonized Methane | 2047 | Residential SH All Electric ASHP | 743344.7348
| High Decarbonized Methane | 2047 | Residential SH Resistance | -3429389.4105
| High Decarbonized Methane | 2047 | Residential SH Hybrid | 0
| High Decarbonized Methane | 2047 | Residential SH Ground Source HP | 0
| High Decarbonized Methane | 2047 | Residential HPWH | 1170189.6477
| High Decarbonized Methane | 2047 | Residential Resistance WH | -2985177.6728
| High Decarbonized Methane | 2048 | Residential Cooling Demand | 117134.6054
| High Decarbonized Methane | 2048 | Residential SC Electric ASHP | 0
| High Decarbonized Methane | 2048 | Residential Clothes Drying | 418629.8647
| High Decarbonized Methane | 2048 | Residential Cooking | 354836.036
| High Decarbonized Methane | 2048 | Residential SH All Electric ASHP | 734341.6775
| High Decarbonized Methane | 2048 | Residential SH Resistance | -3476467.6409
| High Decarbonized Methane | 2048 | Residential SH Hybrid | 0
| High Decarbonized Methane | 2048 | Residential SH Ground Source HP | 0
| High Decarbonized Methane | 2048 | Residential HPWH | 1173842.6729
| High Decarbonized Methane | 2048 | Residential Resistance WH | -2994496.6146
| High Decarbonized Methane | 2049 | Residential Cooling Demand | 117462.8528
| High Decarbonized Methane | 2049 | Residential SC Electric ASHP | 0
| High Decarbonized Methane | 2049 | Residential Clothes Drying | 419975.6073
| High Decarbonized Methane | 2049 | Residential Cooking | 355977.9331
| High Decarbonized Methane | 2049 | Residential SH All Electric ASHP | 724974.2661
| High Decarbonized Methane | 2049 | Residential SH Resistance | -3524983.3569
| High Decarbonized Methane | 2049 | Residential SH Hybrid | 0
| High Decarbonized Methane | 2049 | Residential SH Ground Source HP | 0
| High Decarbonized Methane | 2049 | Residential HPWH | 1177443.6289
| High Decarbonized Methane | 2049 | Residential Resistance WH | -3003682.7268
| High Decarbonized Methane | 2050 | Residential Cooling Demand | 117790.4095
| High Decarbonized Methane | 2050 | Residential SC Electric ASHP | 0
| High Decarbonized Methane | 2050 | Residential Clothes Drying | 421323.2199
| High Decarbonized Methane | 2050 | Residential Cooking | 357119.8309
| High Decarbonized Methane | 2050 | Residential SH All Electric ASHP | 715233.005
| High Decarbonized Methane | 2050 | Residential SH Resistance | -3574884.2132
| High Decarbonized Methane | 2050 | Residential SH Hybrid | 0
| High Decarbonized Methane | 2050 | Residential SH Ground Source HP | 0
| High Decarbonized Methane | 2050 | Residential HPWH | 1181038.4002
| High Decarbonized Methane | 2050 | Residential Resistance WH | -3012853.0616
| High Decarbonized Methane | 2021 | Commercial Cooling Demand | 0
| High Decarbonized Methane | 2021 | Commercial SC Electric ASHP | 0
| High Decarbonized Methane | 2021 | Commercial Cooking | 36524.0413
| High Decarbonized Methane | 2021 | Commercial SH All Electric ASHP | 107037.0505
| High Decarbonized Methane | 2021 | Commercial SH Resistance | -270295.8687
| High Decarbonized Methane | 2021 | Commercial SH Hybrid | 0
| High Decarbonized Methane | 2021 | Commercial SH Ground Source HP | 0
| High Decarbonized Methane | 2021 | Commercial HPWH | 126584.3677
| High Decarbonized Methane | 2021 | Commercial Resistance WH | -391498.0443
| High Decarbonized Methane | 2022 | Commercial Cooling Demand | 0
| High Decarbonized Methane | 2022 | Commercial SC Electric ASHP | 0
| High Decarbonized Methane | 2022 | Commercial Cooking | 46913.7512
| High Decarbonized Methane | 2022 | Commercial SH All Electric ASHP | 130803.2922
| High Decarbonized Methane | 2022 | Commercial SH Resistance | -331998.2827
| High Decarbonized Methane | 2022 | Commercial SH Hybrid | 0
| High Decarbonized Methane | 2022 | Commercial SH Ground Source HP | 0
| High Decarbonized Methane | 2022 | Commercial HPWH | 162592.7296
| High Decarbonized Methane | 2022 | Commercial Resistance WH | -502864.1121
| High Decarbonized Methane | 2023 | Commercial Cooling Demand | 0
| High Decarbonized Methane | 2023 | Commercial SC Electric ASHP | 0
| High Decarbonized Methane | 2023 | Commercial Cooking | 57310.2596
| High Decarbonized Methane | 2023 | Commercial SH All Electric ASHP | 154053.8856
| High Decarbonized Methane | 2023 | Commercial SH Resistance | -392462.8539
| High Decarbonized Methane | 2023 | Commercial SH Hybrid | 0
| High Decarbonized Methane | 2023 | Commercial SH Ground Source HP | 0
| High Decarbonized Methane | 2023 | Commercial HPWH | 198624.6097
| High Decarbonized Methane | 2023 | Commercial Resistance WH | -614302.9165
| High Decarbonized Methane | 2024 | Commercial Cooling Demand | 0
| High Decarbonized Methane | 2024 | Commercial SC Electric ASHP | 0
| High Decarbonized Methane | 2024 | Commercial Cooking | 67256.4235
| High Decarbonized Methane | 2024 | Commercial SH All Electric ASHP | 176948.4474
| High Decarbonized Methane | 2024 | Commercial SH Resistance | -452160.4866
| High Decarbonized Methane | 2024 | Commercial SH Hybrid | 0
| High Decarbonized Methane | 2024 | Commercial SH Ground Source HP | 0
| High Decarbonized Methane | 2024 | Commercial HPWH | 233095.6549
| High Decarbonized Methane | 2024 | Commercial Resistance WH | -720914.3965
| High Decarbonized Methane | 2025 | Commercial Cooling Demand | 0
| High Decarbonized Methane | 2025 | Commercial SC Electric ASHP | 0
| High Decarbonized Methane | 2025 | Commercial Cooking | 76295.5071
| High Decarbonized Methane | 2025 | Commercial SH All Electric ASHP | 199566.5519
| High Decarbonized Methane | 2025 | Commercial SH Resistance | -511383.1869
| High Decarbonized Methane | 2025 | Commercial SH Hybrid | 0
| High Decarbonized Methane | 2025 | Commercial SH Ground Source HP | 0
| High Decarbonized Methane | 2025 | Commercial HPWH | 264422.9267
| High Decarbonized Methane | 2025 | Commercial Resistance WH | -817802.8662
| High Decarbonized Methane | 2026 | Commercial Cooling Demand | 1385.846
| High Decarbonized Methane | 2026 | Commercial SC Electric ASHP | 0
| High Decarbonized Methane | 2026 | Commercial Cooking | 84058.4337
| High Decarbonized Methane | 2026 | Commercial SH All Electric ASHP | 221696.7788
| High Decarbonized Methane | 2026 | Commercial SH Resistance | -569702.312
| High Decarbonized Methane | 2026 | Commercial SH Hybrid | 0
| High Decarbonized Methane | 2026 | Commercial SH Ground Source HP | 0
| High Decarbonized Methane | 2026 | Commercial HPWH | 291327.3085
| High Decarbonized Methane | 2026 | Commercial Resistance WH | -901012.2943
| High Decarbonized Methane | 2027 | Commercial Cooling Demand | 2784.2064
| High Decarbonized Methane | 2027 | Commercial SC Electric ASHP | 0
| High Decarbonized Methane | 2027 | Commercial Cooking | 90425.213
| High Decarbonized Methane | 2027 | Commercial SH All Electric ASHP | 243061.5681
| High Decarbonized Methane | 2027 | Commercial SH Resistance | -626542.6424
| High Decarbonized Methane | 2027 | Commercial SH Hybrid | 0
| High Decarbonized Methane | 2027 | Commercial SH Ground Source HP | 0
| High Decarbonized Methane | 2027 | Commercial HPWH | 313392.9523
| High Decarbonized Methane | 2027 | Commercial Resistance WH | -969256.5535
| High Decarbonized Methane | 2028 | Commercial Cooling Demand | 4193.258
| High Decarbonized Methane | 2028 | Commercial SC Electric ASHP | 0
| High Decarbonized Methane | 2028 | Commercial Cooking | 95444.5853
| High Decarbonized Methane | 2028 | Commercial SH All Electric ASHP | 263210.7425
| High Decarbonized Methane | 2028 | Commercial SH Resistance | -680904.4404
| High Decarbonized Methane | 2028 | Commercial SH Hybrid | 0
| High Decarbonized Methane | 2028 | Commercial SH Ground Source HP | 0
| High Decarbonized Methane | 2028 | Commercial HPWH | 330788.7912
| High Decarbonized Methane | 2028 | Commercial Resistance WH | -1023058.1171
| High Decarbonized Methane | 2029 | Commercial Cooling Demand | 5611.2267
| High Decarbonized Methane | 2029 | Commercial SC Electric ASHP | 0
| High Decarbonized Methane | 2029 | Commercial Cooking | 99275.3472
| High Decarbonized Methane | 2029 | Commercial SH All Electric ASHP | 281705.4923
| High Decarbonized Methane | 2029 | Commercial SH Resistance | -731815.6176
| High Decarbonized Methane | 2029 | Commercial SH Hybrid | 0
| High Decarbonized Methane | 2029 | Commercial SH Ground Source HP | 0
| High Decarbonized Methane | 2029 | Commercial HPWH | 344065.1855
| High Decarbonized Methane | 2029 | Commercial Resistance WH | -1064119.1304
| High Decarbonized Methane | 2030 | Commercial Cooling Demand | 7036.3748
| High Decarbonized Methane | 2030 | Commercial SC Electric ASHP | 0
| High Decarbonized Methane | 2030 | Commercial Cooking | 102119.4763
| High Decarbonized Methane | 2030 | Commercial SH All Electric ASHP | 298321.3811
| High Decarbonized Methane | 2030 | Commercial SH Resistance | -778836.3025
| High Decarbonized Methane | 2030 | Commercial SH Hybrid | 0
| High Decarbonized Methane | 2030 | Commercial SH Ground Source HP | 0
| High Decarbonized Methane | 2030 | Commercial HPWH | 353922.1486
| High Decarbonized Methane | 2030 | Commercial Resistance WH | -1094604.5833
| High Decarbonized Methane | 2031 | Commercial Cooling Demand | 8470.8908
| High Decarbonized Methane | 2031 | Commercial SC Electric ASHP | 0
| High Decarbonized Methane | 2031 | Commercial Cooking | 104205.254
| High Decarbonized Methane | 2031 | Commercial SH All Electric ASHP | 313339.0516
| High Decarbonized Methane | 2031 | Commercial SH Resistance | -822585.1412
| High Decarbonized Methane | 2031 | Commercial SH Hybrid | 0
| High Decarbonized Methane | 2031 | Commercial SH Ground Source HP | 0
| High Decarbonized Methane | 2031 | Commercial HPWH | 361150.8403
| High Decarbonized Methane | 2031 | Commercial Resistance WH | -1116961.3616
| High Decarbonized Methane | 2032 | Commercial Cooling Demand | 9914.8516
| High Decarbonized Methane | 2032 | Commercial SC Electric ASHP | 0
| High Decarbonized Methane | 2032 | Commercial Cooking | 105682.3861
| High Decarbonized Methane | 2032 | Commercial SH All Electric ASHP | 326827.0017
| High Decarbonized Methane | 2032 | Commercial SH Resistance | -863272.4797
| High Decarbonized Methane | 2032 | Commercial SH Hybrid | 0
| High Decarbonized Methane | 2032 | Commercial SH Ground Source HP | 0
| High Decarbonized Methane | 2032 | Commercial HPWH | 366270.1081
| High Decarbonized Methane | 2032 | Commercial Resistance WH | -1132794.1488
| High Decarbonized Methane | 2033 | Commercial Cooling Demand | 11368.2429
| High Decarbonized Methane | 2033 | Commercial SC Electric ASHP | 0
| High Decarbonized Methane | 2033 | Commercial Cooking | 106712.4926
| High Decarbonized Methane | 2033 | Commercial SH All Electric ASHP | 338330.6096
| High Decarbonized Methane | 2033 | Commercial SH Resistance | -899757.5319
| High Decarbonized Methane | 2033 | Commercial SH Hybrid | 0
| High Decarbonized Methane | 2033 | Commercial SH Ground Source HP | 0
| High Decarbonized Methane | 2033 | Commercial HPWH | 369840.0903
| High Decarbonized Methane | 2033 | Commercial Resistance WH | -1143835.3307
| High Decarbonized Methane | 2034 | Commercial Cooling Demand | 12831.0061
| High Decarbonized Methane | 2034 | Commercial SC Electric ASHP | 0
| High Decarbonized Methane | 2034 | Commercial Cooking | 107452.7287
| High Decarbonized Methane | 2034 | Commercial SH All Electric ASHP | 346690.6272
| High Decarbonized Methane | 2034 | Commercial SH Resistance | -929037.1108
| High Decarbonized Methane | 2034 | Commercial SH Hybrid | 0
| High Decarbonized Methane | 2034 | Commercial SH Ground Source HP | 0
| High Decarbonized Methane | 2034 | Commercial HPWH | 372405.4514
| High Decarbonized Methane | 2034 | Commercial Resistance WH | -1151769.4373
| High Decarbonized Methane | 2035 | Commercial Cooling Demand | 14303.0823
| High Decarbonized Methane | 2035 | Commercial SC Electric ASHP | 0
| High Decarbonized Methane | 2035 | Commercial Cooking | 108019.9972
| High Decarbonized Methane | 2035 | Commercial SH All Electric ASHP | 350941.7237
| High Decarbonized Methane | 2035 | Commercial SH Resistance | -948512.2618
| High Decarbonized Methane | 2035 | Commercial SH Hybrid | 0
| High Decarbonized Methane | 2035 | Commercial SH Ground Source HP | 0
| High Decarbonized Methane | 2035 | Commercial HPWH | 374371.3488
| High Decarbonized Methane | 2035 | Commercial Resistance WH | -1157849.5324
| High Decarbonized Methane | 2036 | Commercial Cooling Demand | 15784.443
| High Decarbonized Methane | 2036 | Commercial SC Electric ASHP | 0
| High Decarbonized Methane | 2036 | Commercial Cooking | 108489.6037
| High Decarbonized Methane | 2036 | Commercial SH All Electric ASHP | 351452.7939
| High Decarbonized Methane | 2036 | Commercial SH Resistance | -958973.8651
| High Decarbonized Methane | 2036 | Commercial SH Hybrid | 0
| High Decarbonized Methane | 2036 | Commercial SH Ground Source HP | 0
| High Decarbonized Methane | 2036 | Commercial HPWH | 375998.7745
| High Decarbonized Methane | 2036 | Commercial Resistance WH | -1162882.8077
| High Decarbonized Methane | 2037 | Commercial Cooling Demand | 17275.0947
| High Decarbonized Methane | 2037 | Commercial SC Electric ASHP | 0
| High Decarbonized Methane | 2037 | Commercial Cooking | 108906.5863
| High Decarbonized Methane | 2037 | Commercial SH All Electric ASHP | 349684.5437
| High Decarbonized Methane | 2037 | Commercial SH Resistance | -964083.9344
| High Decarbonized Methane | 2037 | Commercial SH Hybrid | 0
| High Decarbonized Methane | 2037 | Commercial SH Ground Source HP | 0
| High Decarbonized Methane | 2037 | Commercial HPWH | 377443.82
| High Decarbonized Methane | 2037 | Commercial Resistance WH | -1167352.0207
| High Decarbonized Methane | 2038 | Commercial Cooling Demand | 18775.0572
| High Decarbonized Methane | 2038 | Commercial SC Electric ASHP | 0
| High Decarbonized Methane | 2038 | Commercial Cooking | 109295.9721
| High Decarbonized Methane | 2038 | Commercial SH All Electric ASHP | 346975.516
| High Decarbonized Methane | 2038 | Commercial SH Resistance | -967271.91
| High Decarbonized Methane | 2038 | Commercial SH Hybrid | 0
| High Decarbonized Methane | 2038 | Commercial SH Ground Source HP | 0
| High Decarbonized Methane | 2038 | Commercial HPWH | 378793.2229
| High Decarbonized Methane | 2038 | Commercial Resistance WH | -1171525.4318
| High Decarbonized Methane | 2039 | Commercial Cooling Demand | 20284.329
| High Decarbonized Methane | 2039 | Commercial SC Electric ASHP | 0
| High Decarbonized Methane | 2039 | Commercial Cooking | 109670.5439
| High Decarbonized Methane | 2039 | Commercial SH All Electric ASHP | 343917.2173
| High Decarbonized Methane | 2039 | Commercial SH Resistance | -970067.2601
| High Decarbonized Methane | 2039 | Commercial SH Hybrid | 0
| High Decarbonized Methane | 2039 | Commercial SH Ground Source HP | 0
| High Decarbonized Methane | 2039 | Commercial HPWH | 380091.2857
| High Decarbonized Methane | 2039 | Commercial Resistance WH | -1175540.059
| High Decarbonized Methane | 2040 | Commercial Cooling Demand | 21802.8578
| High Decarbonized Methane | 2040 | Commercial SC Electric ASHP | 0
| High Decarbonized Methane | 2040 | Commercial Cooking | 110036.2575
| High Decarbonized Methane | 2040 | Commercial SH All Electric ASHP | 340620.174
| High Decarbonized Methane | 2040 | Commercial SH Resistance | -972749.2951
| High Decarbonized Methane | 2040 | Commercial SH Hybrid | 0
| High Decarbonized Methane | 2040 | Commercial SH Ground Source HP | 0
| High Decarbonized Methane | 2040 | Commercial HPWH | 381358.6496
| High Decarbonized Methane | 2040 | Commercial Resistance WH | -1179459.7411
| High Decarbonized Methane | 2041 | Commercial Cooling Demand | 23331.6073
| High Decarbonized Methane | 2041 | Commercial SC Electric ASHP | 0
| High Decarbonized Methane | 2041 | Commercial Cooking | 110400.5271
| High Decarbonized Methane | 2041 | Commercial SH All Electric ASHP | 337097.36
| High Decarbonized Methane | 2041 | Commercial SH Resistance | -975351.0953
| High Decarbonized Methane | 2041 | Commercial SH Hybrid | 0
| High Decarbonized Methane | 2041 | Commercial SH Ground Source HP | 0
| High Decarbonized Methane | 2041 | Commercial HPWH | 382621.009
| High Decarbonized Methane | 2041 | Commercial Resistance WH | -1183363.9453
| High Decarbonized Methane | 2042 | Commercial Cooling Demand | 24870.6029
| High Decarbonized Methane | 2042 | Commercial SC Electric ASHP | 0
| High Decarbonized Methane | 2042 | Commercial Cooking | 110764.318
| High Decarbonized Methane | 2042 | Commercial SH All Electric ASHP | 333353.3286
| High Decarbonized Methane | 2042 | Commercial SH Resistance | -977877.6208
| High Decarbonized Methane | 2042 | Commercial SH Hybrid | 0
| High Decarbonized Methane | 2042 | Commercial SH Ground Source HP | 0
| High Decarbonized Methane | 2042 | Commercial HPWH | 383881.7091
| High Decarbonized Methane | 2042 | Commercial Resistance WH | -1187263.018
| High Decarbonized Methane | 2043 | Commercial Cooling Demand | 26419.8239
| High Decarbonized Methane | 2043 | Commercial SC Electric ASHP | 0
| High Decarbonized Methane | 2043 | Commercial Cooking | 111127.9646
| High Decarbonized Methane | 2043 | Commercial SH All Electric ASHP | 329401.8973
| High Decarbonized Methane | 2043 | Commercial SH Resistance | -980361.163
| High Decarbonized Methane | 2043 | Commercial SH Hybrid | 0
| High Decarbonized Methane | 2043 | Commercial SH Ground Source HP | 0
| High Decarbonized Methane | 2043 | Commercial HPWH | 385141.9092
| High Decarbonized Methane | 2043 | Commercial Resistance WH | -1191160.544
| High Decarbonized Methane | 2044 | Commercial Cooling Demand | 27979.2203
| High Decarbonized Methane | 2044 | Commercial SC Electric ASHP | 0
| High Decarbonized Methane | 2044 | Commercial Cooking | 111491.5716
| High Decarbonized Methane | 2044 | Commercial SH All Electric ASHP | 325259.9361
| High Decarbonized Methane | 2044 | Commercial SH Resistance | -982844.5153
| High Decarbonized Methane | 2044 | Commercial SH Hybrid | 0
| High Decarbonized Methane | 2044 | Commercial SH Ground Source HP | 0
| High Decarbonized Methane | 2044 | Commercial HPWH | 386401.9724
| High Decarbonized Methane | 2044 | Commercial Resistance WH | -1195057.6465
| High Decarbonized Methane | 2045 | Commercial Cooling Demand | 29548.7249
| High Decarbonized Methane | 2045 | Commercial SC Electric ASHP | 0
| High Decarbonized Methane | 2045 | Commercial Cooking | 111855.1689
| High Decarbonized Methane | 2045 | Commercial SH All Electric ASHP | 320943.5853
| High Decarbonized Methane | 2045 | Commercial SH Resistance | -985370.2642
| High Decarbonized Methane | 2045 | Commercial SH Hybrid | 0
| High Decarbonized Methane | 2045 | Commercial SH Ground Source HP | 0
| High Decarbonized Methane | 2045 | Commercial HPWH | 387662.0015
| High Decarbonized Methane | 2045 | Commercial Resistance WH | -1198954.6438
| High Decarbonized Methane | 2046 | Commercial Cooling Demand | 29645.9605
| High Decarbonized Methane | 2046 | Commercial SC Electric ASHP | 0
| High Decarbonized Methane | 2046 | Commercial Cooking | 112218.764
| High Decarbonized Methane | 2046 | Commercial SH All Electric ASHP | 316466.7061
| High Decarbonized Methane | 2046 | Commercial SH Resistance | -987976.0913
| High Decarbonized Methane | 2046 | Commercial SH Hybrid | 0
| High Decarbonized Methane | 2046 | Commercial SH Ground Source HP | 0
| High Decarbonized Methane | 2046 | Commercial HPWH | 388922.023
| High Decarbonized Methane | 2046 | Commercial Resistance WH | -1202851.6176
| High Decarbonized Methane | 2047 | Commercial Cooling Demand | 29743.3903
| High Decarbonized Methane | 2047 | Commercial SC Electric ASHP | 0
| High Decarbonized Methane | 2047 | Commercial Cooking | 112582.3586
| High Decarbonized Methane | 2047 | Commercial SH All Electric ASHP | 311840.3427
| High Decarbonized Methane | 2047 | Commercial SH Resistance | -990692.9291
| High Decarbonized Methane | 2047 | Commercial SH Hybrid | 0
| High Decarbonized Methane | 2047 | Commercial SH Ground Source HP | 0
| High Decarbonized Methane | 2047 | Commercial HPWH | 390182.043
| High Decarbonized Methane | 2047 | Commercial Resistance WH | -1206748.5865
| High Decarbonized Methane | 2048 | Commercial Cooling Demand | 29840.8977
| High Decarbonized Methane | 2048 | Commercial SC Electric ASHP | 0
| High Decarbonized Methane | 2048 | Commercial Cooking | 112945.9531
| High Decarbonized Methane | 2048 | Commercial SH All Electric ASHP | 307072.2498
| High Decarbonized Methane | 2048 | Commercial SH Resistance | -993543.4414
| High Decarbonized Methane | 2048 | Commercial SH Hybrid | 0
| High Decarbonized Methane | 2048 | Commercial SH Ground Source HP | 0
| High Decarbonized Methane | 2048 | Commercial HPWH | 391442.0627
| High Decarbonized Methane | 2048 | Commercial Resistance WH | -1210645.5547
| High Decarbonized Methane | 2049 | Commercial Cooling Demand | 29938.3754
| High Decarbonized Methane | 2049 | Commercial SC Electric ASHP | 0
| High Decarbonized Methane | 2049 | Commercial Cooking | 113309.5476
| High Decarbonized Methane | 2049 | Commercial SH All Electric ASHP | 302166.1239
| High Decarbonized Methane | 2049 | Commercial SH Resistance | -996540.0291
| High Decarbonized Methane | 2049 | Commercial SH Hybrid | 0
| High Decarbonized Methane | 2049 | Commercial SH Ground Source HP | 0
| High Decarbonized Methane | 2049 | Commercial HPWH | 392702.0823
| High Decarbonized Methane | 2049 | Commercial Resistance WH | -1214542.5226
| High Decarbonized Methane | 2050 | Commercial Cooling Demand | 30035.7282
| High Decarbonized Methane | 2050 | Commercial SC Electric ASHP | 0
| High Decarbonized Methane | 2050 | Commercial Cooking | 113673.1421
| High Decarbonized Methane | 2050 | Commercial SH All Electric ASHP | 297120.5622
| High Decarbonized Methane | 2050 | Commercial SH Resistance | -999682.9947
| High Decarbonized Methane | 2050 | Commercial SH Hybrid | 0
| High Decarbonized Methane | 2050 | Commercial SH Ground Source HP | 0
| High Decarbonized Methane | 2050 | Commercial HPWH | 393962.1019
| High Decarbonized Methane | 2050 | Commercial Resistance WH | -1218439.4906
| Modified Fuel Backup | 2021 | Residential Cooling Demand | -9576.0592
| Modified Fuel Backup | 2021 | Residential SC Electric ASHP | 1817.9081
| Modified Fuel Backup | 2021 | Residential Clothes Drying | 179381.3894
| Modified Fuel Backup | 2021 | Residential Cooking | 155395.1603
| Modified Fuel Backup | 2021 | Residential SH All Electric ASHP | 501561.8501
| Modified Fuel Backup | 2021 | Residential SH Resistance | -1159902.6069
| Modified Fuel Backup | 2021 | Residential SH Hybrid | 0
| Modified Fuel Backup | 2021 | Residential SH Ground Source HP | 9116.3577
| Modified Fuel Backup | 2021 | Residential HPWH | 538637.1225
| Modified Fuel Backup | 2021 | Residential Resistance WH | -934756.7697
| Modified Fuel Backup | 2022 | Residential Cooling Demand | -14292.6249
| Modified Fuel Backup | 2022 | Residential SC Electric ASHP | 2338.3236
| Modified Fuel Backup | 2022 | Residential Clothes Drying | 217308.2544
| Modified Fuel Backup | 2022 | Residential Cooking | 190039.8174
| Modified Fuel Backup | 2022 | Residential SH All Electric ASHP | 642626.4642
| Modified Fuel Backup | 2022 | Residential SH Resistance | -1384053.565
| Modified Fuel Backup | 2022 | Residential SH Hybrid | 0
| Modified Fuel Backup | 2022 | Residential SH Ground Source HP | 13489.3092
| Modified Fuel Backup | 2022 | Residential HPWH | 727505.3227
| Modified Fuel Backup | 2022 | Residential Resistance WH | -1208350.3809
| Modified Fuel Backup | 2023 | Residential Cooling Demand | -20089.3362
| Modified Fuel Backup | 2023 | Residential SC Electric ASHP | 2775.705
| Modified Fuel Backup | 2023 | Residential Clothes Drying | 258174.676
| Modified Fuel Backup | 2023 | Residential Cooking | 227870.8656
| Modified Fuel Backup | 2023 | Residential SH All Electric ASHP | 804168.5315
| Modified Fuel Backup | 2023 | Residential SH Resistance | -1622981.5593
| Modified Fuel Backup | 2023 | Residential SH Hybrid | 0
| Modified Fuel Backup | 2023 | Residential SH Ground Source HP | 18795.0188
| Modified Fuel Backup | 2023 | Residential HPWH | 930406.9599
| Modified Fuel Backup | 2023 | Residential Resistance WH | -1485115.0922
| Modified Fuel Backup | 2024 | Residential Cooling Demand | -27096.154
| Modified Fuel Backup | 2024 | Residential SC Electric ASHP | 3081.7251
| Modified Fuel Backup | 2024 | Residential Clothes Drying | 302454.5595
| Modified Fuel Backup | 2024 | Residential Cooking | 269383.7407
| Modified Fuel Backup | 2024 | Residential SH All Electric ASHP | 988524.3235
| Modified Fuel Backup | 2024 | Residential SH Resistance | -1879465.4336
| Modified Fuel Backup | 2024 | Residential SH Hybrid | 0
| Modified Fuel Backup | 2024 | Residential SH Ground Source HP | 25125.8199
| Modified Fuel Backup | 2024 | Residential HPWH | 1141584.0083
| Modified Fuel Backup | 2024 | Residential Resistance WH | -1752845.126
| Modified Fuel Backup | 2025 | Residential Cooling Demand | -35437.9979
| Modified Fuel Backup | 2025 | Residential SC Electric ASHP | 3214.2727
| Modified Fuel Backup | 2025 | Residential Clothes Drying | 350476.0074
| Modified Fuel Backup | 2025 | Residential Cooking | 314952.219
| Modified Fuel Backup | 2025 | Residential SH All Electric ASHP | 1197203.7425
| Modified Fuel Backup | 2025 | Residential SH Resistance | -2155046.9292
| Modified Fuel Backup | 2025 | Residential SH Hybrid | 0
| Modified Fuel Backup | 2025 | Residential SH Ground Source HP | 32555.4337
| Modified Fuel Backup | 2025 | Residential HPWH | 1355003.6022
| Modified Fuel Backup | 2025 | Residential Resistance WH | -1999049.2895
| Modified Fuel Backup | 2026 | Residential Cooling Demand | -39532.4847
| Modified Fuel Backup | 2026 | Residential SC Electric ASHP | 3127.2155
| Modified Fuel Backup | 2026 | Residential Clothes Drying | 401645.4359
| Modified Fuel Backup | 2026 | Residential Cooking | 363962.3703
| Modified Fuel Backup | 2026 | Residential SH All Electric ASHP | 1425097.7716
| Modified Fuel Backup | 2026 | Residential SH Resistance | -2447271.0511
| Modified Fuel Backup | 2026 | Residential SH Hybrid | 0
| Modified Fuel Backup | 2026 | Residential SH Ground Source HP | 40836.7703
| Modified Fuel Backup | 2026 | Residential HPWH | 1561871.0126
| Modified Fuel Backup | 2026 | Residential Resistance WH | -2213357.7842
| Modified Fuel Backup | 2027 | Residential Cooling Demand | -44800.5381
| Modified Fuel Backup | 2027 | Residential SC Electric ASHP | 2833.1069
| Modified Fuel Backup | 2027 | Residential Clothes Drying | 455352.3287
| Modified Fuel Backup | 2027 | Residential Cooking | 415879.433
| Modified Fuel Backup | 2027 | Residential SH All Electric ASHP | 1669049.8501
| Modified Fuel Backup | 2027 | Residential SH Resistance | -2752323.0872
| Modified Fuel Backup | 2027 | Residential SH Hybrid | 0
| Modified Fuel Backup | 2027 | Residential SH Ground Source HP | 49856.7603
| Modified Fuel Backup | 2027 | Residential HPWH | 1759518.2919
| Modified Fuel Backup | 2027 | Residential Resistance WH | -2391565.8325
| Modified Fuel Backup | 2028 | Residential Cooling Demand | -51143.6402
| Modified Fuel Backup | 2028 | Residential SC Electric ASHP | 2379.4422
| Modified Fuel Backup | 2028 | Residential Clothes Drying | 510523.2857
| Modified Fuel Backup | 2028 | Residential Cooking | 469741.4247
| Modified Fuel Backup | 2028 | Residential SH All Electric ASHP | 1924173.5519
| Modified Fuel Backup | 2028 | Residential SH Resistance | -3063457.21
| Modified Fuel Backup | 2028 | Residential SH Hybrid | 0
| Modified Fuel Backup | 2028 | Residential SH Ground Source HP | 59455.0153
| Modified Fuel Backup | 2028 | Residential HPWH | 1946869.6904
| Modified Fuel Backup | 2028 | Residential Resistance WH | -2533727.5285
| Modified Fuel Backup | 2029 | Residential Cooling Demand | -58529.2307
| Modified Fuel Backup | 2029 | Residential SC Electric ASHP | 1843.6796
| Modified Fuel Backup | 2029 | Residential Clothes Drying | 566054.4108
| Modified Fuel Backup | 2029 | Residential Cooking | 524604.1356
| Modified Fuel Backup | 2029 | Residential SH All Electric ASHP | 2186522.7439
| Modified Fuel Backup | 2029 | Residential SH Resistance | -3373008.8156
| Modified Fuel Backup | 2029 | Residential SH Hybrid | 0
| Modified Fuel Backup | 2029 | Residential SH Ground Source HP | 69543.5248
| Modified Fuel Backup | 2029 | Residential HPWH | 2123919.8372
| Modified Fuel Backup | 2029 | Residential Resistance WH | -2642808.9604
| Modified Fuel Backup | 2030 | Residential Cooling Demand | -67102.9327
| Modified Fuel Backup | 2030 | Residential SC Electric ASHP | 1311.3298
| Modified Fuel Backup | 2030 | Residential Clothes Drying | 621377.4105
| Modified Fuel Backup | 2030 | Residential Cooking | 580090.7343
| Modified Fuel Backup | 2030 | Residential SH All Electric ASHP | 2455699.1776
| Modified Fuel Backup | 2030 | Residential SH Resistance | -3675569.8811
| Modified Fuel Backup | 2030 | Residential SH Hybrid | 0
| Modified Fuel Backup | 2030 | Residential SH Ground Source HP | 80201.0752
| Modified Fuel Backup | 2030 | Residential HPWH | 2400285.0995
| Modified Fuel Backup | 2030 | Residential Resistance WH | -3001475.3509
| Modified Fuel Backup | 2031 | Residential Cooling Demand | -77256.1977
| Modified Fuel Backup | 2031 | Residential SC Electric ASHP | 850.9274
| Modified Fuel Backup | 2031 | Residential Clothes Drying | 675288.6203
| Modified Fuel Backup | 2031 | Residential Cooking | 635397.6108
| Modified Fuel Backup | 2031 | Residential SH All Electric ASHP | 2733362.2225
| Modified Fuel Backup | 2031 | Residential SH Resistance | -3958662.1543
| Modified Fuel Backup | 2031 | Residential SH Hybrid | 0
| Modified Fuel Backup | 2031 | Residential SH Ground Source HP | 91746.1792
| Modified Fuel Backup | 2031 | Residential HPWH | 2681466.2578
| Modified Fuel Backup | 2031 | Residential Resistance WH | -3370015.3706
| Modified Fuel Backup | 2032 | Residential Cooling Demand | -89176.0094
| Modified Fuel Backup | 2032 | Residential SC Electric ASHP | 498.1846
| Modified Fuel Backup | 2032 | Residential Clothes Drying | 728590.9465
| Modified Fuel Backup | 2032 | Residential Cooking | 691293.4467
| Modified Fuel Backup | 2032 | Residential SH All Electric ASHP | 3022188.7902
| Modified Fuel Backup | 2032 | Residential SH Resistance | -4226082.5372
| Modified Fuel Backup | 2032 | Residential SH Hybrid | 0
| Modified Fuel Backup | 2032 | Residential SH Ground Source HP | 104291.9825
| Modified Fuel Backup | 2032 | Residential HPWH | 2961185.8864
| Modified Fuel Backup | 2032 | Residential Resistance WH | -3735758.0219
| Modified Fuel Backup | 2033 | Residential Cooling Demand | -102493.6504
| Modified Fuel Backup | 2033 | Residential SC Electric ASHP | 258.6912
| Modified Fuel Backup | 2033 | Residential Clothes Drying | 781319.6683
| Modified Fuel Backup | 2033 | Residential Cooking | 747512.7932
| Modified Fuel Backup | 2033 | Residential SH All Electric ASHP | 3316124.3968
| Modified Fuel Backup | 2033 | Residential SH Resistance | -4480347.7519
| Modified Fuel Backup | 2033 | Residential SH Hybrid | 0
| Modified Fuel Backup | 2033 | Residential SH Ground Source HP | 117478.8913
| Modified Fuel Backup | 2033 | Residential HPWH | 3228503.3533
| Modified Fuel Backup | 2033 | Residential Resistance WH | -4073978.1543
| Modified Fuel Backup | 2034 | Residential Cooling Demand | -116215.0514
| Modified Fuel Backup | 2034 | Residential SC Electric ASHP | 116.6661
| Modified Fuel Backup | 2034 | Residential Clothes Drying | 831934.0031
| Modified Fuel Backup | 2034 | Residential Cooking | 802029.5482
| Modified Fuel Backup | 2034 | Residential SH All Electric ASHP | 3598456.6775
| Modified Fuel Backup | 2034 | Residential SH Resistance | -4717488.9948
| Modified Fuel Backup | 2034 | Residential SH Hybrid | 0
| Modified Fuel Backup | 2034 | Residential SH Ground Source HP | 130443.9737
| Modified Fuel Backup | 2034 | Residential HPWH | 3480159.8903
| Modified Fuel Backup | 2034 | Residential Resistance WH | -4378943.3784
| Modified Fuel Backup | 2035 | Residential Cooling Demand | -129411.4181
| Modified Fuel Backup | 2035 | Residential SC Electric ASHP | 44.8077
| Modified Fuel Backup | 2035 | Residential Clothes Drying | 878494.6665
| Modified Fuel Backup | 2035 | Residential Cooking | 841941.5919
| Modified Fuel Backup | 2035 | Residential SH All Electric ASHP | 3853465.5584
| Modified Fuel Backup | 2035 | Residential SH Resistance | -4930057.1143
| Modified Fuel Backup | 2035 | Residential SH Hybrid | 0
| Modified Fuel Backup | 2035 | Residential SH Ground Source HP | 142422.9746
| Modified Fuel Backup | 2035 | Residential HPWH | 3717127.625
| Modified Fuel Backup | 2035 | Residential Resistance WH | -4654594.5746
| Modified Fuel Backup | 2036 | Residential Cooling Demand | -140919.1417
| Modified Fuel Backup | 2036 | Residential SC Electric ASHP | 14.3534
| Modified Fuel Backup | 2036 | Residential Clothes Drying | 919461.0485
| Modified Fuel Backup | 2036 | Residential Cooking | 866837.2761
| Modified Fuel Backup | 2036 | Residential SH All Electric ASHP | 4065811.8639
| Modified Fuel Backup | 2036 | Residential SH Resistance | -5114579.8337
| Modified Fuel Backup | 2036 | Residential SH Hybrid | 0
| Modified Fuel Backup | 2036 | Residential SH Ground Source HP | 152579.8188
| Modified Fuel Backup | 2036 | Residential HPWH | 3926639.5104
| Modified Fuel Backup | 2036 | Residential Resistance WH | -4902838.8288
| Modified Fuel Backup | 2037 | Residential Cooling Demand | -151047.9646
| Modified Fuel Backup | 2037 | Residential SC Electric ASHP | 3.7786
| Modified Fuel Backup | 2037 | Residential Clothes Drying | 955600.9544
| Modified Fuel Backup | 2037 | Residential Cooking | 889256.8979
| Modified Fuel Backup | 2037 | Residential SH All Electric ASHP | 4242898.2763
| Modified Fuel Backup | 2037 | Residential SH Resistance | -5272630.2977
| Modified Fuel Backup | 2037 | Residential SH Hybrid | 0
| Modified Fuel Backup | 2037 | Residential SH Ground Source HP | 161275.2398
| Modified Fuel Backup | 2037 | Residential HPWH | 4109193.4918
| Modified Fuel Backup | 2037 | Residential Resistance WH | -5122769.0516
| Modified Fuel Backup | 2038 | Residential Cooling Demand | -160119.1062
| Modified Fuel Backup | 2038 | Residential SC Electric ASHP | 0.80284
| Modified Fuel Backup | 2038 | Residential Clothes Drying | 987809.9335
| Modified Fuel Backup | 2038 | Residential Cooking | 909816.3397
| Modified Fuel Backup | 2038 | Residential SH All Electric ASHP | 4392028.5081
| Modified Fuel Backup | 2038 | Residential SH Resistance | -5407279.0811
| Modified Fuel Backup | 2038 | Residential SH Hybrid | 0
| Modified Fuel Backup | 2038 | Residential SH Ground Source HP | 168833.5709
| Modified Fuel Backup | 2038 | Residential HPWH | 4265348.041
| Modified Fuel Backup | 2038 | Residential Resistance WH | -5312615.6965
| Modified Fuel Backup | 2039 | Residential Cooling Demand | -168338.2092
| Modified Fuel Backup | 2039 | Residential SC Electric ASHP | 0.13476
| Modified Fuel Backup | 2039 | Residential Clothes Drying | 1016663.5329
| Modified Fuel Backup | 2039 | Residential Cooking | 928887.8023
| Modified Fuel Backup | 2039 | Residential SH All Electric ASHP | 4517955.9732
| Modified Fuel Backup | 2039 | Residential SH Resistance | -5521228.7156
| Modified Fuel Backup | 2039 | Residential SH Hybrid | 0
| Modified Fuel Backup | 2039 | Residential SH Ground Source HP | 175450.352
| Modified Fuel Backup | 2039 | Residential HPWH | 4396026.0187
| Modified Fuel Backup | 2039 | Residential Resistance WH | -5471404.2461
| Modified Fuel Backup | 2040 | Residential Cooling Demand | -175807.2914
| Modified Fuel Backup | 2040 | Residential SC Electric ASHP | 0.017447
| Modified Fuel Backup | 2040 | Residential Clothes Drying | 1042473.0396
| Modified Fuel Backup | 2040 | Residential Cooking | 946664.0457
| Modified Fuel Backup | 2040 | Residential SH All Electric ASHP | 4623433.5892
| Modified Fuel Backup | 2040 | Residential SH Resistance | -5617070.6689
| Modified Fuel Backup | 2040 | Residential SH Hybrid | 0
| Modified Fuel Backup | 2040 | Residential SH Ground Source HP | 181232.5869
| Modified Fuel Backup | 2040 | Residential HPWH | 4502578.0926
| Modified Fuel Backup | 2040 | Residential Resistance WH | -5599867.5339
| Modified Fuel Backup | 2041 | Residential Cooling Demand | -182573.9187
| Modified Fuel Backup | 2041 | Residential SC Electric ASHP | 0.0016971
| Modified Fuel Backup | 2041 | Residential Clothes Drying | 1065458.1782
| Modified Fuel Backup | 2041 | Residential Cooking | 963276.0081
| Modified Fuel Backup | 2041 | Residential SH All Electric ASHP | 4710062.4951
| Modified Fuel Backup | 2041 | Residential SH Resistance | -5697972.7471
| Modified Fuel Backup | 2041 | Residential SH Hybrid | 0
| Modified Fuel Backup | 2041 | Residential SH Ground Source HP | 186244.8645
| Modified Fuel Backup | 2041 | Residential HPWH | 4586878.1265
| Modified Fuel Backup | 2041 | Residential Resistance WH | -5700846.9275
| Modified Fuel Backup | 2042 | Residential Cooling Demand | -188628.8965
| Modified Fuel Backup | 2042 | Residential SC Electric ASHP | 0.00012059
| Modified Fuel Backup | 2042 | Residential Clothes Drying | 1085714.402
| Modified Fuel Backup | 2042 | Residential Cooking | 978742.381
| Modified Fuel Backup | 2042 | Residential SH All Electric ASHP | 4778393.8456
| Modified Fuel Backup | 2042 | Residential SH Resistance | -5766844.1327
| Modified Fuel Backup | 2042 | Residential SH Hybrid | 0
| Modified Fuel Backup | 2042 | Residential SH Ground Source HP | 190512.1541
| Modified Fuel Backup | 2042 | Residential HPWH | 4650993.1645
| Modified Fuel Backup | 2042 | Residential Resistance WH | -5778386.3277
| Modified Fuel Backup | 2043 | Residential Cooling Demand | -193932.076
| Modified Fuel Backup | 2043 | Residential SC Electric ASHP | 6.0741e-06
| Modified Fuel Backup | 2043 | Residential Clothes Drying | 1103312.9042
| Modified Fuel Backup | 2043 | Residential Cooking | 993040.125
| Modified Fuel Backup | 2043 | Residential SH All Electric ASHP | 4828709.6839
| Modified Fuel Backup | 2043 | Residential SH Resistance | -5825714.5038
| Modified Fuel Backup | 2043 | Residential SH Hybrid | 0
| Modified Fuel Backup | 2043 | Residential SH Ground Source HP | 194040.1176
| Modified Fuel Backup | 2043 | Residential HPWH | 4697717.4466
| Modified Fuel Backup | 2043 | Residential Resistance WH | -5837176.514
| Modified Fuel Backup | 2044 | Residential Cooling Demand | -198425.2232
| Modified Fuel Backup | 2044 | Residential SC Electric ASHP | 0
| Modified Fuel Backup | 2044 | Residential Clothes Drying | 1118350.4798
| Modified Fuel Backup | 2044 | Residential Cooking | 1006125.3469
| Modified Fuel Backup | 2044 | Residential SH All Electric ASHP | 4861509.6206
| Modified Fuel Backup | 2044 | Residential SH Resistance | -5875277.457
| Modified Fuel Backup | 2044 | Residential SH Hybrid | 0
| Modified Fuel Backup | 2044 | Residential SH Ground Source HP | 196823.7327
| Modified Fuel Backup | 2044 | Residential HPWH | 4730686.3538
| Modified Fuel Backup | 2044 | Residential Resistance WH | -5881805.1483
| Modified Fuel Backup | 2045 | Residential Cooling Demand | -202046.3578
| Modified Fuel Backup | 2045 | Residential SC Electric ASHP | 0
| Modified Fuel Backup | 2045 | Residential Clothes Drying | 1130994.2208
| Modified Fuel Backup | 2045 | Residential Cooking | 1017953.9513
| Modified Fuel Backup | 2045 | Residential SH All Electric ASHP | 4877636.2883
| Modified Fuel Backup | 2045 | Residential SH Resistance | -5915862.5175
| Modified Fuel Backup | 2045 | Residential SH Hybrid | 0
| Modified Fuel Backup | 2045 | Residential SH Ground Source HP | 198856.6826
| Modified Fuel Backup | 2045 | Residential HPWH | 4753740.1323
| Modified Fuel Backup | 2045 | Residential Resistance WH | -5916281.9016
| Modified Fuel Backup | 2046 | Residential Cooling Demand | -209014.443
| Modified Fuel Backup | 2046 | Residential SC Electric ASHP | 0
| Modified Fuel Backup | 2046 | Residential Clothes Drying | 1141507.3324
| Modified Fuel Backup | 2046 | Residential Cooking | 1028499.7452
| Modified Fuel Backup | 2046 | Residential SH All Electric ASHP | 4878124.5986
| Modified Fuel Backup | 2046 | Residential SH Resistance | -5948694.5847
| Modified Fuel Backup | 2046 | Residential SH Hybrid | 0
| Modified Fuel Backup | 2046 | Residential SH Ground Source HP | 200140.9328
| Modified Fuel Backup | 2046 | Residential HPWH | 4770053.0972
| Modified Fuel Backup | 2046 | Residential Resistance WH | -5943855.6562
| Modified Fuel Backup | 2047 | Residential Cooling Demand | -215006.1065
| Modified Fuel Backup | 2047 | Residential SC Electric ASHP | 0
| Modified Fuel Backup | 2047 | Residential Clothes Drying | 1150237.3907
| Modified Fuel Backup | 2047 | Residential Cooking | 1037763.1292
| Modified Fuel Backup | 2047 | Residential SH All Electric ASHP | 4864278.7508
| Modified Fuel Backup | 2047 | Residential SH Resistance | -5975903.7756
| Modified Fuel Backup | 2047 | Residential SH Hybrid | 0
| Modified Fuel Backup | 2047 | Residential SH Ground Source HP | 200691.4246
| Modified Fuel Backup | 2047 | Residential HPWH | 4782094.5746
| Modified Fuel Backup | 2047 | Residential Resistance WH | -5967018.6536
| Modified Fuel Backup | 2048 | Residential Cooling Demand | -220029.523
| Modified Fuel Backup | 2048 | Residential SC Electric ASHP | 0
| Modified Fuel Backup | 2048 | Residential Clothes Drying | 1157558.7564
| Modified Fuel Backup | 2048 | Residential Cooking | 1045769.9775
| Modified Fuel Backup | 2048 | Residential SH All Electric ASHP | 4837484.5869
| Modified Fuel Backup | 2048 | Residential SH Resistance | -5999806.2205
| Modified Fuel Backup | 2048 | Residential SH Hybrid | 0
| Modified Fuel Backup | 2048 | Residential SH Ground Source HP | 200535.3331
| Modified Fuel Backup | 2048 | Residential HPWH | 4791670.2393
| Modified Fuel Backup | 2048 | Residential Resistance WH | -5987588.9088
| Modified Fuel Backup | 2049 | Residential Cooling Demand | -224120.0662
| Modified Fuel Backup | 2049 | Residential SC Electric ASHP | 0
| Modified Fuel Backup | 2049 | Residential Clothes Drying | 1163795.1251
| Modified Fuel Backup | 2049 | Residential Cooking | 1052574.14
| Modified Fuel Backup | 2049 | Residential SH All Electric ASHP | 4799105.2825
| Modified Fuel Backup | 2049 | Residential SH Resistance | -6022229.5456
| Modified Fuel Backup | 2049 | Residential SH Hybrid | 0
| Modified Fuel Backup | 2049 | Residential SH Ground Source HP | 199712.5727
| Modified Fuel Backup | 2049 | Residential HPWH | 4800058.9874
| Modified Fuel Backup | 2049 | Residential Resistance WH | -6006817.326
| Modified Fuel Backup | 2050 | Residential Cooling Demand | -227353.6624
| Modified Fuel Backup | 2050 | Residential SC Electric ASHP | 0
| Modified Fuel Backup | 2050 | Residential Clothes Drying | 1169181.2106
| Modified Fuel Backup | 2050 | Residential Cooking | 1058275.2898
| Modified Fuel Backup | 2050 | Residential SH All Electric ASHP | 4750515.7719
| Modified Fuel Backup | 2050 | Residential SH Resistance | -6044153.9381
| Modified Fuel Backup | 2050 | Residential SH Hybrid | 0
| Modified Fuel Backup | 2050 | Residential SH Ground Source HP | 198282.2764
| Modified Fuel Backup | 2050 | Residential HPWH | 4808122.8252
| Modified Fuel Backup | 2050 | Residential Resistance WH | -6025508.0892
| Modified Fuel Backup | 2021 | Commercial Cooling Demand | -5338.1591
| Modified Fuel Backup | 2021 | Commercial SC Electric ASHP | 41.944
| Modified Fuel Backup | 2021 | Commercial Cooking | 0
| Modified Fuel Backup | 2021 | Commercial SH All Electric ASHP | 70141.5499
| Modified Fuel Backup | 2021 | Commercial SH Resistance | -270295.8687
| Modified Fuel Backup | 2021 | Commercial SH Hybrid | 36548.45
| Modified Fuel Backup | 2021 | Commercial SH Ground Source HP | 1074.2398
| Modified Fuel Backup | 2021 | Commercial HPWH | 202249.6429
| Modified Fuel Backup | 2021 | Commercial Resistance WH | -391498.0443
| Modified Fuel Backup | 2022 | Commercial Cooling Demand | -8000.6915
| Modified Fuel Backup | 2022 | Commercial SC Electric ASHP | 63.9471
| Modified Fuel Backup | 2022 | Commercial Cooking | 0
| Modified Fuel Backup | 2022 | Commercial SH All Electric ASHP | 92156.272
| Modified Fuel Backup | 2022 | Commercial SH Resistance | -331998.2827
| Modified Fuel Backup | 2022 | Commercial SH Hybrid | 54388.4956
| Modified Fuel Backup | 2022 | Commercial SH Ground Source HP | 1598.5982
| Modified Fuel Backup | 2022 | Commercial HPWH | 275130.5663
| Modified Fuel Backup | 2022 | Commercial Resistance WH | -502864.1121
| Modified Fuel Backup | 2023 | Commercial Cooling Demand | -11294.9091
| Modified Fuel Backup | 2023 | Commercial SC Electric ASHP | 91.6287
| Modified Fuel Backup | 2023 | Commercial Cooking | 0
| Modified Fuel Backup | 2023 | Commercial SH All Electric ASHP | 116805.3101
| Modified Fuel Backup | 2023 | Commercial SH Resistance | -392462.8539
| Modified Fuel Backup | 2023 | Commercial SH Hybrid | 76243.8405
| Modified Fuel Backup | 2023 | Commercial SH Ground Source HP | 2240.9752
| Modified Fuel Backup | 2023 | Commercial HPWH | 354530.9318
| Modified Fuel Backup | 2023 | Commercial Resistance WH | -614302.9165
| Modified Fuel Backup | 2024 | Commercial Cooling Demand | -15304.2674
| Modified Fuel Backup | 2024 | Commercial SC Electric ASHP | 125.7703
| Modified Fuel Backup | 2024 | Commercial Cooking | 0
| Modified Fuel Backup | 2024 | Commercial SH All Electric ASHP | 144503.3873
| Modified Fuel Backup | 2024 | Commercial SH Resistance | -452160.4866
| Modified Fuel Backup | 2024 | Commercial SH Hybrid | 102595.8379
| Modified Fuel Backup | 2024 | Commercial SH Ground Source HP | 3015.5187
| Modified Fuel Backup | 2024 | Commercial HPWH | 438516.5313
| Modified Fuel Backup | 2024 | Commercial Resistance WH | -720914.3965
| Modified Fuel Backup | 2025 | Commercial Cooling Demand | -20109.4871
| Modified Fuel Backup | 2025 | Commercial SC Electric ASHP | 167.1418
| Modified Fuel Backup | 2025 | Commercial Cooking | 0
| Modified Fuel Backup | 2025 | Commercial SH All Electric ASHP | 175611.724
| Modified Fuel Backup | 2025 | Commercial SH Resistance | -511383.1869
| Modified Fuel Backup | 2025 | Commercial SH Hybrid | 133902.5412
| Modified Fuel Backup | 2025 | Commercial SH Ground Source HP | 3935.692
| Modified Fuel Backup | 2025 | Commercial HPWH | 525157.9106
| Modified Fuel Backup | 2025 | Commercial Resistance WH | -817802.8662
| Modified Fuel Backup | 2026 | Commercial Cooling Demand | -24292.1284
| Modified Fuel Backup | 2026 | Commercial SC Electric ASHP | 214.9198
| Modified Fuel Backup | 2026 | Commercial Cooking | 0
| Modified Fuel Backup | 2026 | Commercial SH All Electric ASHP | 209473.2698
| Modified Fuel Backup | 2026 | Commercial SH Resistance | -569702.312
| Modified Fuel Backup | 2026 | Commercial SH Hybrid | 169339.284
| Modified Fuel Backup | 2026 | Commercial SH Ground Source HP | 4977.2563
| Modified Fuel Backup | 2026 | Commercial HPWH | 611034.4071
| Modified Fuel Backup | 2026 | Commercial Resistance WH | -901012.2943
| Modified Fuel Backup | 2027 | Commercial Cooling Demand | -29151.6154
| Modified Fuel Backup | 2027 | Commercial SC Electric ASHP | 268.9042
| Modified Fuel Backup | 2027 | Commercial Cooking | 0
| Modified Fuel Backup | 2027 | Commercial SH All Electric ASHP | 245781.0093
| Modified Fuel Backup | 2027 | Commercial SH Resistance | -626542.6424
| Modified Fuel Backup | 2027 | Commercial SH Hybrid | 208641.6492
| Modified Fuel Backup | 2027 | Commercial SH Ground Source HP | 6132.4397
| Modified Fuel Backup | 2027 | Commercial HPWH | 695204.2717
| Modified Fuel Backup | 2027 | Commercial Resistance WH | -969256.5535
| Modified Fuel Backup | 2028 | Commercial Cooling Demand | -34629.6374
| Modified Fuel Backup | 2028 | Commercial SC Electric ASHP | 328.5703
| Modified Fuel Backup | 2028 | Commercial Cooking | 0
| Modified Fuel Backup | 2028 | Commercial SH All Electric ASHP | 284000.0665
| Modified Fuel Backup | 2028 | Commercial SH Resistance | -680904.4404
| Modified Fuel Backup | 2028 | Commercial SH Hybrid | 251331.7061
| Modified Fuel Backup | 2028 | Commercial SH Ground Source HP | 7387.195
| Modified Fuel Backup | 2028 | Commercial HPWH | 777228.5273
| Modified Fuel Backup | 2028 | Commercial Resistance WH | -1023058.1171
| Modified Fuel Backup | 2029 | Commercial Cooling Demand | -40706.7033
| Modified Fuel Backup | 2029 | Commercial SC Electric ASHP | 393.6889
| Modified Fuel Backup | 2029 | Commercial Cooking | 0
| Modified Fuel Backup | 2029 | Commercial SH All Electric ASHP | 323779.4314
| Modified Fuel Backup | 2029 | Commercial SH Resistance | -731815.6176
| Modified Fuel Backup | 2029 | Commercial SH Hybrid | 297190.3099
| Modified Fuel Backup | 2029 | Commercial SH Ground Source HP | 8735.0808
| Modified Fuel Backup | 2029 | Commercial HPWH | 856963.8467
| Modified Fuel Backup | 2029 | Commercial Resistance WH | -1064119.1304
| Modified Fuel Backup | 2030 | Commercial Cooling Demand | -47466.7014
| Modified Fuel Backup | 2030 | Commercial SC Electric ASHP | 464.9185
| Modified Fuel Backup | 2030 | Commercial Cooking | 0
| Modified Fuel Backup | 2030 | Commercial SH All Electric ASHP | 365322.9609
| Modified Fuel Backup | 2030 | Commercial SH Resistance | -778836.3025
| Modified Fuel Backup | 2030 | Commercial SH Hybrid | 346654.5865
| Modified Fuel Backup | 2030 | Commercial SH Ground Source HP | 10188.9453
| Modified Fuel Backup | 2030 | Commercial HPWH | 934354.4
| Modified Fuel Backup | 2030 | Commercial Resistance WH | -1094604.5833
| Modified Fuel Backup | 2031 | Commercial Cooling Demand | -55140.9379
| Modified Fuel Backup | 2031 | Commercial SC Electric ASHP | 544.1979
| Modified Fuel Backup | 2031 | Commercial Cooking | 0
| Modified Fuel Backup | 2031 | Commercial SH All Electric ASHP | 409688.7716
| Modified Fuel Backup | 2031 | Commercial SH Resistance | -822585.1412
| Modified Fuel Backup | 2031 | Commercial SH Hybrid | 401069.72
| Modified Fuel Backup | 2031 | Commercial SH Ground Source HP | 11788.3265
| Modified Fuel Backup | 2031 | Commercial HPWH | 1009890.0202
| Modified Fuel Backup | 2031 | Commercial Resistance WH | -1116961.3616
| Modified Fuel Backup | 2032 | Commercial Cooling Demand | -63832.4288
| Modified Fuel Backup | 2032 | Commercial SC Electric ASHP | 632.4603
| Modified Fuel Backup | 2032 | Commercial Cooking | 0
| Modified Fuel Backup | 2032 | Commercial SH All Electric ASHP | 457260.5039
| Modified Fuel Backup | 2032 | Commercial SH Resistance | -863272.4797
| Modified Fuel Backup | 2032 | Commercial SH Hybrid | 460919.1019
| Modified Fuel Backup | 2032 | Commercial SH Ground Source HP | 13547.4323
| Modified Fuel Backup | 2032 | Commercial HPWH | 1083443.7214
| Modified Fuel Backup | 2032 | Commercial Resistance WH | -1132794.1488
| Modified Fuel Backup | 2033 | Commercial Cooling Demand | -73306.1289
| Modified Fuel Backup | 2033 | Commercial SC Electric ASHP | 727.7779
| Modified Fuel Backup | 2033 | Commercial Cooking | 0
| Modified Fuel Backup | 2033 | Commercial SH All Electric ASHP | 506722.0495
| Modified Fuel Backup | 2033 | Commercial SH Resistance | -899757.5319
| Modified Fuel Backup | 2033 | Commercial SH Hybrid | 524565.2397
| Modified Fuel Backup | 2033 | Commercial SH Ground Source HP | 15418.1331
| Modified Fuel Backup | 2033 | Commercial HPWH | 1155072.675
| Modified Fuel Backup | 2033 | Commercial Resistance WH | -1143835.3307
| Modified Fuel Backup | 2034 | Commercial Cooling Demand | -82941.1088
| Modified Fuel Backup | 2034 | Commercial SC Electric ASHP | 824.8881
| Modified Fuel Backup | 2034 | Commercial Cooking | 0
| Modified Fuel Backup | 2034 | Commercial SH All Electric ASHP | 554829.3982
| Modified Fuel Backup | 2034 | Commercial SH Resistance | -929037.1108
| Modified Fuel Backup | 2034 | Commercial SH Hybrid | 588055.787
| Modified Fuel Backup | 2034 | Commercial SH Ground Source HP | 17284.2608
| Modified Fuel Backup | 2034 | Commercial HPWH | 1225012.6982
| Modified Fuel Backup | 2034 | Commercial Resistance WH | -1151769.4373
| Modified Fuel Backup | 2035 | Commercial Cooling Demand | -92154.041
| Modified Fuel Backup | 2035 | Commercial SC Electric ASHP | 918.7745
| Modified Fuel Backup | 2035 | Commercial Cooking | 0
| Modified Fuel Backup | 2035 | Commercial SH All Electric ASHP | 598667.206
| Modified Fuel Backup | 2035 | Commercial SH Resistance | -948512.2618
| Modified Fuel Backup | 2035 | Commercial SH Hybrid | 647815.9871
| Modified Fuel Backup | 2035 | Commercial SH Ground Source HP | 19040.7453
| Modified Fuel Backup | 2035 | Commercial HPWH | 1293565.368
| Modified Fuel Backup | 2035 | Commercial Resistance WH | -1157849.5324
| Modified Fuel Backup | 2036 | Commercial Cooling Demand | -100279.5833
| Modified Fuel Backup | 2036 | Commercial SC Electric ASHP | 1003.6016
| Modified Fuel Backup | 2036 | Commercial Cooking | 0
| Modified Fuel Backup | 2036 | Commercial SH All Electric ASHP | 635629.5511
| Modified Fuel Backup | 2036 | Commercial SH Resistance | -958973.8651
| Modified Fuel Backup | 2036 | Commercial SH Hybrid | 699923.8131
| Modified Fuel Backup | 2036 | Commercial SH Ground Source HP | 20572.3096
| Modified Fuel Backup | 2036 | Commercial HPWH | 1354490.8077
| Modified Fuel Backup | 2036 | Commercial Resistance WH | -1162882.8077
| Modified Fuel Backup | 2037 | Commercial Cooling Demand | -107544.3199
| Modified Fuel Backup | 2037 | Commercial SC Electric ASHP | 1081.1402
| Modified Fuel Backup | 2037 | Commercial Cooking | 0
| Modified Fuel Backup | 2037 | Commercial SH All Electric ASHP | 667412.5727
| Modified Fuel Backup | 2037 | Commercial SH Resistance | -964083.9344
| Modified Fuel Backup | 2037 | Commercial SH Hybrid | 745951.358
| Modified Fuel Backup | 2037 | Commercial SH Ground Source HP | 21925.161
| Modified Fuel Backup | 2037 | Commercial HPWH | 1408189.1881
| Modified Fuel Backup | 2037 | Commercial Resistance WH | -1167352.0207
| Modified Fuel Backup | 2038 | Commercial Cooling Demand | -114167.7733
| Modified Fuel Backup | 2038 | Commercial SC Electric ASHP | 1153.0592
| Modified Fuel Backup | 2038 | Commercial Cooking | 0
| Modified Fuel Backup | 2038 | Commercial SH All Electric ASHP | 695597.2368
| Modified Fuel Backup | 2038 | Commercial SH Resistance | -967271.91
| Modified Fuel Backup | 2038 | Commercial SH Hybrid | 787390.3412
| Modified Fuel Backup | 2038 | Commercial SH Ground Source HP | 23143.1444
| Modified Fuel Backup | 2038 | Commercial HPWH | 1455067.025
| Modified Fuel Backup | 2038 | Commercial Resistance WH | -1171525.4318
| Modified Fuel Backup | 2039 | Commercial Cooling Demand | -120279.7596
| Modified Fuel Backup | 2039 | Commercial SC Electric ASHP | 1220.2384
| Modified Fuel Backup | 2039 | Commercial Cooking | 0
| Modified Fuel Backup | 2039 | Commercial SH All Electric ASHP | 721038.6652
| Modified Fuel Backup | 2039 | Commercial SH Resistance | -970067.2601
| Modified Fuel Backup | 2039 | Commercial SH Hybrid | 825159.9717
| Modified Fuel Backup | 2039 | Commercial SH Ground Source HP | 24253.2774
| Modified Fuel Backup | 2039 | Commercial HPWH | 1495530.6322
| Modified Fuel Backup | 2039 | Commercial Resistance WH | -1175540.059
| Modified Fuel Backup | 2040 | Commercial Cooling Demand | -125942.5127
| Modified Fuel Backup | 2040 | Commercial SC Electric ASHP | 1282.986
| Modified Fuel Backup | 2040 | Commercial Cooking | 0
| Modified Fuel Backup | 2040 | Commercial SH All Electric ASHP | 744089.2224
| Modified Fuel Backup | 2040 | Commercial SH Resistance | -972749.2951
| Modified Fuel Backup | 2040 | Commercial SH Hybrid | 859752.1004
| Modified Fuel Backup | 2040 | Commercial SH Ground Source HP | 25270.0166
| Modified Fuel Backup | 2040 | Commercial HPWH | 1530000.436
| Modified Fuel Backup | 2040 | Commercial Resistance WH | -1179459.7411
| Modified Fuel Backup | 2041 | Commercial Cooling Demand | -131184.026
| Modified Fuel Backup | 2041 | Commercial SC Electric ASHP | 1341.339
| Modified Fuel Backup | 2041 | Commercial Cooking | 0
| Modified Fuel Backup | 2041 | Commercial SH All Electric ASHP | 764917.7355
| Modified Fuel Backup | 2041 | Commercial SH Resistance | -975351.0953
| Modified Fuel Backup | 2041 | Commercial SH Hybrid | 891443.4222
| Modified Fuel Backup | 2041 | Commercial SH Ground Source HP | 26201.4947
| Modified Fuel Backup | 2041 | Commercial HPWH | 1559007.8733
| Modified Fuel Backup | 2041 | Commercial Resistance WH | -1183363.9453
| Modified Fuel Backup | 2042 | Commercial Cooling Demand | -135999.382
| Modified Fuel Backup | 2042 | Commercial SC Electric ASHP | 1395.1103
| Modified Fuel Backup | 2042 | Commercial Cooking | 0
| Modified Fuel Backup | 2042 | Commercial SH All Electric ASHP | 783555.6349
| Modified Fuel Backup | 2042 | Commercial SH Resistance | -977877.6208
| Modified Fuel Backup | 2042 | Commercial SH Hybrid | 920298.5487
| Modified Fuel Backup | 2042 | Commercial SH Ground Source HP | 27049.6107
| Modified Fuel Backup | 2042 | Commercial HPWH | 1583070.4527
| Modified Fuel Backup | 2042 | Commercial Resistance WH | -1187263.018
| Modified Fuel Backup | 2043 | Commercial Cooling Demand | -140367.128
| Modified Fuel Backup | 2043 | Commercial SC Electric ASHP | 1444.0361
| Modified Fuel Backup | 2043 | Commercial Cooking | 0
| Modified Fuel Backup | 2043 | Commercial SH All Electric ASHP | 799978.7137
| Modified Fuel Backup | 2043 | Commercial SH Resistance | -980361.163
| Modified Fuel Backup | 2043 | Commercial SH Hybrid | 946277.1104
| Modified Fuel Backup | 2043 | Commercial SH Ground Source HP | 27813.1781
| Modified Fuel Backup | 2043 | Commercial HPWH | 1602771.6655
| Modified Fuel Backup | 2043 | Commercial Resistance WH | -1191160.544
| Modified Fuel Backup | 2044 | Commercial Cooling Demand | -144257.4539
| Modified Fuel Backup | 2044 | Commercial SC Electric ASHP | 1487.857
| Modified Fuel Backup | 2044 | Commercial Cooking | 0
| Modified Fuel Backup | 2044 | Commercial SH All Electric ASHP | 814139.0023
| Modified Fuel Backup | 2044 | Commercial SH Resistance | -982844.5153
| Modified Fuel Backup | 2044 | Commercial SH Hybrid | 969285.1769
| Modified Fuel Backup | 2044 | Commercial SH Ground Source HP | 28489.4361
| Modified Fuel Backup | 2044 | Commercial HPWH | 1618749.5455
| Modified Fuel Backup | 2044 | Commercial Resistance WH | -1195057.6465
| Modified Fuel Backup | 2045 | Commercial Cooling Demand | -147640.5456
| Modified Fuel Backup | 2045 | Commercial SC Electric ASHP | 1526.3929
| Modified Fuel Backup | 2045 | Commercial Cooking | 0
| Modified Fuel Backup | 2045 | Commercial SH All Electric ASHP | 825995.7048
| Modified Fuel Backup | 2045 | Commercial SH Resistance | -985370.2642
| Modified Fuel Backup | 2045 | Commercial SH Hybrid | 989225.5315
| Modified Fuel Backup | 2045 | Commercial SH Ground Source HP | 29075.5273
| Modified Fuel Backup | 2045 | Commercial HPWH | 1631668.7998
| Modified Fuel Backup | 2045 | Commercial Resistance WH | -1198954.6438
| Modified Fuel Backup | 2046 | Commercial Cooling Demand | -151441.3163
| Modified Fuel Backup | 2046 | Commercial SC Electric ASHP | 1559.6003
| Modified Fuel Backup | 2046 | Commercial Cooking | 0
| Modified Fuel Backup | 2046 | Commercial SH All Electric ASHP | 835541.6675
| Modified Fuel Backup | 2046 | Commercial SH Resistance | -987976.0913
| Modified Fuel Backup | 2046 | Commercial SH Hybrid | 1006041.272
| Modified Fuel Backup | 2046 | Commercial SH Ground Source HP | 29569.7791
| Modified Fuel Backup | 2046 | Commercial HPWH | 1642182.8485
| Modified Fuel Backup | 2046 | Commercial Resistance WH | -1202851.6176
| Modified Fuel Backup | 2047 | Commercial Cooling Demand | -154691.6202
| Modified Fuel Backup | 2047 | Commercial SC Electric ASHP | 1587.5883
| Modified Fuel Backup | 2047 | Commercial Cooking | 0
| Modified Fuel Backup | 2047 | Commercial SH All Electric ASHP | 842814.3497
| Modified Fuel Backup | 2047 | Commercial SH Resistance | -990692.9291
| Modified Fuel Backup | 2047 | Commercial SH Hybrid | 1019737.0984
| Modified Fuel Backup | 2047 | Commercial SH Ground Source HP | 29972.3297
| Modified Fuel Backup | 2047 | Commercial HPWH | 1650894.6474
| Modified Fuel Backup | 2047 | Commercial Resistance WH | -1206748.5865
| Modified Fuel Backup | 2048 | Commercial Cooling Demand | -157396.5583
| Modified Fuel Backup | 2048 | Commercial SC Electric ASHP | 1610.591
| Modified Fuel Backup | 2048 | Commercial Cooking | 0
| Modified Fuel Backup | 2048 | Commercial SH All Electric ASHP | 847891.1086
| Modified Fuel Backup | 2048 | Commercial SH Resistance | -993543.4414
| Modified Fuel Backup | 2048 | Commercial SH Hybrid | 1030377.8898
| Modified Fuel Backup | 2048 | Commercial SH Ground Source HP | 30285.0861
| Modified Fuel Backup | 2048 | Commercial HPWH | 1658324.9278
| Modified Fuel Backup | 2048 | Commercial Resistance WH | -1210645.5547
| Modified Fuel Backup | 2049 | Commercial Cooling Demand | -159573.4084
| Modified Fuel Backup | 2049 | Commercial SC Electric ASHP | 1628.9497
| Modified Fuel Backup | 2049 | Commercial Cooking | 0
| Modified Fuel Backup | 2049 | Commercial SH All Electric ASHP | 850890.4682
| Modified Fuel Backup | 2049 | Commercial SH Resistance | -996540.0291
| Modified Fuel Backup | 2049 | Commercial SH Hybrid | 1038095.0873
| Modified Fuel Backup | 2049 | Commercial SH Ground Source HP | 30511.9116
| Modified Fuel Backup | 2049 | Commercial HPWH | 1664893.7319
| Modified Fuel Backup | 2049 | Commercial Resistance WH | -1214542.5226
| Modified Fuel Backup | 2050 | Commercial Cooling Demand | -161258.8972
| Modified Fuel Backup | 2050 | Commercial SC Electric ASHP | 1643.1511
| Modified Fuel Backup | 2050 | Commercial Cooking | 0
| Modified Fuel Backup | 2050 | Commercial SH All Electric ASHP | 851997.7246
| Modified Fuel Backup | 2050 | Commercial SH Resistance | -999682.9947
| Modified Fuel Backup | 2050 | Commercial SH Hybrid | 1043126.7118
| Modified Fuel Backup | 2050 | Commercial SH Ground Source HP | 30659.8022
| Modified Fuel Backup | 2050 | Commercial HPWH | 1670916.984
| Modified Fuel Backup | 2050 | Commercial Resistance WH | -1218439.4906

## Residential Building Stock
<< Back to Directory
Residential representative building types and energy use characteristics (assembled from EIA Residential Energy Consumption Survey 2009)
* All energy use values reported as weighted averages
* Data sourced from the 2009 EIA Residential Energy Consumption survey
Building Code | Building Type | AC Equipment | SH Equipment | Share of Residential Stock | Estimated Maryland Households | Share of Residential Energy Use | Total Energy Use (kBTU/yr) | SH Energy Use (kBTU/yr) | WH Energy Use (kBTU/yr) | AC Energy Use (kBTU/yr) | Other Energy Use (kBTU/yr)
SingleF_CentAC_NatGasSH | Single Family | Central AC | Natural Gas | 21.38% | 471529.7477 | 29.63% | 123249.2536 | 60056.0069 | 20109.9678 | 7031.2447 | 30607.0265
SingleF_CentAC_HeatPumpSH | Single Family | Central AC | Heat Pump | 19.96% | 440203.9822 | 17.74% | 79060.1338 | 21122.2095 | 12883.9999 | 5496.3615 | 34285.8561
SingleF_CentAC_ResistanceSH | Single Family | Central AC | Electric Resistance | 10.04% | 221307.016 | 9.496% | 84167.7154 | 15165.6543 | 20688.9339 | 5120.47 | 38105.4551
SingleF_PackAC_FuelOilSH | Single Family | Packaged AC | Fuel Oil | 7.472% | 164776.8271 | 9.104% | 108375.1486 | 67529.6059 | 9406.9894 | 2225.1548 | 26028.3783
SingleF_PackAC_ResistanceSH | Single Family | Packaged AC | Electric Resistance | 8.684% | 191499.3645 | 8.054% | 82496.3956 | 20723.1042 | 17634.8851 | 4129.3895 | 33770.1085
SingleF_CentAC_FuelOilSH | Single Family | Central AC | Fuel Oil | 4.4% | 97027.8262 | 6.356% | 128488.6775 | 69834.6359 | 10215.7625 | 6184.0525 | 37061.3655
MultiF_CentAC_NatGasSH | Multfamily | Central AC | Natural Gas | 7.392% | 163011.6918 | 5.072% | 61029.8773 | 32187.786 | 10018.6846 | 2556.2116 | 13140.1331
SingleF_PackAC_NatGasSH | Single Family | Packaged AC | Natural Gas | 2.765% | 60978.385 | 3.549% | 114174.9463 | 61064.4075 | 20226.7899 | 3911.8304 | 24748.5711
MultiF_CentAC_ResistanceSH | Multfamily | Central AC | Electric Resistance | 3.729% | 82242.1858 | 1.8% | 42921.535 | 11523.8575 | 10606.2563 | 3930.8575 | 13690.153
SingleF_CentAC_OtherSH | Single Family | Central AC | Other | 1.673% | 36888.51 | 1.583% | 84196.5355 | 27771.5004 | 12280.1511 | 8200.7542 | 30136.2001
MultiF_PackAC_NatGasSH | Multfamily | Packaged AC | Natural Gas | 1.826% | 40261.0121 | 1.535% | 74805.3762 | 36709.8527 | 6678.416 | 2844.6767 | 24000.4754
SingleF_PackAC_OtherSH | Single Family | Packaged AC | Other | 2.055% | 45325.6782 | 1.21% | 52362.9085 | 3382.0623 | 10105.0247 | 2001.4159 | 32289.3956
MultiF_CentAC_HeatPumpSH | Multfamily | Central AC | Heat Pump | 1.572% | 34663.0712 | 0.7832% | 44318.8123 | 10795.8229 | 13832.2006 | 3052.442 | 13528.2301
MultiF_PackAC_ResistanceSH | Multfamily | Packaged AC | Electric Resistance | 1.24% | 27341.2902 | 0.4515% | 32392.5132 | 9786.5093 | 6780.0304 | 2203.5403 | 10827.093
MultiF_PackAC_OtherSH | Multfamily | Packaged AC | Other | 0.4848% | 10691.2922 | 0.1197% | 21956 | 1212 | 9526 | 1697 | 7181
* Assuming 2,205,204 Residential Households in Maryland as of 2019 (Source: US Census Bureau)
SH = Space Heating
WH = Water Heating
AC = Air Conditioning

## Commercial Building Stock
<< Back to Directory
Commercial representative building types and energy use characteristics (assembled from EIA Commercial Buildings Energy Consumption Survey 2012)
* All energy use values reported as weighted averages | [6 empty] | 11984
* Data sourced from the 2012 EIA Commercial Building Energy Consumption Survey
Building Code | SH Equipment | AC Equipment | Share of Commercial Building Area | Estimated Regional Building Area (million ft2) | Share of Commercial Energy Use | Total Energy Use (kBTU/yr) | SH Energy Use (kBTU/yr) | WH Energy Use (kBTU/yr) | Cooking Energy Use (kBTU/Yr) | AC Energy Use (kBTU/Yr) | Total Energy Use (kBTU/ft2/lyr) | SH Energy Use (kBTU/ft2/lyr) | WH Energy Use (kBTU/ft2/lyr) | Cooking Energy Use (kBTU/ft2/lyr) | AC Energy Use (kBTU/ft2/lyr) | Median Building Size (ft2) | Median Year Built
CentralSH_PackagedAC | Central Heating | Packaged AC | 44.99% | 5391.0734 | 43.54% | 1512215.1547 | 244444.0777 | 89845.5666 | 176409.8147 | 165908.5418 | 76.616 | 12.3847 | 4.552 | 8.9378 | 8.4057 | 6800 | 1985
CentralSH_CentralAC | Central Heating | Central AC | 16.28% | 1950.6972 | 21.66% | 9641069.4821 | 2207877.834 | 513831.8158 | 302859.0072 | 1459230.7083 | 105.3389 | 24.1234 | 5.6142 | 3.3091 | 15.9436 | 55000 | 1988
HeatPump | Heat Pump | Heat Pump | 16.46% | 1972.4387 | 12.23% | 711859.7848 | 44819.3805 | 70174.6674 | 38775.1884 | 97395.6757 | 58.836 | 3.7044 | 5.8 | 3.2048 | 8.0499 | 5000 | 1987
DistrictSH_CentralAC | District Heating | Central AC | 6.624% | 793.8135 | 9.579% | 16298275.4933 | 6489210.8882 | 1030830.2831 | 951701.3274 | 398030.197 | 114.4901 | 45.5846 | 7.2412 | 6.6854 | 2.796 | 120000 | 2000
CentralSH_NoAC | Central Heating | No AC | 8.203% | 983.0117 | 7.628% | 636487.7359 | 166310.9621 | 36310.8519 | 40201.0307 | 47989.616 | 73.6181 | 19.236 | 4.1998 | 4.6498 | 5.5506 | 5000 | 1984
OtherSH_PackagedAC | Other Heating | Packaged AC | 5.16% | 618.3448 | 3.154% | 571537.2032 | 153764.1667 | 97319.5159 | 11145.5124 | 49624.9282 | 48.3956 | 13.0202 | 8.2406 | 0.94376 | 4.202 | 4800 | 1969
CentralSH_OtherAC | Central Heating | Other AC | 0.4526% | 54.2439 | 0.9273% | 3501097.1263 | 73031.9952 | 160670.2904 | 137281.7548 | 346242.7362 | 162.1841 | 3.3831 | 7.4429 | 6.3594 | 16.0393 | 4500 | 995
OtherSH_NoAC | Other Heating | No AC | 1.12% | 134.1684 | 0.7245% | 360428.3338 | 132807.5452 | 49900.6961 | 31779.6258 | 10275.8465 | 51.2312 | 18.8772 | 7.0929 | 4.5171 | 1.4606 | 4200 | 1973
OtherSH_CentralAC | Other Heating | Central AC | 0.5157% | 61.7978 | 0.2608% | 6346676.2414 | 433285.6038 | 73062.4109 | 116000.1527 | 2167027.4861 | 40.0403 | 2.7335 | 0.46094 | 0.73183 | 13.6715 | 104000 | 2011
DistrictSH_PackagedAC | District Heating | Packaged AC | 0.1363% | 16.3382 | 0.1822% | 2833557.1911 | 1549746.1677 | 269600.1215 | 0 | 382352.5986 | 105.7777 | 57.8526 | 10.0643 | 0 | 14.2734 | 17250 | 1953
DistrictSH_NoAC | District Heating | No AC | 0.06561% | 7.8625 | 0.1182% | 620236 | 515000 | 0 | 0 | 0 | 142.583 | 118.3908 | 0 | 0 | 0 | 4350 | 1975
* Estimated building area based on a total commercial building stock of 11,984 million ft2 in the South Atlantic census division and Mixed-Humid climate zone. State-level estimates unavailable.
SH = Space Heating
WH = Water Heating
AC = Air Conditioning
CK = Cooking

## RNG Demand
<< Back to Directory
RNG Demand in 2045
| RNG Scenario | Building Scenario | Total Gas Demand (Tbtu) | Natural Gas (Tbtu) | Biomethane (Tbtu) | 7% Hydrogen Blend (Tbtu) | Synthetic Natural Gas (Tbtu)
|  | Reference | 164.2631 | 164.2631 | 0 | 0 | 0
| Optimistic | High Decarbonized Methane | 129.2142 | 0 | 7.9633 | 9.045 | 112.1917
| Optimistic | Electrification with Fuel Backup | 62.3766 | 0 | 7.9643 | 4.3664 | 50.0459
| Optimistic | High Electrification | 10.1136 | 0 | 7.9643 | 0.70795 | 1.4413
| Conservative | High Decarbonized Methane | 129.2142 | 0 | 2.2249 | 9.045 | 117.9301
| Conservative | Electrification with Fuel Backup | 62.3766 | 0 | 2.2259 | 4.3664 | 55.7843
| Conservative | High Electrification | 10.1136 | 0 | 2.2259 | 0.70795 | 7.1798

## RNG Supply Curve
<< Back to Directory
RNG Supply Curve in 2045
Scenario: Conservative
| Fuel | TBTU | Cost
| Biomethane | 0 | 0
| Biomethane | 0.83701 | 9.8497
| Biomethane | 1.0296 | 11.3078
| Biomethane | 0.30187 | 11.7379
| Biomethane | 0.049505 | 23.8971
| 7% H2 in Pipeline | 7% of total gas throughput | 24.16
| Biomethane | 0.007907 | 24.8841
| Synthetic Natural Gas | Unlimited | 68.57
Scenario: Optimistic
| Fuel | TBTU | Cost
| Biomethane | 0 | 0
| Biomethane | 0.33372 | 9.0238
| Biomethane | 0.16135 | 9.0238
| Biomethane | 0.048724 | 9.8497
| Biomethane | 0.035838 | 9.8497
| Biomethane | 0.0068858 | 9.8497
| Biomethane | 0.0043366 | 9.8497
| Biomethane | 0.024542 | 9.8497
| Biomethane | 0.0054702 | 9.8497
| Biomethane | 0.066362 | 9.8497
| Biomethane | 0.0096468 | 9.8497
| Biomethane | 0.0049889 | 9.8497
| Biomethane | 0.0061442 | 9.8497
| Biomethane | 0.060026 | 9.8497
| Biomethane | 0.0036466 | 9.8497
| Biomethane | 0.050658 | 9.8497
| Biomethane | 0.10189 | 9.8497
| Biomethane | 0.0029979 | 9.8497
| Biomethane | 0.010833 | 9.8497
| Biomethane | 0.0068664 | 9.8497
| Biomethane | 0.046126 | 9.8497
| Biomethane | 0.019836 | 9.8497
| Biomethane | 0.0032538 | 9.8497
| Biomethane | 0.043342 | 9.8497
| Biomethane | 0.010552 | 9.8497
| Biomethane | 0.02975 | 9.8497
| Biomethane | 0.002143 | 9.8497
| Biomethane | 0.027961 | 9.8497
| Biomethane | 0.051368 | 9.8497
| Biomethane | 0.034588 | 9.8497
| Biomethane | 0.030618 | 9.8497
| Biomethane | 0.0069043 | 9.8497
| Biomethane | 0.0039141 | 9.8497
| Biomethane | 0.022779 | 9.8497
| Biomethane | 0.031311 | 9.8497
| Biomethane | 0.015985 | 9.8497
| Biomethane | 0.033974 | 9.8497
| Biomethane | 0.014997 | 9.8497
| Biomethane | 0.0010624 | 9.8497
| Biomethane | 0.029358 | 9.8497
| Biomethane | 0.013834 | 9.8497
| Biomethane | 0.066901 | 9.8497
| Biomethane | 0.1978 | 9.8497
| Biomethane | 0.018679 | 9.8497
| Biomethane | 0.015326 | 9.8497
| Biomethane | 0.0033001 | 9.8497
| Biomethane | 0.10058 | 9.8497
| Biomethane | 0.051546 | 9.8497
| Biomethane | 0.0047647 | 9.8497
| Biomethane | 0.0063081 | 9.8497
| Biomethane | 0.015518 | 11.0666
| Biomethane | 0.014116 | 11.0666
| Biomethane | 0.026659 | 11.0666
| Biomethane | 0.0074993 | 11.0666
| Biomethane | 0.020015 | 11.0666
| Biomethane | 0.0052235 | 11.0666
| Biomethane | 0.08688 | 11.0666
| Biomethane | 0.00801 | 11.0666
| Biomethane | 0.016428 | 11.0666
| Biomethane | 0.020237 | 11.0666
| Biomethane | 0.0098486 | 11.0666
| Biomethane | 0.036594 | 11.3078
| Biomethane | 0.011866 | 11.3078
| Biomethane | 0.036112 | 11.3078
| Biomethane | 0.017016 | 11.3078
| Biomethane | 0.044082 | 11.3078
| Biomethane | 0.2433 | 11.3078
| Biomethane | 0.012979 | 11.3078
| Biomethane | 0.053313 | 11.3078
| Biomethane | 0.022976 | 11.3078
| Biomethane | 0.0058609 | 11.3078
| Biomethane | 0.012073 | 11.3078
| Biomethane | 0.12372 | 11.3078
| Biomethane | 0.0040024 | 11.3078
| Biomethane | 0.0013069 | 11.3078
| Biomethane | 0.0061366 | 11.3078
| Biomethane | 0.082291 | 11.3078
| Biomethane | 0.04179 | 11.3078
| Biomethane | 0.001419 | 11.3078
| Biomethane | 0.018448 | 11.3078
| Biomethane | 0.005188 | 11.3078
| Biomethane | 0.0036876 | 11.3078
| Biomethane | 0.0040593 | 11.3078
| Biomethane | 0.073835 | 11.3078
| Biomethane | 0.063185 | 11.3078
| Biomethane | 0.018852 | 11.3078
| Biomethane | 0.059933 | 11.3078
| Biomethane | 0.0084926 | 11.3078
| Biomethane | 0.037662 | 11.3078
| Biomethane | 0.042545 | 11.3078
| Biomethane | 0.034394 | 11.3078
| Biomethane | 0.0053342 | 11.3078
| Biomethane | 0.038515 | 11.3078
| Biomethane | 0.030188 | 11.3078
| Biomethane | 0.0026361 | 11.3078
| Biomethane | 0.0067286 | 11.3078
| Biomethane | 0.0084699 | 11.3078
| Biomethane | 0.0044854 | 11.3078
| Biomethane | 0.081628 | 11.3078
| Biomethane | 0.0077592 | 11.3078
| Biomethane | 0.0048145 | 11.3078
| Biomethane | 0.062312 | 11.3078
| Biomethane | 0.02802 | 11.3078
| Biomethane | 0.0075576 | 11.3078
| Biomethane | 0.002151 | 11.3078
| Biomethane | 0.056737 | 11.3078
| Biomethane | 0.0084459 | 11.3078
| Biomethane | 0.12533 | 11.3078
| Biomethane | 0.012925 | 11.7379
| Biomethane | 0.071338 | 11.7379
| Biomethane | 0.0013152 | 11.7379
| Biomethane | 0.01827 | 11.7379
| Biomethane | 0.00063066 | 11.7379
| Biomethane | 0.016635 | 11.7379
| Biomethane | 0.0024764 | 11.7379
| Biomethane | 0.0022159 | 11.7379
| Biomethane | 0.0022751 | 11.7379
| Biomethane | 0.0019729 | 11.7379
| Biomethane | 0.01073 | 11.7379
| Biomethane | 0.0011736 | 11.7379
| Biomethane | 0.023934 | 11.7379
| Biomethane | 0.0010813 | 11.7379
| Biomethane | 0.0034791 | 11.7379
| Biomethane | 0.0017992 | 11.7379
| Biomethane | 0.0049892 | 11.7379
| Biomethane | 0.011293 | 11.7379
| Biomethane | 0.015632 | 11.7379
| Biomethane | 0.0055276 | 11.7379
| Biomethane | 0.0007729 | 11.7379
| Biomethane | 0.0038056 | 11.7379
| Biomethane | 0.036748 | 11.7379
| Biomethane | 0.00041605 | 11.7379
| Biomethane | 0.010588 | 11.7379
| Biomethane | 0.0015211 | 11.7379
| Biomethane | 0.0067366 | 11.7379
| Biomethane | 0.0011902 | 11.7379
| Biomethane | 0.036276 | 11.7379
| Biomethane | 0.0035399 | 11.7379
| Biomethane | 0.021649 | 11.7379
| Biomethane | 0.00038316 | 11.7379
| Biomethane | 0.0024834 | 11.7379
| Biomethane | 0.024128 | 11.7379
| Biomethane | 0.017573 | 11.7379
| Biomethane | 0.0017184 | 11.7379
| Biomethane | 0.0015639 | 11.7379
| Biomethane | 0.012253 | 11.7379
| Biomethane | 0.012475 | 11.7379
| Biomethane | 0.018526 | 11.7379
| Biomethane | 0.0024901 | 11.7379
| Biomethane | 0.011043 | 11.7379
| Biomethane | 0.0088512 | 11.7379
| Biomethane | 0.0014116 | 11.7379
| Biomethane | 0.0082156 | 11.7379
| Biomethane | 0.0054088 | 11.7379
| Biomethane | 0.010084 | 11.7379
| Biomethane | 0.0072293 | 12.2835
| Biomethane | 0.019088 | 13.1525
| Biomethane | 0.0098528 | 13.1525
| Biomethane | 0.0092246 | 13.1525
| Biomethane | 0.0064251 | 13.1525
| Biomethane | 0.02462 | 13.1525
| Biomethane | 0.051331 | 13.1525
| Biomethane | 0.018243 | 13.1525
| Biomethane | 0.10687 | 13.1525
| Biomethane | 0.019211 | 13.1525
| Biomethane | 0.024892 | 13.1525
| Biomethane | 0.011174 | 13.1525
| Biomethane | 0.032793 | 13.1525
| Biomethane | 0.0053489 | 13.7611
| Biomethane | 0.0072986 | 13.7611
| Biomethane | 0.01505 | 13.7611
| Biomethane | 0.0072187 | 13.7611
| Biomethane | 0.0055967 | 13.7611
| Biomethane | 0.0018839 | 13.7611
| Biomethane | 0.009615 | 13.7611
| Biomethane | 0.031334 | 13.7611
| Biomethane | 0.0032764 | 13.7611
| Biomethane | 0.0056328 | 13.7611
| Biomethane | 0.012114 | 14.9972
| Biomethane | 0.017363 | 14.9972
| Biomethane | 0.0088925 | 14.9972
| Biomethane | 0.020207 | 14.9972
| Biomethane | 0.77761 | 15.2041
| 7% H2 in Pipeline | 7% of total gas throughput | 15.33
| Biomethane | 0.0059247 | 15.7842
| Biomethane | 0.0027046 | 15.7842
| Biomethane | 0.0050909 | 15.7842
| Biomethane | 0.0028889 | 15.7842
| Biomethane | 0.003552 | 15.7842
| Biomethane | 0.0026073 | 17.8073
| Biomethane | 0.036607 | 23.8971
| Biomethane | 0.00023524 | 23.8971
| Biomethane | 0.00089772 | 23.8971
| Biomethane | 0.0018109 | 23.8971
| Biomethane | 0.071696 | 23.8971
| Biomethane | 0.0010094 | 23.8971
| Biomethane | 0.3255 | 23.8971
| Biomethane | 0.01237 | 23.8971
| Biomethane | 0.07861 | 23.8971
| Biomethane | 0.0032871 | 23.8971
| Biomethane | 0.0052802 | 23.8971
| Biomethane | 0.012878 | 23.8971
| Biomethane | 0.015658 | 23.8971
| Biomethane | 0.017222 | 23.8971
| Biomethane | 0.0014666 | 23.8971
| Biomethane | 0.0098157 | 23.8971
| Biomethane | 0.061214 | 23.8971
| Biomethane | 0.012651 | 23.8971
| Biomethane | 0.022674 | 23.8971
| Biomethane | 0.0011974 | 23.8971
| Biomethane | 0.00075063 | 23.8971
| Biomethane | 0.00063581 | 23.8971
| Biomethane | 0.020802 | 23.8971
| Biomethane | 0.00015481 | 23.8971
| Biomethane | 0.051485 | 23.8971
| Biomethane | 0.0001593 | 23.8971
| Biomethane | 0.00013053 | 23.8971
| Biomethane | 0.0049557 | 23.8971
| Biomethane | 0.0038345 | 23.8971
| Biomethane | 0.006247 | 23.8971
| Biomethane | 0.0033419 | 23.8971
| Biomethane | 0.00054964 | 23.8971
| Biomethane | 0.00035286 | 23.8971
| Biomethane | 0.060074 | 23.8971
| Biomethane | 0.039198 | 23.8971
| Biomethane | 0.023644 | 23.8971
| Biomethane | 0.0093379 | 23.8971
| Biomethane | 0.0031612 | 23.8971
| Biomethane | 0.016877 | 23.8971
| Biomethane | 0.10009 | 23.8971
| Biomethane | 0.019896 | 23.8971
| Biomethane | 0.0013055 | 23.8971
| Biomethane | 0.0013932 | 23.8971
| Biomethane | 0.015239 | 23.8971
| Biomethane | 0.0050534 | 24.8841
| Biomethane | 0.00022162 | 24.8841
| Biomethane | 0.00024399 | 24.8841
| Biomethane | 0.016114 | 24.8841
| Biomethane | 0.016549 | 24.8841
| Biomethane | 0.0027353 | 24.8841
| Biomethane | 0.025141 | 24.8841
| Biomethane | 0.042648 | 24.8841
| Biomethane | 0.022554 | 24.8841
| Biomethane | 0.050804 | 24.8841
| Biomethane | 0.002771 | 24.8841
| Biomethane | 0.19703 | 24.8841
| Biomethane | 0.00095243 | 24.8841
| Biomethane | 0.0045896 | 24.8841
| Biomethane | 0.00034786 | 24.8841
| Biomethane | 0.0048263 | 24.8841
| Biomethane | 6.0676e-05 | 24.8841
| Biomethane | 0.00013305 | 24.8841
| Biomethane | 0.062077 | 24.8841
| Biomethane | 0.00028924 | 24.8841
| Biomethane | 0.0037253 | 24.8841
| Biomethane | 0.16231 | 24.8841
| Biomethane | 0.0087589 | 24.8841
| Biomethane | 0.059763 | 24.8841
| Biomethane | 0.022874 | 24.8841
| Biomethane | 0.0061032 | 24.8841
| Biomethane | 0.099077 | 24.8841
| Biomethane | 0.0019522 | 24.8841
| Biomethane | 0.078413 | 24.8841
| Biomethane | 0.0030402 | 24.8841
| Biomethane | 0.00010001 | 24.8841
| Biomethane | 0.015909 | 24.8841
| Biomethane | 0.0020346 | 24.8841
| Biomethane | 0.00024399 | 24.8841
| Biomethane | 0.0029235 | 24.8841
| Biomethane | 0.040946 | 24.8841
| Biomethane | 0.43911 | 24.8841
| Synthetic Natural Gas | Unlimited | 30.45

## Summer Peak
<< Back to Directory
Summer Peak Load (MW)
| Scenario | Year | Weather Year | Installation Senstivity | Baseload | Commercial Cooking | Commercial Cooling Demand | Commercial HPWH | Commercial Resistance WH | Commercial SC All Electric ASHP | Commercial SC Ground Source HP | Commercial SC Hybrid | Commercial SH All Electric ASHP | Commercial SH Ground Source HP | Commercial SH Hybrid | Commercial SH Resistance | Residential Clothes Drying | Residential Cooking | Residential Cooling Demand | Residential HPWH | Residential Resistance WH | Residential SC All Electric ASHP | Residential SC Ground Source HP | Residential SC Hybrid | Residential SH All Electric ASHP | Residential SH Ground Source HP | Residential SH Hybrid | Residential SH Resistance
| High Electrification | 2021 | 1-in-2 | Current Installation Practice | 7915.8453 | 56.4679 | 483.0543 | 31.7117 | 227.6849 | 27.3512 | 0 | 0 | 0 | 0 | 0 | 0 | 199.9901 | 221.2582 | 2144.9982 | 47.348 | 413.0367 | 761.6521 | 0 | 0 | 0 | 0 | 0 | 0
| High Electrification | 2021 | 1-in-10 | Current Installation Practice | 7915.8453 | 59.9087 | 558.6877 | 31.018 | 222.921 | 29.1549 | 0 | 0 | 0 | 0 | 0 | 0 | 198.8498 | 240.3954 | 2628.8703 | 46.2767 | 404.1551 | 787.5253 | 0 | 0 | 0 | 0 | 0 | 0
| High Electrification | 2021 | 1-in-40 | Current Installation Practice | 7915.8453 | 57.957 | 566.1684 | 28.0469 | 201.2977 | 29.398 | 0 | 0 | 0 | 0 | 0 | 0 | 187.6175 | 220.9223 | 2672.1831 | 49.4789 | 431.527 | 789.8275 | 0 | 0 | 0 | 0 | 0 | 0
| High Electrification | 2022 | 1-in-2 | Current Installation Practice | 7915.8453 | 64.0462 | 483.5191 | 40.2066 | 215.3085 | 27.3011 | 0 | 0 | 0 | 0 | 0 | 0 | 207.368 | 232.9409 | 2139.6275 | 63.9522 | 393.0873 | 762.3471 | 0 | 0 | 0 | 0 | 0 | 0
| High Electrification | 2022 | 1-in-10 | Current Installation Practice | 7915.8453 | 67.9449 | 559.1937 | 39.325 | 210.7917 | 29.0998 | 0 | 0 | 0 | 0 | 0 | 0 | 206.174 | 253.0743 | 2622.1404 | 62.5017 | 384.6131 | 788.1995 | 0 | 0 | 0 | 0 | 0 | 0
| High Electrification | 2022 | 1-in-40 | Current Installation Practice | 7915.8453 | 65.7333 | 566.6971 | 35.5591 | 190.3503 | 29.3434 | 0 | 0 | 0 | 0 | 0 | 0 | 194.5334 | 232.5807 | 2665.4173 | 66.8284 | 410.673 | 790.5259 | 0 | 0 | 0 | 0 | 0 | 0
| High Electrification | 2023 | 1-in-2 | Current Installation Practice | 7915.8453 | 74.953 | 487.9839 | 48.3945 | 198.6877 | 27.3727 | 0 | 0 | 0 | 0 | 0 | 0 | 211.5239 | 247.1233 | 2145.51 | 80.0444 | 365.0201 | 759.2995 | 0 | 0 | 0 | 0 | 0 | 0
| High Electrification | 2023 | 1-in-10 | Current Installation Practice | 7915.8453 | 77.0137 | 559.2441 | 48.3686 | 198.6232 | 29.0463 | 0 | 0 | 0 | 0 | 0 | 0 | 213.9366 | 266.7743 | 2613.1371 | 79.9313 | 364.6161 | 788.3218 | 0 | 0 | 0 | 0 | 0 | 0
| High Electrification | 2023 | 1-in-40 | Current Installation Practice | 7915.8453 | 74.5092 | 566.7658 | 43.738 | 179.3674 | 29.2903 | 0 | 0 | 0 | 0 | 0 | 0 | 201.864 | 245.179 | 2656.348 | 85.4672 | 389.3332 | 790.6731 | 0 | 0 | 0 | 0 | 0 | 0
| High Electrification | 2024 | 1-in-2 | Current Installation Practice | 7915.8453 | 81.9951 | 483.1899 | 59.2349 | 191.0626 | 27.2167 | 0 | 0 | 0 | 0 | 0 | 0 | 223.5244 | 259.2797 | 2123.0558 | 100.3578 | 352.9563 | 762.0237 | 0 | 0 | 0 | 0 | 0 | 0
| High Electrification | 2024 | 1-in-10 | Current Installation Practice | 7915.8453 | 86.9768 | 558.7509 | 57.9296 | 187.0336 | 29.0066 | 0 | 0 | 0 | 0 | 0 | 0 | 222.2127 | 281.6582 | 2601.5422 | 98.0706 | 345.3089 | 787.7775 | 0 | 0 | 0 | 0 | 0 | 0
| High Electrification | 2024 | 1-in-40 | Current Installation Practice | 7915.8453 | 84.1512 | 566.2854 | 52.3855 | 168.9072 | 29.2513 | 0 | 0 | 0 | 0 | 0 | 0 | 209.6803 | 258.8668 | 2644.6522 | 104.8665 | 368.7298 | 790.1543 | 0 | 0 | 0 | 0 | 0 | 0
| High Electrification | 2025 | 1-in-2 | Current Installation Practice | 7915.8453 | 95.0849 | 486.5691 | 67.8273 | 176.7008 | 27.3225 | 0 | 0 | 0 | 0 | 0 | 0 | 228.452 | 275.9126 | 2124.2872 | 116.5682 | 328.2326 | 757.5967 | 0 | 0 | 0 | 0 | 0 | 0
| High Electrification | 2025 | 1-in-10 | Current Installation Practice | 7915.8453 | 97.6972 | 557.6122 | 67.7897 | 176.6402 | 28.9925 | 0 | 0 | 0 | 0 | 0 | 0 | 231.0535 | 297.8473 | 2587.2402 | 116.4013 | 327.8631 | 786.5391 | 0 | 0 | 0 | 0 | 0 | 0
| High Electrification | 2025 | 1-in-40 | Current Installation Practice | 7915.8453 | 94.5268 | 565.1527 | 61.3043 | 159.5271 | 29.2381 | 0 | 0 | 0 | 0 | 0 | 0 | 218.0307 | 273.7563 | 2630.2126 | 124.4721 | 350.114 | 788.9421 | 0 | 0 | 0 | 0 | 0 | 0
| High Electrification | 2026 | 1-in-2 | Current Installation Practice | 7915.8453 | 102.5308 | 481.5446 | 79.3136 | 171.4608 | 27.2117 | 0 | 0 | 0 | 0 | 0 | 0 | 241.7333 | 290.0579 | 2105.6754 | 137.31 | 320.0156 | 758.7504 | 0 | 0 | 0 | 0 | 0 | 0
| High Electrification | 2026 | 1-in-10 | Current Installation Practice | 7915.8453 | 108.7498 | 556.7948 | 77.5583 | 167.829 | 28.9986 | 0 | 0 | 0 | 0 | 0 | 0 | 240.2916 | 315.0626 | 2579.9967 | 134.1679 | 313.0518 | 784.3182 | 0 | 0 | 0 | 0 | 0 | 0
| High Electrification | 2026 | 1-in-40 | Current Installation Practice | 7915.8453 | 105.2248 | 564.3458 | 70.141 | 151.5753 | 29.2454 | 0 | 0 | 0 | 0 | 0 | 0 | 226.7568 | 289.5902 | 2622.949 | 143.476 | 334.3102 | 786.7444 | 0 | 0 | 0 | 0 | 0 | 0
| High Electrification | 2027 | 1-in-2 | Current Installation Practice | 7915.8453 | 113.165 | 480.1122 | 89.1005 | 164.2407 | 27.2431 | 0 | 0 | 0 | 0 | 0 | 0 | 251.3268 | 306.69 | 2097.3615 | 154.6808 | 307.9001 | 755.7588 | 0 | 0 | 0 | 0 | 0 | 0
| High Electrification | 2027 | 1-in-10 | Current Installation Practice | 7915.8453 | 120.0289 | 555.1384 | 87.1287 | 160.7618 | 29.032 | 0 | 0 | 0 | 0 | 0 | 0 | 249.8279 | 333.1284 | 2569.8094 | 151.1411 | 301.1998 | 781.2256 | 0 | 0 | 0 | 0 | 0 | 0
| High Electrification | 2027 | 1-in-40 | Current Installation Practice | 7915.8453 | 118.0374 | 559.0223 | 87.4413 | 161.2948 | 29.0937 | 0 | 0 | 0 | 0 | 0 | 0 | 278.2977 | 299.6652 | 2586.5097 | 151.6204 | 302.0678 | 781.7116 | 0 | 0 | 0 | 0 | 0 | 0
| High Electrification | 2028 | 1-in-2 | Current Installation Practice | 7915.8453 | 123.9281 | 477.9864 | 98.6329 | 158.7332 | 27.2968 | 0 | 0 | 0 | 0 | 0 | 0 | 261.0435 | 323.8116 | 2086.875 | 171.1432 | 298.6846 | 752.0046 | 0 | 0 | 0 | 0 | 0 | 0
| High Electrification | 2028 | 1-in-10 | Current Installation Practice | 7915.8453 | 131.4464 | 552.6867 | 96.4512 | 155.3728 | 29.0895 | 0 | 0 | 0 | 0 | 0 | 0 | 259.4895 | 351.73 | 2556.9896 | 167.2287 | 292.1882 | 777.3537 | 0 | 0 | 0 | 0 | 0 | 0
| High Electrification | 2028 | 1-in-40 | Current Installation Practice | 7915.8453 | 129.2699 | 556.5727 | 96.8006 | 155.8933 | 29.1524 | 0 | 0 | 0 | 0 | 0 | 0 | 289.0704 | 316.4092 | 2573.6961 | 167.7648 | 293.0404 | 777.8643 | 0 | 0 | 0 | 0 | 0 | 0
| High Electrification | 2029 | 1-in-2 | Current Installation Practice | 7915.8453 | 134.7441 | 475.1936 | 107.895 | 154.7208 | 27.3695 | 0 | 0 | 0 | 0 | 0 | 0 | 270.7054 | 341.1408 | 2074.2226 | 186.6984 | 291.9508 | 747.5267 | 0 | 0 | 0 | 0 | 0 | 0
| High Electrification | 2029 | 1-in-10 | Current Installation Practice | 7915.8453 | 142.9203 | 549.4639 | 105.5096 | 151.4471 | 29.1673 | 0 | 0 | 0 | 0 | 0 | 0 | 269.0972 | 370.5576 | 2541.5174 | 182.4302 | 285.6043 | 772.7341 | 0 | 0 | 0 | 0 | 0 | 0
| High Electrification | 2029 | 1-in-40 | Current Installation Practice | 7915.8453 | 140.5588 | 553.3469 | 105.8956 | 151.9599 | 29.2314 | 0 | 0 | 0 | 0 | 0 | 0 | 299.784 | 333.358 | 2558.2135 | 183.0216 | 286.4474 | 773.2691 | 0 | 0 | 0 | 0 | 0 | 0
| High Electrification | 2030 | 1-in-2 | Current Installation Practice | 7915.8453 | 147.2982 | 471.6752 | 121.0668 | 137.5157 | 27.4551 | 0 | 0 | 0 | 0 | 0 | 0 | 280.2191 | 358.5664 | 2059.0288 | 210.9828 | 259.9312 | 742.3214 | 0 | 0 | 0 | 0 | 0 | 0
| High Electrification | 2030 | 1-in-10 | Current Installation Practice | 7915.8453 | 152.3932 | 551.9178 | 118.7747 | 135.0063 | 29.4369 | 0 | 0 | 0 | 0 | 0 | 0 | 276.0241 | 361.5965 | 2546.1427 | 206.8616 | 255.075 | 768.9627 | 0 | 0 | 0 | 0 | 0 | 0
| High Electrification | 2030 | 1-in-40 | Current Installation Practice | 7915.8453 | 153.6608 | 549.2723 | 118.8282 | 135.0673 | 29.3241 | 0 | 0 | 0 | 0 | 0 | 0 | 310.3322 | 350.4004 | 2539.578 | 206.8362 | 255.0418 | 767.9158 | 0 | 0 | 0 | 0 | 0 | 0
| High Electrification | 2031 | 1-in-2 | Current Installation Practice | 7915.8453 | 160.0455 | 467.4918 | 134.5167 | 119.6441 | 27.5595 | 0 | 0 | 0 | 0 | 0 | 0 | 289.4837 | 375.9278 | 2041.588 | 235.6884 | 226.2694 | 736.9458 | 0 | 0 | 0 | 0 | 0 | 0
| High Electrification | 2031 | 1-in-10 | Current Installation Practice | 7915.8453 | 165.5948 | 547.0667 | 131.9806 | 117.4703 | 29.5512 | 0 | 0 | 0 | 0 | 0 | 0 | 285.173 | 379.1352 | 2524.779 | 231.1032 | 222.06 | 763.4557 | 0 | 0 | 0 | 0 | 0 | 0
| High Electrification | 2031 | 1-in-40 | Current Installation Practice | 7915.8453 | 166.9656 | 544.4229 | 132.0348 | 117.5187 | 29.4368 | 0 | 0 | 0 | 0 | 0 | 0 | 320.6055 | 367.3815 | 2518.1695 | 231.0656 | 222.0222 | 762.386 | 0 | 0 | 0 | 0 | 0 | 0
| High Electrification | 2032 | 1-in-2 | Current Installation Practice | 7915.8453 | 176.5685 | 464.7435 | 148.078 | 101.7437 | 27.6721 | 0 | 0 | 0 | 0 | 0 | 0 | 289.4502 | 386.5832 | 2033.1766 | 260.2002 | 192.1855 | 730.4523 | 0 | 0 | 0 | 0 | 0 | 0
| High Electrification | 2032 | 1-in-10 | Current Installation Practice | 7915.8453 | 178.8205 | 541.3381 | 145.2127 | 99.8819 | 29.68 | 0 | 0 | 0 | 0 | 0 | 0 | 294.2057 | 396.8459 | 2500.596 | 255.221 | 188.7127 | 757.9866 | 0 | 0 | 0 | 0 | 0 | 0
| High Electrification | 2032 | 1-in-40 | Current Installation Practice | 7915.8453 | 180.2936 | 538.7 | 145.2664 | 99.919 | 29.5639 | 0 | 0 | 0 | 0 | 0 | 0 | 330.7471 | 384.5275 | 2493.9482 | 255.1691 | 188.6729 | 756.8938 | 0 | 0 | 0 | 0 | 0 | 0
| High Electrification | 2033 | 1-in-2 | Current Installation Practice | 7915.8453 | 185.3697 | 457.0442 | 161.0577 | 85.0334 | 27.8003 | 0 | 0 | 0 | 0 | 0 | 0 | 307.6642 | 411.0715 | 2001.1987 | 283.7451 | 160.5237 | 726.8035 | 0 | 0 | 0 | 0 | 0 | 0
| High Electrification | 2033 | 1-in-10 | Current Installation Practice | 7915.8453 | 191.8227 | 534.9124 | 158.0423 | 83.4996 | 29.8134 | 0 | 0 | 0 | 0 | 0 | 0 | 303.1234 | 414.6342 | 2475.1622 | 278.2623 | 157.5585 | 753.0494 | 0 | 0 | 0 | 0 | 0 | 0
| High Electrification | 2033 | 1-in-40 | Current Installation Practice | 7915.8453 | 193.4015 | 532.302 | 158.0997 | 83.53 | 29.6966 | 0 | 0 | 0 | 0 | 0 | 0 | 340.77 | 401.7609 | 2468.5651 | 278.2038 | 157.5243 | 751.9586 | 0 | 0 | 0 | 0 | 0 | 0
| High Electrification | 2034 | 1-in-2 | Current Installation Practice | 7915.8453 | 201.9543 | 453.6273 | 173.7138 | 69.9552 | 27.9211 | 0 | 0 | 0 | 0 | 0 | 0 | 306.6854 | 420.7594 | 1993.7374 | 305.8294 | 131.7513 | 722.2633 | 0 | 0 | 0 | 0 | 0 | 0
| High Electrification | 2034 | 1-in-10 | Current Installation Practice | 7915.8453 | 204.5095 | 528.3365 | 170.3352 | 68.6682 | 29.9441 | 0 | 0 | 0 | 0 | 0 | 0 | 311.6927 | 431.8859 | 2451.8426 | 299.9469 | 129.3575 | 749.4133 | 0 | 0 | 0 | 0 | 0 | 0
| High Electrification | 2034 | 1-in-40 | Current Installation Practice | 7915.8453 | 206.1963 | 525.7674 | 170.4 | 68.6944 | 29.8273 | 0 | 0 | 0 | 0 | 0 | 0 | 350.4097 | 418.4842 | 2445.3505 | 299.8891 | 129.3317 | 748.3408 | 0 | 0 | 0 | 0 | 0 | 0
| High Electrification | 2035 | 1-in-2 | Current Installation Practice | 7915.8453 | 209.5813 | 446.1115 | 185.5871 | 56.2791 | 28.0368 | 0 | 0 | 0 | 0 | 0 | 0 | 324.3951 | 440.851 | 1967.2586 | 326.6647 | 105.8885 | 721.4552 | 0 | 0 | 0 | 0 | 0 | 0
| High Electrification | 2035 | 1-in-10 | Current Installation Practice | 7915.8453 | 216.8857 | 522.1379 | 182.1198 | 55.2661 | 30.0682 | 0 | 0 | 0 | 0 | 0 | 0 | 319.6201 | 444.6896 | 2433.2807 | 320.3653 | 103.9367 | 747.5377 | 0 | 0 | 0 | 0 | 0 | 0
| High Electrification | 2035 | 1-in-40 | Current Installation Practice | 7915.8453 | 218.678 | 519.6069 | 182.1919 | 55.2881 | 29.9514 | 0 | 0 | 0 | 0 | 0 | 0 | 359.3273 | 430.8972 | 2426.8748 | 320.3085 | 103.9175 | 746.4793 | 0 | 0 | 0 | 0 | 0 | 0
| High Electrification | 2036 | 1-in-2 | Current Installation Practice | 7915.8453 | 225.1134 | 443.8459 | 196.5014 | 44.0867 | 28.1448 | 0 | 0 | 0 | 0 | 0 | 0 | 321.4381 | 441.288 | 1968.5639 | 345.0831 | 82.7761 | 719.9523 | 0 | 0 | 0 | 0 | 0 | 0
| High Electrification | 2036 | 1-in-10 | Current Installation Practice | 7915.8453 | 227.943 | 516.9019 | 192.6639 | 43.2721 | 30.1814 | 0 | 0 | 0 | 0 | 0 | 0 | 326.6596 | 452.9203 | 2420.6869 | 338.4178 | 81.2655 | 746.9544 | 0 | 0 | 0 | 0 | 0 | 0
| High Electrification | 2036 | 1-in-40 | Current Installation Practice | 7915.8453 | 229.8294 | 514.4025 | 192.7425 | 43.2898 | 30.0645 | 0 | 0 | 0 | 0 | 0 | 0 | 367.2458 | 438.8779 | 2414.3437 | 338.3619 | 81.2515 | 745.9059 | 0 | 0 | 0 | 0 | 0 | 0
| High Electrification | 2037 | 1-in-2 | Current Installation Practice | 7915.8453 | 229.6973 | 437.811 | 205.8084 | 33.3888 | 28.2432 | 0 | 0 | 0 | 0 | 0 | 0 | 337.9014 | 456.4105 | 1949.6664 | 361.1061 | 62.6702 | 720.6931 | 0 | 0 | 0 | 0 | 0 | 0
| High Electrification | 2037 | 1-in-10 | Current Installation Practice | 7915.8453 | 237.7058 | 512.4292 | 201.9659 | 32.7883 | 30.2899 | 0 | 0 | 0 | 0 | 0 | 0 | 332.9317 | 460.3902 | 2411.551 | 354.147 | 61.5158 | 746.7574 | 0 | 0 | 0 | 0 | 0 | 0
| High Electrification | 2037 | 1-in-40 | Current Installation Practice | 7915.8453 | 239.6756 | 509.9569 | 202.0504 | 32.8021 | 30.1729 | 0 | 0 | 0 | 0 | 0 | 0 | 374.3012 | 446.1211 | 2405.2575 | 354.0923 | 61.5058 | 745.7172 | 0 | 0 | 0 | 0 | 0 | 0
| High Electrification | 2038 | 1-in-2 | Current Installation Practice | 7915.8453 | 237.9123 | 434.4732 | 214.0219 | 24.3714 | 28.3454 | 0 | 0 | 0 | 0 | 0 | 0 | 343.6313 | 463.2446 | 1943.7288 | 374.8226 | 45.7202 | 720.4332 | 0 | 0 | 0 | 0 | 0 | 0
| High Electrification | 2038 | 1-in-10 | Current Installation Practice | 7915.8453 | 246.2086 | 508.5253 | 210.0271 | 23.9332 | 30.3997 | 0 | 0 | 0 | 0 | 0 | 0 | 338.5792 | 467.2866 | 2404.2202 | 367.6011 | 44.8782 | 746.4922 | 0 | 0 | 0 | 0 | 0 | 0
| High Electrification | 2038 | 1-in-40 | Current Installation Practice | 7915.8453 | 248.2512 | 506.0767 | 210.1171 | 23.9435 | 30.2825 | 0 | 0 | 0 | 0 | 0 | 0 | 380.6542 | 452.8081 | 2397.9689 | 367.5479 | 44.8714 | 745.4595 | 0 | 0 | 0 | 0 | 0 | 0
| High Electrification | 2039 | 1-in-2 | Current Installation Practice | 7915.8453 | 244.9578 | 431.5223 | 220.9976 | 17.0658 | 28.4512 | 0 | 0 | 0 | 0 | 0 | 0 | 348.8211 | 469.6221 | 1938.7678 | 386.3 | 32.0106 | 720.0728 | 0 | 0 | 0 | 0 | 0 | 0
| High Electrification | 2039 | 1-in-10 | Current Installation Practice | 7915.8453 | 253.5013 | 505.0745 | 216.874 | 16.7591 | 30.5134 | 0 | 0 | 0 | 0 | 0 | 0 | 343.6948 | 473.7226 | 2398.0985 | 378.8598 | 31.4213 | 746.1233 | 0 | 0 | 0 | 0 | 0 | 0
| High Electrification | 2039 | 1-in-40 | Current Installation Practice | 7915.8453 | 255.6066 | 502.6469 | 216.9688 | 16.7664 | 30.396 | 0 | 0 | 0 | 0 | 0 | 0 | 386.4088 | 459.0486 | 2391.8837 | 378.8082 | 31.4168 | 745.0976 | 0 | 0 | 0 | 0 | 0 | 0
| High Electrification | 2040 | 1-in-2 | Current Installation Practice | 7915.8453 | 256.4564 | 431.1138 | 227.0245 | 11.4235 | 28.5689 | 0 | 0 | 0 | 0 | 0 | 0 | 342.797 | 467.484 | 1946.2548 | 395.7234 | 21.4165 | 718.8196 | 0 | 0 | 0 | 0 | 0 | 0
| High Electrification | 2040 | 1-in-10 | Current Installation Practice | 7915.8453 | 259.6528 | 502.0217 | 222.5677 | 11.2113 | 30.633 | 0 | 0 | 0 | 0 | 0 | 0 | 348.329 | 479.7567 | 2393.004 | 388.0395 | 21.0234 | 745.7013 | 0 | 0 | 0 | 0 | 0 | 0
| High Electrification | 2040 | 1-in-40 | Current Installation Practice | 7915.8453 | 261.8112 | 499.6126 | 222.6666 | 11.2163 | 30.5155 | 0 | 0 | 0 | 0 | 0 | 0 | 391.6219 | 464.8994 | 2386.8208 | 387.9896 | 21.0206 | 744.6819 | 0 | 0 | 0 | 0 | 0 | 0
| High Electrification | 2041 | 1-in-2 | Current Installation Practice | 7915.8453 | 255.8396 | 426.6389 | 231.5338 | 7.2583 | 28.6813 | 0 | 0 | 0 | 0 | 0 | 0 | 357.778 | 481.2285 | 1931.4482 | 403.0591 | 13.6217 | 719.4457 | 0 | 0 | 0 | 0 | 0 | 0
| High Electrification | 2041 | 1-in-10 | Current Installation Practice | 7915.8453 | 262.6786 | 500.2218 | 204.8483 | 6.4194 | 30.8385 | 0 | 0 | 0 | 0 | 0 | 0 | 335.7615 | 480.6665 | 2406.9928 | 421.3462 | 14.2365 | 746.3217 | 0 | 0 | 0 | 0 | 0 | 0
| High Electrification | 2041 | 1-in-40 | Current Installation Practice | 7915.8453 | 266.9692 | 496.973 | 227.3194 | 7.1312 | 30.6428 | 0 | 0 | 0 | 0 | 0 | 0 | 396.3423 | 470.4072 | 2382.9221 | 395.2536 | 13.3694 | 744.4702 | 0 | 0 | 0 | 0 | 0 | 0
| High Electrification | 2042 | 1-in-2 | Current Installation Practice | 7915.8453 | 259.883 | 424.7073 | 235.3348 | 4.3493 | 28.8072 | 0 | 0 | 0 | 0 | 0 | 0 | 361.6055 | 486.5112 | 1929.275 | 408.6873 | 8.166 | 719.4665 | 0 | 0 | 0 | 0 | 0 | 0
| High Electrification | 2042 | 1-in-10 | Current Installation Practice | 7915.8453 | 266.8356 | 497.9672 | 208.2155 | 3.8467 | 30.9745 | 0 | 0 | 0 | 0 | 0 | 0 | 339.3604 | 485.953 | 2404.3339 | 427.2386 | 8.5347 | 746.3586 | 0 | 0 | 0 | 0 | 0 | 0
| High Electrification | 2042 | 1-in-40 | Current Installation Practice | 7915.8453 | 271.1923 | 494.7297 | 231.0544 | 4.2732 | 30.7777 | 0 | 0 | 0 | 0 | 0 | 0 | 400.5878 | 475.5777 | 2380.2736 | 400.7783 | 8.0148 | 744.5019 | 0 | 0 | 0 | 0 | 0 | 0
| High Electrification | 2043 | 1-in-2 | Current Installation Practice | 7915.8453 | 263.1518 | 423.1287 | 238.3479 | 2.4164 | 28.9392 | 0 | 0 | 0 | 0 | 0 | 0 | 365.0165 | 491.4421 | 1928.2098 | 412.7876 | 4.5388 | 719.7304 | 0 | 0 | 0 | 0 | 0 | 0
| High Electrification | 2043 | 1-in-10 | Current Installation Practice | 7915.8453 | 270.1968 | 496.1256 | 210.8853 | 2.1372 | 31.117 | 0 | 0 | 0 | 0 | 0 | 0 | 342.568 | 490.8875 | 2403.0516 | 431.5331 | 4.7438 | 746.6464 | 0 | 0 | 0 | 0 | 0 | 0
| High Electrification | 2043 | 1-in-40 | Current Installation Practice | 7915.8453 | 274.6068 | 492.8971 | 234.0156 | 2.3741 | 30.9191 | 0 | 0 | 0 | 0 | 0 | 0 | 404.3717 | 480.404 | 2378.9899 | 404.8045 | 4.4548 | 744.7846 | 0 | 0 | 0 | 0 | 0 | 0
| High Electrification | 2044 | 1-in-2 | Current Installation Practice | 7915.8453 | 271.6878 | 424.1348 | 240.9889 | 1.1994 | 29.0831 | 0 | 0 | 0 | 0 | 0 | 0 | 356.8992 | 487.5952 | 1940.1218 | 415.7936 | 2.2522 | 719.4537 | 0 | 0 | 0 | 0 | 0 | 0
| High Electrification | 2044 | 1-in-10 | Current Installation Practice | 7915.8453 | 272.8932 | 494.72 | 212.9902 | 1.0601 | 31.2621 | 0 | 0 | 0 | 0 | 0 | 0 | 345.3984 | 495.4567 | 2403.2464 | 434.5639 | 2.3538 | 747.1653 | 0 | 0 | 0 | 0 | 0 | 0
| High Electrification | 2044 | 1-in-40 | Current Installation Practice | 7915.8453 | 277.3457 | 491.4981 | 236.3501 | 1.1776 | 31.0631 | 0 | 0 | 0 | 0 | 0 | 0 | 407.7107 | 484.8731 | 2379.1704 | 407.6454 | 2.2104 | 745.2984 | 0 | 0 | 0 | 0 | 0 | 0
| High Electrification | 2045 | 1-in-2 | Current Installation Practice | 7915.8453 | 267.8751 | 421.1092 | 242.6009 | 0.47393 | 29.2105 | 0 | 0 | 0 | 0 | 0 | 0 | 370.6611 | 500.1963 | 1929.7032 | 417.7013 | 0.89074 | 720.8872 | 0 | 0 | 0 | 0 | 0 | 0
| High Electrification | 2045 | 1-in-10 | Current Installation Practice | 7915.8453 | 275.0552 | 493.7731 | 214.655 | 0.41918 | 31.4097 | 0 | 0 | 0 | 0 | 0 | 0 | 347.8763 | 499.6473 | 2404.9876 | 436.6835 | 0.931 | 747.8697 | 0 | 0 | 0 | 0 | 0 | 0
| High Electrification | 2045 | 1-in-40 | Current Installation Practice | 7915.8453 | 279.5417 | 490.5552 | 238.1966 | 0.46565 | 31.2096 | 0 | 0 | 0 | 0 | 0 | 0 | 410.6337 | 488.972 | 2380.8838 | 409.6319 | 0.87428 | 745.9977 | 0 | 0 | 0 | 0 | 0 | 0
| High Electrification | 2046 | 1-in-2 | Current Installation Practice | 7915.8453 | 269.5754 | 419.9849 | 244.1072 | 0.069327 | 29.3452 | 0 | 0 | 0 | 0 | 0 | 0 | 372.9597 | 503.9963 | 1925.7401 | 419.1293 | 0.13035 | 721.6801 | 0 | 0 | 0 | 0 | 0 | 0
| High Electrification | 2046 | 1-in-10 | Current Installation Practice | 7915.8453 | 276.8059 | 492.4634 | 215.9915 | 0.061319 | 31.5552 | 0 | 0 | 0 | 0 | 0 | 0 | 350.0398 | 503.452 | 2400.0904 | 438.1841 | 0.13625 | 748.7054 | 0 | 0 | 0 | 0 | 0 | 0
| High Electrification | 2046 | 1-in-40 | Current Installation Practice | 7915.8453 | 281.3197 | 489.2518 | 239.6785 | 0.068117 | 31.354 | 0 | 0 | 0 | 0 | 0 | 0 | 413.1856 | 492.6931 | 2376.0244 | 411.0376 | 0.12795 | 746.8278 | 0 | 0 | 0 | 0 | 0 | 0
| High Electrification | 2047 | 1-in-2 | Current Installation Practice | 7915.8453 | 270.9815 | 419.2804 | 245.3489 | 0 | 29.4773 | 0 | 0 | 0 | 0 | 0 | 0 | 374.9774 | 507.4108 | 1923.1009 | 420.1828 | 0 | 722.5582 | 0 | 0 | 0 | 0 | 0 | 0
| High Electrification | 2047 | 1-in-10 | Current Installation Practice | 7915.8453 | 278.2538 | 491.6446 | 217.0934 | 0 | 31.6977 | 0 | 0 | 0 | 0 | 0 | 0 | 351.9386 | 506.8704 | 2396.8366 | 439.292 | 0 | 749.6274 | 0 | 0 | 0 | 0 | 0 | 0
| High Electrification | 2047 | 1-in-40 | Current Installation Practice | 7915.8453 | 282.7901 | 488.4364 | 240.9003 | 0 | 31.4955 | 0 | 0 | 0 | 0 | 0 | 0 | 415.4253 | 496.0365 | 2372.794 | 412.0752 | 0 | 747.7446 | 0 | 0 | 0 | 0 | 0 | 0
| High Electrification | 2048 | 1-in-2 | Current Installation Practice | 7915.8453 | 278.263 | 421.2229 | 246.7046 | 0 | 29.6165 | 0 | 0 | 0 | 0 | 0 | 0 | 365.4108 | 501.8325 | 1933.6947 | 421.1715 | 0 | 722.7997 | 0 | 0 | 0 | 0 | 0 | 0
| High Electrification | 2048 | 1-in-10 | Current Installation Practice | 7915.8453 | 279.4902 | 491.3105 | 218.0361 | 0 | 31.8347 | 0 | 0 | 0 | 0 | 0 | 0 | 353.6264 | 509.9102 | 2395.2224 | 440.1731 | 0 | 750.6206 | 0 | 0 | 0 | 0 | 0 | 0
| High Electrification | 2048 | 1-in-40 | Current Installation Practice | 7915.8453 | 284.0457 | 488.1029 | 241.9455 | 0 | 31.6315 | 0 | 0 | 0 | 0 | 0 | 0 | 417.4163 | 499.0096 | 2371.1881 | 412.9004 | 0 | 748.7329 | 0 | 0 | 0 | 0 | 0 | 0
| High Electrification | 2049 | 1-in-2 | Current Installation Practice | 7915.8453 | 273.247 | 419.1001 | 247.3581 | 0 | 29.725 | 0 | 0 | 0 | 0 | 0 | 0 | 378.3909 | 513.1229 | 1921.7864 | 421.7545 | 0 | 724.5403 | 0 | 0 | 0 | 0 | 0 | 0
| High Electrification | 2049 | 1-in-10 | Current Installation Practice | 7915.8453 | 280.5863 | 491.444 | 218.8761 | 0 | 31.9647 | 0 | 0 | 0 | 0 | 0 | 0 | 355.1502 | 512.5877 | 2395.251 | 440.9449 | 0 | 751.7003 | 0 | 0 | 0 | 0 | 0 | 0
| High Electrification | 2049 | 1-in-40 | Current Installation Practice | 7915.8453 | 285.1589 | 488.2342 | 242.877 | 0 | 31.7606 | 0 | 0 | 0 | 0 | 0 | 0 | 419.2137 | 501.6285 | 2371.21 | 413.6233 | 0 | 749.8078 | 0 | 0 | 0 | 0 | 0 | 0
| High Electrification | 2050 | 1-in-2 | Current Installation Practice | 7915.8453 | 274.227 | 419.5789 | 248.2346 | 0 | 29.8387 | 0 | 0 | 0 | 0 | 0 | 0 | 379.8731 | 515.4668 | 1923.1042 | 422.4609 | 0 | 725.7044 | 0 | 0 | 0 | 0 | 0 | 0
| High Electrification | 2050 | 1-in-10 | Current Installation Practice | 7915.8453 | 281.5947 | 492.0091 | 219.6533 | 0 | 32.0873 | 0 | 0 | 0 | 0 | 0 | 0 | 356.544 | 514.9329 | 2396.9112 | 441.6866 | 0 | 752.9137 | 0 | 0 | 0 | 0 | 0 | 0
| High Electrification | 2050 | 1-in-40 | Current Installation Practice | 7915.8453 | 286.1831 | 488.7945 | 243.7389 | 0 | 31.8823 | 0 | 0 | 0 | 0 | 0 | 0 | 420.8581 | 503.9225 | 2372.8483 | 414.3181 | 0 | 751.0164 | 0 | 0 | 0 | 0 | 0 | 0
| Electrification with Fuel Backup | 2021 | 1-in-2 | Current Installation Practice | 7915.8453 | 40.183 | 487.5237 | 31.0362 | 223.0049 | 27.4765 | 0 | 0 | 0 | 0 | 0 | 0 | 167.7712 | 175.5477 | 2158.5393 | 46.3446 | 404.6239 | 758.5717 | 0 | 0 | 0 | 0 | 0 | 0
| Electrification with Fuel Backup | 2021 | 1-in-10 | Current Installation Practice | 7915.8453 | 41.2893 | 558.7384 | 31.0208 | 222.9412 | 29.1575 | 0 | 0 | 0 | 0 | 0 | 0 | 169.6914 | 189.5145 | 2629.1088 | 46.2809 | 404.1918 | 787.5968 | 0 | 0 | 0 | 0 | 0 | 0
| Electrification with Fuel Backup | 2021 | 1-in-40 | Current Installation Practice | 7915.8453 | 40.5766 | 562.0289 | 31.7828 | 228.1102 | 29.2302 | 0 | 0 | 0 | 0 | 0 | 0 | 179.3145 | 174.7286 | 2644.7701 | 47.4147 | 413.5283 | 788.1076 | 0 | 0 | 0 | 0 | 0 | 0
| Electrification with Fuel Backup | 2022 | 1-in-2 | Current Installation Practice | 7915.8453 | 39.1879 | 483.488 | 40.2041 | 215.2949 | 27.2994 | 0 | 0 | 0 | 0 | 0 | 0 | 171.8113 | 175.6376 | 2139.4906 | 63.9481 | 393.0623 | 762.2989 | 0 | 0 | 0 | 0 | 0 | 0
| Electrification with Fuel Backup | 2022 | 1-in-10 | Current Installation Practice | 7915.8453 | 41.5807 | 559.2561 | 39.3294 | 210.8154 | 29.1031 | 0 | 0 | 0 | 0 | 0 | 0 | 170.8521 | 190.8518 | 2622.434 | 62.5087 | 384.6563 | 788.2884 | 0 | 0 | 0 | 0 | 0 | 0
| Electrification with Fuel Backup | 2022 | 1-in-40 | Current Installation Practice | 7915.8453 | 40.8631 | 562.5516 | 40.2955 | 215.7039 | 29.1758 | 0 | 0 | 0 | 0 | 0 | 0 | 180.5416 | 175.9622 | 2638.0645 | 64.0403 | 393.5429 | 788.8023 | 0 | 0 | 0 | 0 | 0 | 0
| Electrification with Fuel Backup | 2023 | 1-in-2 | Current Installation Practice | 7915.8453 | 39.4585 | 483.5458 | 49.4514 | 202.873 | 27.25 | 0 | 0 | 0 | 0 | 0 | 0 | 172.9408 | 176.8501 | 2132.2095 | 81.7837 | 372.6381 | 762.4421 | 0 | 0 | 0 | 0 | 0 | 0
| Electrification with Fuel Backup | 2023 | 1-in-10 | Current Installation Practice | 7915.8453 | 41.8676 | 559.3183 | 48.3752 | 198.6503 | 29.0503 | 0 | 0 | 0 | 0 | 0 | 0 | 171.9738 | 192.1677 | 2613.4873 | 79.9422 | 364.6658 | 788.4298 | 0 | 0 | 0 | 0 | 0 | 0
| Electrification with Fuel Backup | 2023 | 1-in-40 | Current Installation Practice | 7915.8453 | 41.1452 | 562.616 | 49.5637 | 203.2574 | 29.1228 | 0 | 0 | 0 | 0 | 0 | 0 | 181.7276 | 177.176 | 2629.0732 | 81.9012 | 373.0917 | 788.9465 | 0 | 0 | 0 | 0 | 0 | 0
| Electrification with Fuel Backup | 2024 | 1-in-2 | Current Installation Practice | 7915.8453 | 39.7246 | 483.1291 | 59.2281 | 191.0406 | 27.2136 | 0 | 0 | 0 | 0 | 0 | 0 | 174.0281 | 178.0423 | 2122.7967 | 100.3462 | 352.9156 | 761.9372 | 0 | 0 | 0 | 0 | 0 | 0
| Electrification with Fuel Backup | 2024 | 1-in-10 | Current Installation Practice | 7915.8453 | 42.1498 | 558.8356 | 57.939 | 187.0639 | 29.0114 | 0 | 0 | 0 | 0 | 0 | 0 | 173.0549 | 193.4628 | 2601.9466 | 98.0865 | 345.3648 | 787.9067 | 0 | 0 | 0 | 0 | 0 | 0
| Electrification with Fuel Backup | 2024 | 1-in-40 | Current Installation Practice | 7915.8453 | 41.4226 | 562.1323 | 59.3626 | 191.403 | 29.084 | 0 | 0 | 0 | 0 | 0 | 0 | 182.8705 | 178.3707 | 2617.4722 | 100.4905 | 353.3459 | 788.4255 | 0 | 0 | 0 | 0 | 0 | 0
| Electrification with Fuel Backup | 2025 | 1-in-2 | Current Installation Practice | 7915.8453 | 39.9859 | 482.1468 | 69.3106 | 180.428 | 27.2009 | 0 | 0 | 0 | 0 | 0 | 0 | 175.0708 | 179.213 | 2111.148 | 119.1045 | 335.0921 | 760.7557 | 0 | 0 | 0 | 0 | 0 | 0
| Electrification with Fuel Backup | 2025 | 1-in-10 | Current Installation Practice | 7915.8453 | 42.4275 | 557.7041 | 67.8026 | 176.6738 | 28.9981 | 0 | 0 | 0 | 0 | 0 | 0 | 174.0932 | 194.7366 | 2587.6905 | 116.4234 | 327.9254 | 786.6916 | 0 | 0 | 0 | 0 | 0 | 0
| Electrification with Fuel Backup | 2025 | 1-in-40 | Current Installation Practice | 7915.8453 | 41.6956 | 560.9958 | 69.4688 | 180.7723 | 29.0707 | 0 | 0 | 0 | 0 | 0 | 0 | 183.9682 | 179.5457 | 2603.1389 | 119.2772 | 335.5046 | 787.212 | 0 | 0 | 0 | 0 | 0 | 0
| Electrification with Fuel Backup | 2026 | 1-in-2 | Current Installation Practice | 7915.8453 | 40.2267 | 481.4343 | 79.2996 | 171.4306 | 27.2072 | 0 | 0 | 0 | 0 | 0 | 0 | 175.9982 | 180.2912 | 2105.2344 | 137.2859 | 319.9593 | 758.6217 | 0 | 0 | 0 | 0 | 0 | 0
| Electrification with Fuel Backup | 2026 | 1-in-10 | Current Installation Practice | 7915.8453 | 42.6835 | 556.8872 | 77.5753 | 167.8658 | 29.0052 | 0 | 0 | 0 | 0 | 0 | 0 | 175.0177 | 195.9107 | 2580.4754 | 134.1973 | 313.1204 | 784.4949 | 0 | 0 | 0 | 0 | 0 | 0
| Electrification with Fuel Backup | 2026 | 1-in-40 | Current Installation Practice | 7915.8453 | 41.9473 | 560.1751 | 79.4818 | 171.7604 | 29.0779 | 0 | 0 | 0 | 0 | 0 | 0 | 184.9455 | 180.6285 | 2595.8858 | 137.487 | 320.358 | 785.0155 | 0 | 0 | 0 | 0 | 0 | 0
| Electrification with Fuel Backup | 2027 | 1-in-2 | Current Installation Practice | 7915.8453 | 41.7702 | 484.4836 | 87.1989 | 160.8576 | 27.3671 | 0 | 0 | 0 | 0 | 0 | 0 | 173.8494 | 182.4786 | 2110.3726 | 151.396 | 301.6153 | 752.675 | 0 | 0 | 0 | 0 | 0 | 0
| Electrification with Fuel Backup | 2027 | 1-in-10 | Current Installation Practice | 7915.8453 | 42.9176 | 555.2206 | 87.1504 | 160.8019 | 29.0397 | 0 | 0 | 0 | 0 | 0 | 0 | 175.8285 | 196.9848 | 2570.2858 | 151.1788 | 301.275 | 781.4272 | 0 | 0 | 0 | 0 | 0 | 0
| Electrification with Fuel Backup | 2027 | 1-in-40 | Current Installation Practice | 7915.8453 | 42.1775 | 558.4997 | 89.2924 | 164.5329 | 29.1126 | 0 | 0 | 0 | 0 | 0 | 0 | 185.8027 | 181.6192 | 2585.6399 | 154.8851 | 308.2393 | 781.947 | 0 | 0 | 0 | 0 | 0 | 0
| Electrification with Fuel Backup | 2028 | 1-in-2 | Current Installation Practice | 7915.8453 | 41.9784 | 482.3404 | 96.5357 | 155.4762 | 27.4236 | 0 | 0 | 0 | 0 | 0 | 0 | 174.5473 | 183.3885 | 2099.8901 | 167.5225 | 292.6118 | 748.9987 | 0 | 0 | 0 | 0 | 0 | 0
| Electrification with Fuel Backup | 2028 | 1-in-10 | Current Installation Practice | 7915.8453 | 43.1298 | 552.7426 | 96.4782 | 155.4163 | 29.0985 | 0 | 0 | 0 | 0 | 0 | 0 | 176.5275 | 197.9593 | 2557.418 | 167.2756 | 292.2701 | 777.5798 | 0 | 0 | 0 | 0 | 0 | 0
| Electrification with Fuel Backup | 2028 | 1-in-40 | Current Installation Practice | 7915.8453 | 42.3861 | 556.0079 | 98.8496 | 159.0226 | 29.1716 | 0 | 0 | 0 | 0 | 0 | 0 | 186.5416 | 182.5179 | 2572.699 | 171.3768 | 299.0267 | 778.0982 | 0 | 0 | 0 | 0 | 0 | 0
| Electrification with Fuel Backup | 2029 | 1-in-2 | Current Installation Practice | 7915.8453 | 40.8231 | 474.9776 | 107.878 | 154.6965 | 27.3665 | 0 | 0 | 0 | 0 | 0 | 0 | 178.0897 | 182.9633 | 2073.5088 | 186.6691 | 291.905 | 747.4178 | 0 | 0 | 0 | 0 | 0 | 0
| Electrification with Fuel Backup | 2029 | 1-in-10 | Current Installation Practice | 7915.8453 | 43.3205 | 549.4716 | 105.5425 | 151.4942 | 29.1779 | 0 | 0 | 0 | 0 | 0 | 0 | 177.1146 | 198.8335 | 2541.8333 | 182.4871 | 285.6932 | 772.9835 | 0 | 0 | 0 | 0 | 0 | 0
| Electrification with Fuel Backup | 2029 | 1-in-40 | Current Installation Practice | 7915.8453 | 42.5736 | 552.7182 | 108.1368 | 155.0097 | 29.2511 | 0 | 0 | 0 | 0 | 0 | 0 | 187.1623 | 183.3241 | 2557.0244 | 186.9615 | 292.2982 | 773.4998 | 0 | 0 | 0 | 0 | 0 | 0
| Electrification with Fuel Backup | 2030 | 1-in-2 | Current Installation Practice | 7915.8453 | 40.9803 | 471.3744 | 116.8616 | 151.8999 | 27.4527 | 0 | 0 | 0 | 0 | 0 | 0 | 178.5569 | 183.6673 | 2058.077 | 201.3606 | 287.1202 | 742.206 | 0 | 0 | 0 | 0 | 0 | 0
| Electrification with Fuel Backup | 2030 | 1-in-10 | Current Installation Practice | 7915.8453 | 43.4893 | 545.329 | 114.337 | 148.7626 | 29.2711 | 0 | 0 | 0 | 0 | 0 | 0 | 177.5877 | 199.608 | 2523.0354 | 196.8588 | 281.0236 | 767.6298 | 0 | 0 | 0 | 0 | 0 | 0
| Electrification with Fuel Backup | 2030 | 1-in-40 | Current Installation Practice | 7915.8453 | 42.7395 | 548.5518 | 117.1476 | 152.2148 | 29.3447 | 0 | 0 | 0 | 0 | 0 | 0 | 187.6624 | 184.0384 | 2538.1171 | 201.6858 | 287.5209 | 768.1434 | 0 | 0 | 0 | 0 | 0 | 0
| Electrification with Fuel Backup | 2031 | 1-in-2 | Current Installation Practice | 7915.8453 | 41.1351 | 467.0732 | 125.6284 | 150.1361 | 27.5577 | 0 | 0 | 0 | 0 | 0 | 0 | 179.0056 | 184.3616 | 2040.3046 | 215.3297 | 283.9356 | 736.8186 | 0 | 0 | 0 | 0 | 0 | 0
| Electrification with Fuel Backup | 2031 | 1-in-10 | Current Installation Practice | 7915.8453 | 43.6559 | 540.3817 | 122.9209 | 147.0431 | 29.3846 | 0 | 0 | 0 | 0 | 0 | 0 | 178.0434 | 200.3732 | 2501.3808 | 210.5267 | 277.9213 | 762.0984 | 0 | 0 | 0 | 0 | 0 | 0
| Electrification with Fuel Backup | 2031 | 1-in-40 | Current Installation Practice | 7915.8453 | 42.2312 | 547.5844 | 111.1399 | 132.7719 | 29.6279 | 0 | 0 | 0 | 0 | 0 | 0 | 167.9763 | 184.1311 | 2542.4403 | 225.0808 | 296.726 | 764.2803 | 0 | 0 | 0 | 0 | 0 | 0
| Electrification with Fuel Backup | 2032 | 1-in-2 | Current Installation Practice | 7915.8453 | 41.288 | 461.9825 | 134.1638 | 149.1983 | 27.6764 | 0 | 0 | 0 | 0 | 0 | 0 | 179.434 | 185.0461 | 2020.1413 | 228.6041 | 282.0139 | 731.4636 | 0 | 0 | 0 | 0 | 0 | 0
| Electrification with Fuel Backup | 2032 | 1-in-10 | Current Installation Practice | 7915.8453 | 43.8207 | 534.523 | 131.28 | 146.133 | 29.513 | 0 | 0 | 0 | 0 | 0 | 0 | 178.4799 | 201.1289 | 2476.8047 | 223.5181 | 276.0564 | 756.6036 | 0 | 0 | 0 | 0 | 0 | 0
| Electrification with Fuel Backup | 2032 | 1-in-40 | Current Installation Practice | 7915.8453 | 42.391 | 541.6524 | 118.6988 | 131.9514 | 29.7576 | 0 | 0 | 0 | 0 | 0 | 0 | 168.3895 | 184.8271 | 2517.4832 | 238.9723 | 294.7376 | 758.7765 | 0 | 0 | 0 | 0 | 0 | 0
| Electrification with Fuel Backup | 2033 | 1-in-2 | Current Installation Practice | 7915.8453 | 42.8224 | 460.8397 | 139.5462 | 145.9149 | 27.9493 | 0 | 0 | 0 | 0 | 0 | 0 | 176.9501 | 187.0736 | 2013.0645 | 236.3158 | 275.507 | 724.2577 | 0 | 0 | 0 | 0 | 0 | 0
| Electrification with Fuel Backup | 2033 | 1-in-10 | Current Installation Practice | 7915.8453 | 43.9835 | 527.9426 | 139.4205 | 145.8142 | 29.6473 | 0 | 0 | 0 | 0 | 0 | 0 | 178.9029 | 201.8756 | 2450.9267 | 235.8954 | 275.1013 | 751.6653 | 0 | 0 | 0 | 0 | 0 | 0
| Electrification with Fuel Backup | 2033 | 1-in-40 | Current Installation Practice | 7915.8453 | 42.5489 | 534.9893 | 126.0605 | 131.6648 | 29.8933 | 0 | 0 | 0 | 0 | 0 | 0 | 168.7903 | 185.515 | 2491.2038 | 252.2078 | 293.7206 | 753.8312 | 0 | 0 | 0 | 0 | 0 | 0
| Electrification with Fuel Backup | 2034 | 1-in-2 | Current Installation Practice | 7915.8453 | 42.9819 | 454.9637 | 147.5129 | 145.9854 | 28.0765 | 0 | 0 | 0 | 0 | 0 | 0 | 177.3811 | 187.7703 | 1993.596 | 248.2082 | 275.1826 | 720.8206 | 0 | 0 | 0 | 0 | 0 | 0
| Electrification with Fuel Backup | 2034 | 1-in-10 | Current Installation Practice | 7915.8453 | 44.1442 | 521.1735 | 147.3694 | 145.8741 | 29.78 | 0 | 0 | 0 | 0 | 0 | 0 | 179.3258 | 202.6129 | 2427.0491 | 247.7488 | 274.7576 | 748.0444 | 0 | 0 | 0 | 0 | 0 | 0
| Electrification with Fuel Backup | 2034 | 1-in-40 | Current Installation Practice | 7915.8453 | 42.7047 | 528.1348 | 133.2489 | 131.7201 | 30.0274 | 0 | 0 | 0 | 0 | 0 | 0 | 169.1908 | 186.1943 | 2466.9567 | 264.8834 | 293.3564 | 750.2068 | 0 | 0 | 0 | 0 | 0 | 0
| Electrification with Fuel Backup | 2035 | 1-in-2 | Current Installation Practice | 7915.8453 | 41.7347 | 444.7899 | 158.5405 | 149.1932 | 28.0406 | 0 | 0 | 0 | 0 | 0 | 0 | 180.6877 | 187.0475 | 1963.4425 | 265.0188 | 280.7058 | 721.2547 | 0 | 0 | 0 | 0 | 0 | 0
| Electrification with Fuel Backup | 2035 | 1-in-10 | Current Installation Practice | 7915.8453 | 44.3029 | 514.7249 | 155.161 | 146.1547 | 29.9068 | 0 | 0 | 0 | 0 | 0 | 0 | 179.7597 | 203.3414 | 2407.7283 | 259.1698 | 274.8261 | 746.18 | 0 | 0 | 0 | 0 | 0 | 0
| Electrification with Fuel Backup | 2035 | 1-in-40 | Current Installation Practice | 7915.8453 | 42.8586 | 521.6045 | 140.295 | 131.9746 | 30.1555 | 0 | 0 | 0 | 0 | 0 | 0 | 169.6017 | 186.8653 | 2447.3391 | 277.0966 | 293.432 | 748.3434 | 0 | 0 | 0 | 0 | 0 | 0
| Electrification with Fuel Backup | 2036 | 1-in-2 | Current Installation Practice | 7915.8453 | 41.8802 | 439.9778 | 165.6104 | 149.5933 | 28.1481 | 0 | 0 | 0 | 0 | 0 | 0 | 181.1276 | 187.6994 | 1952.2955 | 275.1508 | 281.0627 | 720.6614 | 0 | 0 | 0 | 0 | 0 | 0
| Electrification with Fuel Backup | 2036 | 1-in-10 | Current Installation Practice | 7915.8453 | 44.4597 | 509.1823 | 162.0885 | 146.5542 | 30.023 | 0 | 0 | 0 | 0 | 0 | 0 | 180.2066 | 204.0605 | 2394.1822 | 269.0921 | 275.1896 | 745.6045 | 0 | 0 | 0 | 0 | 0 | 0
| Electrification with Fuel Backup | 2036 | 1-in-40 | Current Installation Practice | 7915.8453 | 43.0106 | 515.9915 | 146.5599 | 132.3362 | 30.2729 | 0 | 0 | 0 | 0 | 0 | 0 | 170.0245 | 187.5276 | 2433.5877 | 287.7073 | 293.8223 | 747.7716 | 0 | 0 | 0 | 0 | 0 | 0
| Electrification with Fuel Backup | 2037 | 1-in-2 | Current Installation Practice | 7915.8453 | 42.0241 | 435.7808 | 171.8447 | 150.0537 | 28.2517 | 0 | 0 | 0 | 0 | 0 | 0 | 181.5789 | 188.3442 | 1943.8409 | 283.883 | 281.6482 | 720.4451 | 0 | 0 | 0 | 0 | 0 | 0
| Electrification with Fuel Backup | 2037 | 1-in-10 | Current Installation Practice | 7915.8453 | 44.6145 | 504.3476 | 168.1978 | 147.0118 | 30.1349 | 0 | 0 | 0 | 0 | 0 | 0 | 180.6637 | 204.7706 | 2383.9205 | 277.6444 | 275.7753 | 745.414 | 0 | 0 | 0 | 0 | 0 | 0
| Electrification with Fuel Backup | 2037 | 1-in-40 | Current Installation Practice | 7915.8453 | 43.1606 | 511.0954 | 152.0848 | 132.7503 | 30.3859 | 0 | 0 | 0 | 0 | 0 | 0 | 170.4568 | 188.1813 | 2423.1721 | 296.8531 | 294.4494 | 747.5852 | 0 | 0 | 0 | 0 | 0 | 0
| Electrification with Fuel Backup | 2038 | 1-in-2 | Current Installation Practice | 7915.8453 | 43.5982 | 436.6004 | 173.7421 | 147.6389 | 28.5245 | 0 | 0 | 0 | 0 | 0 | 0 | 179.2051 | 190.4623 | 1951.524 | 285.5528 | 277.0191 | 718.1971 | 0 | 0 | 0 | 0 | 0 | 0
| Electrification with Fuel Backup | 2038 | 1-in-10 | Current Installation Practice | 7915.8453 | 44.7672 | 500.0259 | 173.5343 | 147.4934 | 30.2484 | 0 | 0 | 0 | 0 | 0 | 0 | 181.1293 | 205.4716 | 2375.2979 | 284.9605 | 276.5294 | 745.1549 | 0 | 0 | 0 | 0 | 0 | 0
| Electrification with Fuel Backup | 2038 | 1-in-40 | Current Installation Practice | 7915.8453 | 43.3086 | 506.7187 | 156.911 | 133.1859 | 30.5006 | 0 | 0 | 0 | 0 | 0 | 0 | 170.8971 | 188.8266 | 2414.421 | 304.677 | 295.2562 | 747.3296 | 0 | 0 | 0 | 0 | 0 | 0
| Electrification with Fuel Backup | 2039 | 1-in-2 | Current Installation Practice | 7915.8453 | 43.7469 | 433.1899 | 178.3647 | 148.1338 | 28.6368 | 0 | 0 | 0 | 0 | 0 | 0 | 179.6813 | 191.1112 | 1945.3724 | 291.7762 | 277.9092 | 717.8753 | 0 | 0 | 0 | 0 | 0 | 0
| Electrification with Fuel Backup | 2039 | 1-in-10 | Current Installation Practice | 7915.8453 | 44.9181 | 496.1004 | 178.1443 | 147.9819 | 30.3663 | 0 | 0 | 0 | 0 | 0 | 0 | 181.6033 | 206.1635 | 2367.7169 | 291.1596 | 277.4069 | 744.7916 | 0 | 0 | 0 | 0 | 0 | 0
| Electrification with Fuel Backup | 2039 | 1-in-40 | Current Installation Practice | 7915.8453 | 43.4548 | 502.7432 | 161.0802 | 133.6277 | 30.6196 | 0 | 0 | 0 | 0 | 0 | 0 | 171.3452 | 189.4634 | 2406.7275 | 311.3066 | 296.1947 | 746.969 | 0 | 0 | 0 | 0 | 0 | 0
| Electrification with Fuel Backup | 2040 | 1-in-2 | Current Installation Practice | 7915.8453 | 42.4459 | 425.5132 | 186.0042 | 151.5257 | 28.5824 | 0 | 0 | 0 | 0 | 0 | 0 | 182.9899 | 190.2338 | 1924.9483 | 302.9567 | 284.2665 | 719.3668 | 0 | 0 | 0 | 0 | 0 | 0
| Electrification with Fuel Backup | 2040 | 1-in-10 | Current Installation Practice | 7915.8453 | 45.0669 | 492.515 | 182.0754 | 148.4692 | 30.4906 | 0 | 0 | 0 | 0 | 0 | 0 | 182.0862 | 206.8462 | 2360.9924 | 296.3293 | 278.3674 | 744.3746 | 0 | 0 | 0 | 0 | 0 | 0
| Electrification with Fuel Backup | 2040 | 1-in-40 | Current Installation Practice | 7915.8453 | 43.5989 | 499.1121 | 164.6356 | 134.0684 | 30.7451 | 0 | 0 | 0 | 0 | 0 | 0 | 171.8017 | 190.0917 | 2399.9036 | 316.8355 | 297.2217 | 746.5543 | 0 | 0 | 0 | 0 | 0 | 0
| Electrification with Fuel Backup | 2041 | 1-in-2 | Current Installation Practice | 7915.8453 | 42.5849 | 422.697 | 189.3837 | 152.0212 | 28.7059 | 0 | 0 | 0 | 0 | 0 | 0 | 183.4876 | 190.8569 | 1920.2274 | 307.2438 | 285.2977 | 719.1428 | 0 | 0 | 0 | 0 | 0 | 0
| Electrification with Fuel Backup | 2041 | 1-in-10 | Current Installation Practice | 7915.8453 | 45.2156 | 489.2676 | 185.3882 | 148.9584 | 30.6232 | 0 | 0 | 0 | 0 | 0 | 0 | 182.5861 | 207.529 | 2355.2613 | 300.5301 | 279.3843 | 744.1615 | 0 | 0 | 0 | 0 | 0 | 0
| Electrification with Fuel Backup | 2041 | 1-in-40 | Current Installation Practice | 7915.8453 | 43.743 | 495.8234 | 167.6318 | 134.5107 | 30.8789 | 0 | 0 | 0 | 0 | 0 | 0 | 172.274 | 190.7199 | 2394.0882 | 321.3285 | 298.3087 | 746.3438 | 0 | 0 | 0 | 0 | 0 | 0
| Electrification with Fuel Backup | 2042 | 1-in-2 | Current Installation Practice | 7915.8453 | 42.7241 | 420.1762 | 192.192 | 152.518 | 28.8372 | 0 | 0 | 0 | 0 | 0 | 0 | 184.0036 | 191.4808 | 1916.394 | 310.5739 | 286.3546 | 719.157 | 0 | 0 | 0 | 0 | 0 | 0
| Electrification with Fuel Backup | 2042 | 1-in-10 | Current Installation Practice | 7915.8453 | 45.3644 | 486.36 | 188.1412 | 149.4484 | 30.7639 | 0 | 0 | 0 | 0 | 0 | 0 | 183.1033 | 208.2117 | 2350.6083 | 303.7938 | 280.4251 | 744.1917 | 0 | 0 | 0 | 0 | 0 | 0
| Electrification with Fuel Backup | 2042 | 1-in-40 | Current Installation Practice | 7915.8453 | 43.8871 | 492.8788 | 170.1218 | 134.9537 | 31.0208 | 0 | 0 | 0 | 0 | 0 | 0 | 172.7627 | 191.3482 | 2389.368 | 324.8193 | 299.4212 | 746.377 | 0 | 0 | 0 | 0 | 0 | 0
| Electrification with Fuel Backup | 2043 | 1-in-2 | Current Installation Practice | 7915.8453 | 44.3315 | 422.5028 | 190.657 | 150.1091 | 29.1541 | 0 | 0 | 0 | 0 | 0 | 0 | 181.7149 | 193.6643 | 1928.688 | 306.8762 | 282.0043 | 717.6476 | 0 | 0 | 0 | 0 | 0 | 0
| Electrification with Fuel Backup | 2043 | 1-in-10 | Current Installation Practice | 7915.8453 | 45.5133 | 483.8076 | 190.4003 | 149.9385 | 30.9114 | 0 | 0 | 0 | 0 | 0 | 0 | 183.6383 | 208.8946 | 2347.15 | 306.1937 | 281.4634 | 744.4728 | 0 | 0 | 0 | 0 | 0 | 0
| Electrification with Fuel Backup | 2043 | 1-in-40 | Current Installation Practice | 7915.8453 | 44.0313 | 490.2939 | 172.1651 | 135.3968 | 31.1697 | 0 | 0 | 0 | 0 | 0 | 0 | 173.2681 | 191.9764 | 2385.8611 | 327.3864 | 300.5309 | 746.6616 | 0 | 0 | 0 | 0 | 0 | 0
| Electrification with Fuel Backup | 2044 | 1-in-2 | Current Installation Practice | 7915.8453 | 43.0033 | 416.0817 | 196.3713 | 153.514 | 29.1158 | 0 | 0 | 0 | 0 | 0 | 0 | 185.0904 | 192.731 | 1911.7567 | 314.7428 | 288.4441 | 719.9022 | 0 | 0 | 0 | 0 | 0 | 0
| Electrification with Fuel Backup | 2044 | 1-in-10 | Current Installation Practice | 7915.8453 | 45.6621 | 481.635 | 192.2381 | 150.4287 | 31.062 | 0 | 0 | 0 | 0 | 0 | 0 | 184.1903 | 209.5774 | 2344.9905 | 307.8809 | 282.4798 | 744.9851 | 0 | 0 | 0 | 0 | 0 | 0
| Electrification with Fuel Backup | 2044 | 1-in-40 | Current Installation Practice | 7915.8453 | 44.1754 | 488.0937 | 173.8275 | 135.8399 | 31.3217 | 0 | 0 | 0 | 0 | 0 | 0 | 173.7895 | 192.6046 | 2383.6736 | 329.1915 | 301.617 | 747.1778 | 0 | 0 | 0 | 0 | 0 | 0
| Electrification with Fuel Backup | 2045 | 1-in-2 | Current Installation Practice | 7915.8453 | 43.143 | 414.5507 | 197.893 | 154.0128 | 29.2593 | 0 | 0 | 0 | 0 | 0 | 0 | 185.6593 | 193.3571 | 1911.0985 | 315.9313 | 289.4452 | 720.5694 | 0 | 0 | 0 | 0 | 0 | 0
| Electrification with Fuel Backup | 2045 | 1-in-10 | Current Installation Practice | 7915.8453 | 45.8109 | 479.8674 | 193.7297 | 150.919 | 31.2154 | 0 | 0 | 0 | 0 | 0 | 0 | 184.7583 | 210.2603 | 2344.2064 | 309.0466 | 283.463 | 745.6829 | 0 | 0 | 0 | 0 | 0 | 0
| Electrification with Fuel Backup | 2045 | 1-in-40 | Current Installation Practice | 7915.8453 | 44.3195 | 486.3038 | 175.1767 | 136.283 | 31.4765 | 0 | 0 | 0 | 0 | 0 | 0 | 174.3259 | 193.2327 | 2382.8831 | 330.4388 | 302.6677 | 747.8797 | 0 | 0 | 0 | 0 | 0 | 0
| Electrification with Fuel Backup | 2046 | 1-in-2 | Current Installation Practice | 7915.8453 | 43.2825 | 412.691 | 199.1357 | 154.511 | 29.401 | 0 | 0 | 0 | 0 | 0 | 0 | 186.2407 | 193.9825 | 1905.0901 | 316.7511 | 290.408 | 721.3601 | 0 | 0 | 0 | 0 | 0 | 0
| Electrification with Fuel Backup | 2046 | 1-in-10 | Current Installation Practice | 7915.8453 | 45.9597 | 477.7209 | 194.9488 | 151.4092 | 31.367 | 0 | 0 | 0 | 0 | 0 | 0 | 185.3392 | 210.9431 | 2336.8662 | 309.8525 | 284.4096 | 746.5108 | 0 | 0 | 0 | 0 | 0 | 0
| Electrification with Fuel Backup | 2046 | 1-in-40 | Current Installation Practice | 7915.8453 | 44.4636 | 484.1304 | 176.2797 | 136.7261 | 31.6295 | 0 | 0 | 0 | 0 | 0 | 0 | 174.8747 | 193.8609 | 2375.4314 | 331.3018 | 303.6796 | 748.713 | 0 | 0 | 0 | 0 | 0 | 0
| Electrification with Fuel Backup | 2047 | 1-in-2 | Current Installation Practice | 7915.8453 | 44.914 | 415.7311 | 196.2403 | 152.0817 | 29.7261 | 0 | 0 | 0 | 0 | 0 | 0 | 183.9941 | 196.2088 | 1915.573 | 311.14 | 285.8899 | 720.5391 | 0 | 0 | 0 | 0 | 0 | 0
| Electrification with Fuel Backup | 2047 | 1-in-10 | Current Installation Practice | 7915.8453 | 46.1084 | 476.0235 | 195.9638 | 151.8993 | 31.516 | 0 | 0 | 0 | 0 | 0 | 0 | 185.93 | 211.6258 | 2331.0431 | 310.4285 | 285.3236 | 747.4255 | 0 | 0 | 0 | 0 | 0 | 0
| Electrification with Fuel Backup | 2047 | 1-in-40 | Current Installation Practice | 7915.8453 | 44.6077 | 482.4119 | 177.1982 | 137.1693 | 31.7798 | 0 | 0 | 0 | 0 | 0 | 0 | 175.4327 | 194.4891 | 2369.5206 | 331.9189 | 304.6567 | 749.6331 | 0 | 0 | 0 | 0 | 0 | 0
| Electrification with Fuel Backup | 2048 | 1-in-2 | Current Installation Practice | 7915.8453 | 45.0597 | 414.6441 | 197.1141 | 152.5744 | 29.8622 | 0 | 0 | 0 | 0 | 0 | 0 | 184.5866 | 196.8443 | 1912.065 | 311.5881 | 286.7853 | 721.4989 | 0 | 0 | 0 | 0 | 0 | 0
| Electrification with Fuel Backup | 2048 | 1-in-10 | Current Installation Practice | 7915.8453 | 46.2574 | 474.7728 | 196.8339 | 152.3896 | 31.6598 | 0 | 0 | 0 | 0 | 0 | 0 | 186.5265 | 212.3086 | 2326.7452 | 310.8716 | 286.2138 | 748.4118 | 0 | 0 | 0 | 0 | 0 | 0
| Electrification with Fuel Backup | 2048 | 1-in-40 | Current Installation Practice | 7915.8453 | 44.7519 | 481.146 | 177.9855 | 137.6124 | 31.9249 | 0 | 0 | 0 | 0 | 0 | 0 | 175.9961 | 195.1172 | 2365.1592 | 332.3937 | 305.6081 | 750.6247 | 0 | 0 | 0 | 0 | 0 | 0
| Electrification with Fuel Backup | 2049 | 1-in-2 | Current Installation Practice | 7915.8453 | 43.7019 | 409.4279 | 201.8453 | 156.0079 | 29.8032 | 0 | 0 | 0 | 0 | 0 | 0 | 188.0311 | 195.8612 | 1894.5412 | 318.1753 | 293.1387 | 724.2154 | 0 | 0 | 0 | 0 | 0 | 0
| Electrification with Fuel Backup | 2049 | 1-in-10 | Current Installation Practice | 7915.8453 | 46.4062 | 473.9558 | 197.6065 | 152.8799 | 31.797 | 0 | 0 | 0 | 0 | 0 | 0 | 187.1258 | 212.9915 | 2323.9861 | 311.2536 | 287.0912 | 749.4849 | 0 | 0 | 0 | 0 | 0 | 0
| Electrification with Fuel Backup | 2049 | 1-in-40 | Current Installation Practice | 7915.8453 | 44.896 | 480.3193 | 178.6846 | 138.0556 | 32.0633 | 0 | 0 | 0 | 0 | 0 | 0 | 176.5621 | 195.7453 | 2362.3611 | 332.803 | 306.5459 | 751.703 | 0 | 0 | 0 | 0 | 0 | 0
| Electrification with Fuel Backup | 2050 | 1-in-2 | Current Installation Practice | 7915.8453 | 45.3504 | 413.5744 | 198.6034 | 153.5591 | 30.1147 | 0 | 0 | 0 | 0 | 0 | 0 | 185.7771 | 198.1143 | 1908.8261 | 312.3493 | 288.5477 | 723.7105 | 0 | 0 | 0 | 0 | 0 | 0
| Electrification with Fuel Backup | 2050 | 1-in-10 | Current Installation Practice | 7915.8453 | 46.555 | 473.5393 | 198.3174 | 153.3702 | 31.927 | 0 | 0 | 0 | 0 | 0 | 0 | 187.726 | 213.6745 | 2322.7608 | 311.6253 | 287.9673 | 750.6919 | 0 | 0 | 0 | 0 | 0 | 0
| Electrification with Fuel Backup | 2050 | 1-in-40 | Current Installation Practice | 7915.8453 | 45.0401 | 479.8983 | 179.3279 | 138.4987 | 32.1945 | 0 | 0 | 0 | 0 | 0 | 0 | 177.1288 | 196.3734 | 2361.121 | 333.2012 | 307.482 | 752.9154 | 0 | 0 | 0 | 0 | 0 | 0
| High Decarbonized Methane | 2021 | 1-in-2 | Current Installation Practice | 7915.8453 | 46.5553 | 491.5572 | 22.4636 | 222.9871 | 27.4385 | 0 | 0 | 0 | 0 | 0 | 0 | 185.3569 | 203.1515 | 2173.2614 | 31.5248 | 404.5917 | 755.8503 | 0 | 0 | 0 | 0 | 0 | 0
| High Decarbonized Methane | 2021 | 1-in-10 | Current Installation Practice | 7915.8453 | 47.8386 | 563.3786 | 22.4532 | 222.9304 | 29.1181 | 0 | 0 | 0 | 0 | 0 | 0 | 187.4843 | 219.3213 | 2647.1227 | 31.4825 | 404.1722 | 784.7958 | 0 | 0 | 0 | 0 | 0 | 0
| High Decarbonized Methane | 2021 | 1-in-40 | Current Installation Practice | 7915.8453 | 47.0147 | 566.7195 | 23.0056 | 228.1084 | 29.1919 | 0 | 0 | 0 | 0 | 0 | 0 | 198.1244 | 202.2181 | 2662.9994 | 32.2551 | 413.525 | 785.3366 | 0 | 0 | 0 | 0 | 0 | 0
| High Decarbonized Methane | 2022 | 1-in-2 | Current Installation Practice | 7915.8453 | 47.1243 | 489.5936 | 27.1827 | 215.3201 | 27.2483 | 0 | 0 | 0 | 0 | 0 | 0 | 193.7601 | 209.2782 | 2161.8363 | 41.641 | 393.1084 | 758.951 | 0 | 0 | 0 | 0 | 0 | 0
| High Decarbonized Methane | 2022 | 1-in-10 | Current Installation Practice | 7915.8453 | 49.993 | 566.2189 | 26.5867 | 210.803 | 29.0435 | 0 | 0 | 0 | 0 | 0 | 0 | 192.6444 | 227.3663 | 2649.3573 | 40.6966 | 384.6337 | 784.6882 | 0 | 0 | 0 | 0 | 0 | 0
| High Decarbonized Methane | 2022 | 1-in-40 | Current Installation Practice | 7915.8453 | 49.1327 | 569.5838 | 27.2411 | 215.702 | 29.1175 | 0 | 0 | 0 | 0 | 0 | 0 | 203.58 | 209.6384 | 2665.2813 | 41.6958 | 393.5394 | 785.2389 | 0 | 0 | 0 | 0 | 0 | 0
| High Decarbonized Methane | 2023 | 1-in-2 | Current Installation Practice | 7915.8453 | 49.155 | 492.1645 | 31.4126 | 202.9055 | 27.1765 | 0 | 0 | 0 | 0 | 0 | 0 | 198.8742 | 216.6087 | 2163.6125 | 51.1811 | 372.6979 | 758.4837 | 0 | 0 | 0 | 0 | 0 | 0
| High Decarbonized Methane | 2023 | 1-in-10 | Current Installation Practice | 7915.8453 | 52.1441 | 569.1571 | 30.7219 | 198.6366 | 28.9653 | 0 | 0 | 0 | 0 | 0 | 0 | 197.7169 | 235.3159 | 2651.3707 | 50.0172 | 364.6407 | 784.1567 | 0 | 0 | 0 | 0 | 0 | 0
| High Decarbonized Methane | 2023 | 1-in-40 | Current Installation Practice | 7915.8453 | 51.2474 | 572.5466 | 31.4786 | 203.2554 | 29.0394 | 0 | 0 | 0 | 0 | 0 | 0 | 208.943 | 216.9709 | 2667.3402 | 51.2459 | 373.0882 | 784.7169 | 0 | 0 | 0 | 0 | 0 | 0
| High Decarbonized Methane | 2024 | 1-in-2 | Current Installation Practice | 7915.8453 | 51.1052 | 494.8065 | 35.4612 | 191.0806 | 27.1124 | 0 | 0 | 0 | 0 | 0 | 0 | 203.9453 | 223.9268 | 2165.1453 | 60.4107 | 352.9895 | 757.5652 | 0 | 0 | 0 | 0 | 0 | 0
| High Decarbonized Methane | 2024 | 1-in-10 | Current Installation Practice | 7915.8453 | 54.2097 | 572.1783 | 34.6794 | 187.0493 | 28.8952 | 0 | 0 | 0 | 0 | 0 | 0 | 202.7464 | 243.2515 | 2653.0905 | 59.0333 | 345.3378 | 783.1603 | 0 | 0 | 0 | 0 | 0 | 0
| High Decarbonized Methane | 2024 | 1-in-40 | Current Installation Practice | 7915.8453 | 53.2781 | 575.5929 | 35.5339 | 191.401 | 28.9695 | 0 | 0 | 0 | 0 | 0 | 0 | 214.2607 | 224.2906 | 2669.1033 | 60.4843 | 353.3424 | 783.7294 | 0 | 0 | 0 | 0 | 0 | 0
| High Decarbonized Methane | 2025 | 1-in-2 | Current Installation Practice | 7915.8453 | 54.5957 | 501.8498 | 38.2928 | 176.68 | 27.1768 | 0 | 0 | 0 | 0 | 0 | 0 | 205.3755 | 232.6717 | 2179.1438 | 67.4059 | 328.1938 | 752.8034 | 0 | 0 | 0 | 0 | 0 | 0
| High Decarbonized Methane | 2025 | 1-in-10 | Current Installation Practice | 7915.8453 | 56.108 | 575.251 | 38.28 | 176.6584 | 28.8442 | 0 | 0 | 0 | 0 | 0 | 0 | 207.7601 | 251.2243 | 2654.6381 | 67.3242 | 327.8968 | 781.7353 | 0 | 0 | 0 | 0 | 0 | 0
| High Decarbonized Methane | 2025 | 1-in-40 | Current Installation Practice | 7915.8453 | 55.1445 | 578.6909 | 39.2238 | 180.7705 | 28.9187 | 0 | 0 | 0 | 0 | 0 | 0 | 219.5618 | 231.6447 | 2670.6924 | 68.9798 | 335.5012 | 782.3129 | 0 | 0 | 0 | 0 | 0 | 0
| High Decarbonized Methane | 2026 | 1-in-2 | Current Installation Practice | 7915.8453 | 56.1975 | 505.3786 | 41.3882 | 167.8653 | 27.1415 | 0 | 0 | 0 | 0 | 0 | 0 | 210.2153 | 239.9749 | 2188.2624 | 74.6291 | 313.3647 | 750.7852 | 0 | 0 | 0 | 0 | 0 | 0
| High Decarbonized Methane | 2026 | 1-in-10 | Current Installation Practice | 7915.8453 | 57.7559 | 579.3133 | 41.3757 | 167.8498 | 28.8076 | 0 | 0 | 0 | 0 | 0 | 0 | 212.6624 | 259.1176 | 2665.8261 | 74.5409 | 313.0905 | 779.6629 | 0 | 0 | 0 | 0 | 0 | 0
| High Decarbonized Methane | 2026 | 1-in-40 | Current Installation Practice | 7915.8453 | 56.7646 | 582.7837 | 42.3962 | 171.7587 | 28.8823 | 0 | 0 | 0 | 0 | 0 | 0 | 224.745 | 238.9254 | 2681.9766 | 76.3748 | 320.3549 | 780.2472 | 0 | 0 | 0 | 0 | 0 | 0
| High Decarbonized Methane | 2027 | 1-in-2 | Current Installation Practice | 7915.8453 | 55.7508 | 504.3377 | 44.9139 | 164.2674 | 27.0191 | 0 | 0 | 0 | 0 | 0 | 0 | 218.723 | 245.6929 | 2184.3065 | 82.4293 | 307.9501 | 751.7166 | 0 | 0 | 0 | 0 | 0 | 0
| High Decarbonized Methane | 2027 | 1-in-10 | Current Installation Practice | 7915.8453 | 59.1314 | 583.1401 | 43.9192 | 160.7854 | 28.7929 | 0 | 0 | 0 | 0 | 0 | 0 | 217.4149 | 266.8687 | 2676.2959 | 80.5417 | 301.2439 | 777.0346 | 0 | 0 | 0 | 0 | 0 | 0
| High Decarbonized Methane | 2027 | 1-in-40 | Current Installation Practice | 7915.8453 | 58.1171 | 586.6394 | 45.0029 | 164.5314 | 28.8678 | 0 | 0 | 0 | 0 | 0 | 0 | 229.7698 | 246.075 | 2692.5369 | 82.524 | 308.2365 | 777.6247 | 0 | 0 | 0 | 0 | 0 | 0
| High Decarbonized Methane | 2028 | 1-in-2 | Current Installation Practice | 7915.8453 | 57.9907 | 509.4586 | 46.9631 | 158.6822 | 26.9981 | 0 | 0 | 0 | 0 | 0 | 0 | 216.2603 | 247.9926 | 2203.0057 | 87.243 | 298.3867 | 746.9256 | 0 | 0 | 0 | 0 | 0 | 0
| High Decarbonized Methane | 2028 | 1-in-10 | Current Installation Practice | 7915.8453 | 60.2434 | 586.7221 | 45.9297 | 155.3992 | 28.7971 | 0 | 0 | 0 | 0 | 0 | 0 | 221.9463 | 274.3571 | 2686.164 | 85.3284 | 292.238 | 773.8703 | 0 | 0 | 0 | 0 | 0 | 0
| High Decarbonized Methane | 2028 | 1-in-40 | Current Installation Practice | 7915.8453 | 58.2829 | 594.6001 | 41.5317 | 140.3307 | 29.0383 | 0 | 0 | 0 | 0 | 0 | 0 | 209.4171 | 252.1422 | 2730.5211 | 91.2362 | 312.0416 | 776.1611 | 0 | 0 | 0 | 0 | 0 | 0
| High Decarbonized Methane | 2029 | 1-in-2 | Current Installation Practice | 7915.8453 | 57.6253 | 510.3173 | 48.5439 | 154.7543 | 27.041 | 0 | 0 | 0 | 0 | 0 | 0 | 227.5351 | 259.1142 | 2199.8083 | 91.0853 | 292.0141 | 744.9784 | 0 | 0 | 0 | 0 | 0 | 0
| High Decarbonized Methane | 2029 | 1-in-10 | Current Installation Practice | 7915.8453 | 61.1207 | 590.0648 | 47.4697 | 151.4767 | 28.8167 | 0 | 0 | 0 | 0 | 0 | 0 | 226.1785 | 281.4519 | 2695.339 | 89.0011 | 285.6601 | 770.0836 | 0 | 0 | 0 | 0 | 0 | 0
| High Decarbonized Methane | 2029 | 1-in-40 | Current Installation Practice | 7915.8453 | 59.1323 | 597.9941 | 42.9247 | 136.79 | 29.0584 | 0 | 0 | 0 | 0 | 0 | 0 | 213.4126 | 258.6654 | 2739.8772 | 95.1641 | 305.0213 | 772.3714 | 0 | 0 | 0 | 0 | 0 | 0
| High Decarbonized Methane | 2030 | 1-in-2 | Current Installation Practice | 7915.8453 | 58.2645 | 512.9978 | 49.7181 | 151.9618 | 27.0669 | 0 | 0 | 0 | 0 | 0 | 0 | 231.437 | 265.2065 | 2206.5397 | 93.8541 | 287.2373 | 740.5728 | 0 | 0 | 0 | 0 | 0 | 0
| High Decarbonized Methane | 2030 | 1-in-10 | Current Installation Practice | 7915.8453 | 61.7992 | 593.1694 | 48.6183 | 148.7446 | 28.8445 | 0 | 0 | 0 | 0 | 0 | 0 | 230.0591 | 288.072 | 2703.6101 | 91.7073 | 280.9897 | 765.5362 | 0 | 0 | 0 | 0 | 0 | 0
| High Decarbonized Methane | 2030 | 1-in-40 | Current Installation Practice | 7915.8453 | 59.7893 | 601.1465 | 43.9638 | 134.3242 | 29.0868 | 0 | 0 | 0 | 0 | 0 | 0 | 217.0764 | 264.7521 | 2748.3128 | 98.0587 | 300.0373 | 767.8183 | 0 | 0 | 0 | 0 | 0 | 0
| High Decarbonized Methane | 2031 | 1-in-2 | Current Installation Practice | 7915.8453 | 58.7735 | 515.7117 | 50.5877 | 150.2036 | 27.1046 | 0 | 0 | 0 | 0 | 0 | 0 | 235.1068 | 270.9754 | 2213.4566 | 95.8198 | 284.0631 | 735.8919 | 0 | 0 | 0 | 0 | 0 | 0
| High Decarbonized Methane | 2031 | 1-in-10 | Current Installation Practice | 7915.8453 | 62.3396 | 596.3123 | 49.469 | 147.0248 | 28.885 | 0 | 0 | 0 | 0 | 0 | 0 | 233.709 | 294.3406 | 2712.1073 | 93.6289 | 277.8868 | 760.7037 | 0 | 0 | 0 | 0 | 0 | 0
| High Decarbonized Methane | 2031 | 1-in-40 | Current Installation Practice | 7915.8453 | 60.3127 | 604.3374 | 44.7335 | 132.7723 | 29.1279 | 0 | 0 | 0 | 0 | 0 | 0 | 220.5224 | 270.5159 | 2756.9766 | 100.1143 | 296.7269 | 762.9787 | 0 | 0 | 0 | 0 | 0 | 0
| High Decarbonized Methane | 2032 | 1-in-2 | Current Installation Practice | 7915.8453 | 59.178 | 518.4523 | 51.2127 | 149.2725 | 27.1484 | 0 | 0 | 0 | 0 | 0 | 0 | 238.5319 | 276.4044 | 2220.8258 | 97.1256 | 282.1542 | 731.0903 | 0 | 0 | 0 | 0 | 0 | 0
| High Decarbonized Methane | 2032 | 1-in-10 | Current Installation Practice | 7915.8453 | 62.769 | 599.4857 | 50.0807 | 146.1145 | 28.9319 | 0 | 0 | 0 | 0 | 0 | 0 | 237.1155 | 300.2399 | 2721.1568 | 94.9055 | 276.0215 | 755.7458 | 0 | 0 | 0 | 0 | 0 | 0
| High Decarbonized Methane | 2032 | 1-in-40 | Current Installation Practice | 7915.8453 | 60.7287 | 607.5588 | 45.287 | 131.9514 | 29.1754 | 0 | 0 | 0 | 0 | 0 | 0 | 223.7387 | 275.9401 | 2766.2 | 101.4803 | 294.7378 | 758.0126 | 0 | 0 | 0 | 0 | 0 | 0
| High Decarbonized Methane | 2033 | 1-in-2 | Current Installation Practice | 7915.8453 | 60.7635 | 523.3785 | 51.6593 | 148.8936 | 27.1708 | 0 | 0 | 0 | 0 | 0 | 0 | 234.0618 | 276.2678 | 2240.65 | 97.8663 | 280.8873 | 725.1055 | 0 | 0 | 0 | 0 | 0 | 0
| High Decarbonized Methane | 2033 | 1-in-10 | Current Installation Practice | 7915.8453 | 63.1164 | 602.6811 | 50.5165 | 145.7956 | 28.9778 | 0 | 0 | 0 | 0 | 0 | 0 | 240.1872 | 305.6018 | 2731.7378 | 95.7072 | 275.0663 | 751.1733 | 0 | 0 | 0 | 0 | 0 | 0
| High Decarbonized Methane | 2033 | 1-in-40 | Current Installation Practice | 7915.8453 | 61.0653 | 610.8017 | 45.6814 | 131.6645 | 29.222 | 0 | 0 | 0 | 0 | 0 | 0 | 226.6387 | 280.8701 | 2776.9769 | 102.3382 | 293.7199 | 753.432 | 0 | 0 | 0 | 0 | 0 | 0
| High Decarbonized Methane | 2034 | 1-in-2 | Current Installation Practice | 7915.8453 | 61.0467 | 526.1724 | 51.9889 | 148.9567 | 27.2109 | 0 | 0 | 0 | 0 | 0 | 0 | 236.5347 | 280.2931 | 2251.8408 | 98.3824 | 280.5401 | 721.8299 | 0 | 0 | 0 | 0 | 0 | 0
| High Decarbonized Methane | 2034 | 1-in-10 | Current Installation Practice | 7915.8453 | 63.4097 | 605.891 | 50.8383 | 145.8557 | 29.0203 | 0 | 0 | 0 | 0 | 0 | 0 | 242.7219 | 310.0507 | 2745.3479 | 96.2107 | 274.7229 | 747.7707 | 0 | 0 | 0 | 0 | 0 | 0
| High Decarbonized Methane | 2034 | 1-in-40 | Current Installation Practice | 7915.8453 | 61.3494 | 614.0581 | 45.9726 | 131.7193 | 29.2649 | 0 | 0 | 0 | 0 | 0 | 0 | 229.0316 | 284.9605 | 2790.827 | 102.8772 | 293.3548 | 750.0231 | 0 | 0 | 0 | 0 | 0 | 0
| High Decarbonized Methane | 2035 | 1-in-2 | Current Installation Practice | 7915.8453 | 60.0271 | 526.7734 | 52.2465 | 149.2936 | 27.2676 | 0 | 0 | 0 | 0 | 0 | 0 | 246.0103 | 288.4003 | 2254.8323 | 98.8146 | 280.8948 | 721.6737 | 0 | 0 | 0 | 0 | 0 | 0
| High Decarbonized Methane | 2035 | 1-in-10 | Current Installation Practice | 7915.8453 | 63.6703 | 609.1131 | 51.092 | 146.1366 | 29.0591 | 0 | 0 | 0 | 0 | 0 | 0 | 244.5518 | 313.2733 | 2762.8512 | 96.5568 | 274.7921 | 746.0188 | 0 | 0 | 0 | 0 | 0 | 0
| High Decarbonized Methane | 2035 | 1-in-40 | Current Installation Practice | 7915.8453 | 61.6016 | 617.325 | 46.2022 | 131.9734 | 29.3041 | 0 | 0 | 0 | 0 | 0 | 0 | 230.7589 | 287.9229 | 2808.6264 | 103.2475 | 293.4293 | 748.2675 | 0 | 0 | 0 | 0 | 0 | 0
| High Decarbonized Methane | 2036 | 1-in-2 | Current Installation Practice | 7915.8453 | 60.2546 | 529.5688 | 52.4665 | 149.7028 | 27.3016 | 0 | 0 | 0 | 0 | 0 | 0 | 247.2055 | 290.3268 | 2271.4796 | 99.1048 | 281.2683 | 721.1672 | 0 | 0 | 0 | 0 | 0 | 0
| High Decarbonized Methane | 2036 | 1-in-10 | Current Installation Practice | 7915.8453 | 63.9114 | 612.3438 | 51.3071 | 146.5367 | 29.0953 | 0 | 0 | 0 | 0 | 0 | 0 | 245.7393 | 315.3651 | 2783.2414 | 96.8401 | 275.1567 | 745.4931 | 0 | 0 | 0 | 0 | 0 | 0
| High Decarbonized Methane | 2036 | 1-in-40 | Current Installation Practice | 7915.8453 | 61.8349 | 620.599 | 46.3966 | 132.3346 | 29.3406 | 0 | 0 | 0 | 0 | 0 | 0 | 231.8793 | 289.8453 | 2829.3531 | 103.5504 | 293.8185 | 747.74 | 0 | 0 | 0 | 0 | 0 | 0
| High Decarbonized Methane | 2037 | 1-in-2 | Current Installation Practice | 7915.8453 | 60.4715 | 532.3735 | 52.6653 | 150.1715 | 27.3374 | 0 | 0 | 0 | 0 | 0 | 0 | 248.0161 | 291.6218 | 2288.8878 | 99.3877 | 281.8694 | 721.0053 | 0 | 0 | 0 | 0 | 0 | 0
| High Decarbonized Methane | 2037 | 1-in-10 | Current Installation Practice | 7915.8453 | 64.1412 | 615.5842 | 51.5013 | 146.9949 | 29.1334 | 0 | 0 | 0 | 0 | 0 | 0 | 246.544 | 316.7704 | 2804.5592 | 97.1161 | 275.7435 | 745.3224 | 0 | 0 | 0 | 0 | 0 | 0
| High Decarbonized Methane | 2037 | 1-in-40 | Current Installation Practice | 7915.8453 | 62.0571 | 623.8819 | 46.5722 | 132.7481 | 29.379 | 0 | 0 | 0 | 0 | 0 | 0 | 232.6381 | 291.1363 | 2851.0187 | 103.8453 | 294.4446 | 747.5673 | 0 | 0 | 0 | 0 | 0 | 0
| High Decarbonized Methane | 2038 | 1-in-2 | Current Installation Practice | 7915.8453 | 60.6818 | 535.1864 | 52.8525 | 150.6649 | 27.3792 | 0 | 0 | 0 | 0 | 0 | 0 | 248.6905 | 292.6742 | 2306.1773 | 99.6898 | 282.6429 | 720.766 | 0 | 0 | 0 | 0 | 0 | 0
| High Decarbonized Methane | 2038 | 1-in-10 | Current Installation Practice | 7915.8453 | 64.364 | 618.8338 | 51.6841 | 147.4771 | 29.1778 | 0 | 0 | 0 | 0 | 0 | 0 | 247.2132 | 317.912 | 2825.7303 | 97.4108 | 276.4989 | 745.0715 | 0 | 0 | 0 | 0 | 0 | 0
| High Decarbonized Methane | 2038 | 1-in-40 | Current Installation Practice | 7915.8453 | 62.2725 | 627.1738 | 46.7374 | 133.1833 | 29.4237 | 0 | 0 | 0 | 0 | 0 | 0 | 233.2691 | 292.1848 | 2872.5338 | 104.1602 | 295.2505 | 747.3138 | 0 | 0 | 0 | 0 | 0 | 0
| High Decarbonized Methane | 2039 | 1-in-2 | Current Installation Practice | 7915.8453 | 62.1741 | 540.2292 | 53.0334 | 151.1087 | 27.4073 | 0 | 0 | 0 | 0 | 0 | 0 | 241.5405 | 288.3667 | 2334.7885 | 99.935 | 283.2445 | 718.8615 | 0 | 0 | 0 | 0 | 0 | 0
| High Decarbonized Methane | 2039 | 1-in-10 | Current Installation Practice | 7915.8453 | 64.5823 | 622.0916 | 51.8608 | 147.9663 | 29.2303 | 0 | 0 | 0 | 0 | 0 | 0 | 247.8642 | 318.9887 | 2846.539 | 97.7313 | 277.3776 | 744.7126 | 0 | 0 | 0 | 0 | 0 | 0
| High Decarbonized Methane | 2039 | 1-in-40 | Current Installation Practice | 7915.8453 | 62.4836 | 630.474 | 46.8971 | 133.6247 | 29.4766 | 0 | 0 | 0 | 0 | 0 | 0 | 233.8828 | 293.1738 | 2893.6802 | 104.5026 | 296.1881 | 746.9521 | 0 | 0 | 0 | 0 | 0 | 0
| High Decarbonized Methane | 2040 | 1-in-2 | Current Installation Practice | 7915.8453 | 61.0905 | 540.8334 | 53.2105 | 151.6645 | 27.4874 | 0 | 0 | 0 | 0 | 0 | 0 | 250.0119 | 294.6421 | 2339.876 | 100.3693 | 284.5268 | 720.0255 | 0 | 0 | 0 | 0 | 0 | 0
| High Decarbonized Methane | 2040 | 1-in-10 | Current Installation Practice | 7915.8453 | 64.7968 | 625.3575 | 52.0337 | 148.4541 | 29.2928 | 0 | 0 | 0 | 0 | 0 | 0 | 248.5244 | 320.0466 | 2866.9942 | 98.0739 | 278.3392 | 744.2991 | 0 | 0 | 0 | 0 | 0 | 0
| High Decarbonized Methane | 2040 | 1-in-40 | Current Installation Practice | 7915.8453 | 62.691 | 633.7824 | 47.0533 | 134.065 | 29.5395 | 0 | 0 | 0 | 0 | 0 | 0 | 234.5052 | 294.1453 | 2914.4674 | 104.8687 | 297.2142 | 746.5356 | 0 | 0 | 0 | 0 | 0 | 0
| High Decarbonized Methane | 2041 | 1-in-2 | Current Installation Practice | 7915.8453 | 61.2928 | 543.6883 | 53.3869 | 152.1655 | 27.5573 | 0 | 0 | 0 | 0 | 0 | 0 | 250.7004 | 295.6172 | 2356.4889 | 100.7381 | 285.5685 | 719.8255 | 0 | 0 | 0 | 0 | 0 | 0
| High Decarbonized Methane | 2041 | 1-in-10 | Current Installation Practice | 7915.8453 | 65.0111 | 628.6559 | 52.206 | 148.9439 | 29.3671 | 0 | 0 | 0 | 0 | 0 | 0 | 249.2077 | 321.1043 | 2887.337 | 98.4338 | 279.3571 | 744.0891 | 0 | 0 | 0 | 0 | 0 | 0
| High Decarbonized Methane | 2041 | 1-in-40 | Current Installation Practice | 7915.8453 | 62.8982 | 637.1238 | 47.209 | 134.507 | 29.6144 | 0 | 0 | 0 | 0 | 0 | 0 | 235.1494 | 295.1168 | 2935.1402 | 105.2533 | 298.3005 | 746.3233 | 0 | 0 | 0 | 0 | 0 | 0
| High Decarbonized Methane | 2042 | 1-in-2 | Current Installation Practice | 7915.8453 | 61.495 | 546.5691 | 53.5632 | 152.6673 | 27.6381 | 0 | 0 | 0 | 0 | 0 | 0 | 251.4126 | 296.5922 | 2373.0675 | 101.1146 | 286.6347 | 719.8606 | 0 | 0 | 0 | 0 | 0 | 0
| High Decarbonized Methane | 2042 | 1-in-10 | Current Installation Practice | 7915.8453 | 65.2254 | 631.9842 | 52.3781 | 149.4344 | 29.4531 | 0 | 0 | 0 | 0 | 0 | 0 | 249.9147 | 322.1621 | 2907.6381 | 98.8012 | 280.3989 | 744.1222 | 0 | 0 | 0 | 0 | 0 | 0
| High Decarbonized Methane | 2042 | 1-in-40 | Current Installation Practice | 7915.8453 | 63.1053 | 640.4955 | 47.3645 | 134.9497 | 29.701 | 0 | 0 | 0 | 0 | 0 | 0 | 235.816 | 296.0882 | 2955.7707 | 105.646 | 299.4123 | 746.3548 | 0 | 0 | 0 | 0 | 0 | 0
| High Decarbonized Methane | 2043 | 1-in-2 | Current Installation Practice | 7915.8453 | 61.6974 | 549.4719 | 53.7392 | 153.1692 | 27.7291 | 0 | 0 | 0 | 0 | 0 | 0 | 252.1492 | 297.5671 | 2389.6438 | 101.4898 | 287.6983 | 720.1381 | 0 | 0 | 0 | 0 | 0 | 0
| High Decarbonized Methane | 2043 | 1-in-10 | Current Installation Practice | 7915.8453 | 65.4397 | 635.3381 | 52.55 | 149.9251 | 29.55 | 0 | 0 | 0 | 0 | 0 | 0 | 250.6458 | 323.2198 | 2927.9367 | 99.1675 | 281.4382 | 744.4061 | 0 | 0 | 0 | 0 | 0 | 0
| High Decarbonized Methane | 2043 | 1-in-40 | Current Installation Practice | 7915.8453 | 63.3125 | 643.8931 | 47.5199 | 135.3924 | 29.7987 | 0 | 0 | 0 | 0 | 0 | 0 | 236.5053 | 297.0597 | 2976.3986 | 106.0374 | 300.5213 | 746.6378 | 0 | 0 | 0 | 0 | 0 | 0
| High Decarbonized Methane | 2044 | 1-in-2 | Current Installation Practice | 7915.8453 | 63.2034 | 554.6434 | 53.9121 | 153.6045 | 27.8036 | 0 | 0 | 0 | 0 | 0 | 0 | 244.977 | 293.1368 | 2418.0986 | 101.7664 | 288.419 | 719.0356 | 0 | 0 | 0 | 0 | 0 | 0
| High Decarbonized Methane | 2044 | 1-in-10 | Current Installation Practice | 7915.8453 | 65.6539 | 638.714 | 52.7221 | 150.4158 | 29.6541 | 0 | 0 | 0 | 0 | 0 | 0 | 251.4001 | 324.2775 | 2948.22 | 99.526 | 282.4554 | 744.9209 | 0 | 0 | 0 | 0 | 0 | 0
| High Decarbonized Methane | 2044 | 1-in-40 | Current Installation Practice | 7915.8453 | 63.5196 | 647.3131 | 47.6754 | 135.8353 | 29.9036 | 0 | 0 | 0 | 0 | 0 | 0 | 237.2165 | 298.0311 | 2997.011 | 106.4205 | 301.6069 | 747.1525 | 0 | 0 | 0 | 0 | 0 | 0
| High Decarbonized Methane | 2045 | 1-in-2 | Current Installation Practice | 7915.8453 | 62.1017 | 555.3314 | 54.0915 | 154.173 | 27.9316 | 0 | 0 | 0 | 0 | 0 | 0 | 253.6905 | 299.5169 | 2422.7139 | 102.2123 | 289.7463 | 721.319 | 0 | 0 | 0 | 0 | 0 | 0
| High Decarbonized Methane | 2045 | 1-in-10 | Current Installation Practice | 7915.8453 | 65.8681 | 642.1084 | 52.8941 | 150.9065 | 29.7655 | 0 | 0 | 0 | 0 | 0 | 0 | 252.1761 | 325.3352 | 2968.4337 | 99.8727 | 283.4395 | 745.6211 | 0 | 0 | 0 | 0 | 0 | 0
| High Decarbonized Methane | 2045 | 1-in-40 | Current Installation Practice | 7915.8453 | 63.7267 | 650.7517 | 47.8308 | 136.2782 | 30.0159 | 0 | 0 | 0 | 0 | 0 | 0 | 237.9482 | 299.0026 | 3017.5527 | 106.791 | 302.657 | 747.8532 | 0 | 0 | 0 | 0 | 0 | 0
| High Decarbonized Methane | 2046 | 1-in-2 | Current Installation Practice | 7915.8453 | 62.3035 | 557.1591 | 54.2673 | 154.6741 | 28.0386 | 0 | 0 | 0 | 0 | 0 | 0 | 254.489 | 300.4903 | 2430.0927 | 102.5539 | 290.7146 | 722.1217 | 0 | 0 | 0 | 0 | 0 | 0
| High Decarbonized Methane | 2046 | 1-in-10 | Current Installation Practice | 7915.8453 | 66.0821 | 644.2216 | 53.066 | 151.397 | 29.8796 | 0 | 0 | 0 | 0 | 0 | 0 | 252.9697 | 326.3923 | 2977.4738 | 100.2065 | 284.3867 | 746.4508 | 0 | 0 | 0 | 0 | 0 | 0
| High Decarbonized Methane | 2046 | 1-in-40 | Current Installation Practice | 7915.8453 | 63.9338 | 652.8934 | 47.9863 | 136.7211 | 30.1309 | 0 | 0 | 0 | 0 | 0 | 0 | 238.6971 | 299.9742 | 3026.7427 | 107.1479 | 303.6684 | 748.6854 | 0 | 0 | 0 | 0 | 0 | 0
| High Decarbonized Methane | 2047 | 1-in-2 | Current Installation Practice | 7915.8453 | 63.8213 | 561.2603 | 54.4392 | 155.1063 | 28.1234 | 0 | 0 | 0 | 0 | 0 | 0 | 247.291 | 296.0021 | 2449.2851 | 102.791 | 291.3229 | 721.3916 | 0 | 0 | 0 | 0 | 0 | 0
| High Decarbonized Methane | 2047 | 1-in-10 | Current Installation Practice | 7915.8453 | 66.2962 | 646.3384 | 53.2379 | 151.8875 | 29.9954 | 0 | 0 | 0 | 0 | 0 | 0 | 253.7765 | 327.4495 | 2986.2643 | 100.5288 | 285.3013 | 747.367 | 0 | 0 | 0 | 0 | 0 | 0
| High Decarbonized Methane | 2047 | 1-in-40 | Current Installation Practice | 7915.8453 | 64.1409 | 655.0388 | 48.1417 | 137.164 | 30.2477 | 0 | 0 | 0 | 0 | 0 | 0 | 239.4584 | 300.9458 | 3035.679 | 107.4925 | 304.6451 | 749.6045 | 0 | 0 | 0 | 0 | 0 | 0
| High Decarbonized Methane | 2048 | 1-in-2 | Current Installation Practice | 7915.8453 | 62.7074 | 560.8223 | 54.6189 | 155.6763 | 28.2552 | 0 | 0 | 0 | 0 | 0 | 0 | 256.1203 | 302.4368 | 2444.2481 | 103.2049 | 292.5601 | 723.9637 | 0 | 0 | 0 | 0 | 0 | 0
| High Decarbonized Methane | 2048 | 1-in-10 | Current Installation Practice | 7915.8453 | 66.5104 | 648.457 | 53.4098 | 152.3779 | 30.1103 | 0 | 0 | 0 | 0 | 0 | 0 | 254.5912 | 328.5066 | 2994.8173 | 100.8426 | 286.1919 | 748.3546 | 0 | 0 | 0 | 0 | 0 | 0
| High Decarbonized Methane | 2048 | 1-in-40 | Current Installation Practice | 7915.8453 | 64.3482 | 657.1861 | 48.2972 | 137.607 | 30.3636 | 0 | 0 | 0 | 0 | 0 | 0 | 240.2272 | 301.9174 | 3044.3742 | 107.828 | 305.5961 | 750.5952 | 0 | 0 | 0 | 0 | 0 | 0
| High Decarbonized Methane | 2049 | 1-in-2 | Current Installation Practice | 7915.8453 | 62.9092 | 562.6545 | 54.7947 | 156.1775 | 28.3605 | 0 | 0 | 0 | 0 | 0 | 0 | 256.9436 | 303.4101 | 2451.0968 | 103.5215 | 293.4574 | 725.0029 | 0 | 0 | 0 | 0 | 0 | 0
| High Decarbonized Methane | 2049 | 1-in-10 | Current Installation Practice | 7915.8453 | 66.7245 | 650.5756 | 53.5818 | 152.8685 | 30.2226 | 0 | 0 | 0 | 0 | 0 | 0 | 255.4096 | 329.5638 | 3003.2087 | 101.1519 | 287.0697 | 749.4289 | 0 | 0 | 0 | 0 | 0 | 0
| High Decarbonized Methane | 2049 | 1-in-40 | Current Installation Practice | 7915.8453 | 64.5553 | 659.3333 | 48.4527 | 138.0501 | 30.4768 | 0 | 0 | 0 | 0 | 0 | 0 | 240.9995 | 302.8891 | 3052.9052 | 108.1588 | 306.5336 | 751.6729 | 0 | 0 | 0 | 0 | 0 | 0
| High Decarbonized Methane | 2050 | 1-in-2 | Current Installation Practice | 7915.8453 | 63.111 | 564.4836 | 54.9706 | 156.6786 | 28.4624 | 0 | 0 | 0 | 0 | 0 | 0 | 257.768 | 304.3833 | 2457.9303 | 103.8375 | 294.3533 | 726.1714 | 0 | 0 | 0 | 0 | 0 | 0
| High Decarbonized Methane | 2050 | 1-in-10 | Current Installation Practice | 7915.8453 | 66.9385 | 652.6905 | 53.7537 | 153.359 | 30.3312 | 0 | 0 | 0 | 0 | 0 | 0 | 256.2291 | 330.6209 | 3011.5818 | 101.4607 | 287.9461 | 750.6368 | 0 | 0 | 0 | 0 | 0 | 0
| High Decarbonized Methane | 2050 | 1-in-40 | Current Installation Practice | 7915.8453 | 64.7624 | 661.4769 | 48.6082 | 138.493 | 30.5863 | 0 | 0 | 0 | 0 | 0 | 0 | 241.7728 | 303.8607 | 3061.4175 | 108.4891 | 307.4694 | 752.8846 | 0 | 0 | 0 | 0 | 0 | 0
| High Electrification | 2021 | 1-in-2 | Improved System Configuration | 7915.8453 | 56.4937 | 482.7712 | 31.7261 | 227.7888 | 28.8625 | 0 | 0 | 0 | 0 | 0 | 0 | 200.0813 | 221.3591 | 2141.0122 | 47.3696 | 413.225 | 801.427 | 0 | 0 | 0 | 0 | 0 | 0
| High Electrification | 2021 | 1-in-10 | Improved System Configuration | 7915.8453 | 59.9117 | 558.1336 | 31.0196 | 222.9322 | 32.6846 | 0 | 0 | 0 | 0 | 0 | 0 | 198.8598 | 240.4074 | 2622.9204 | 46.279 | 404.1754 | 867.7781 | 0 | 0 | 0 | 0 | 0 | 0
| High Electrification | 2021 | 1-in-40 | Improved System Configuration | 7915.8453 | 58.8796 | 561.4396 | 31.7825 | 228.1086 | 32.9278 | 0 | 0 | 0 | 0 | 0 | 0 | 210.144 | 221.6584 | 2638.6341 | 47.4144 | 413.5255 | 869.473 | 0 | 0 | 0 | 0 | 0 | 0
| High Electrification | 2022 | 1-in-2 | Improved System Configuration | 7915.8453 | 65.3905 | 484.6961 | 40.2013 | 215.1997 | 28.8698 | 0 | 0 | 0 | 0 | 0 | 0 | 200.8499 | 228.7069 | 2142.6043 | 63.8906 | 392.623 | 801.0668 | 0 | 0 | 0 | 0 | 0 | 0
| High Electrification | 2022 | 1-in-10 | Improved System Configuration | 7915.8453 | 67.9483 | 558.3493 | 39.3269 | 210.8022 | 32.6175 | 0 | 0 | 0 | 0 | 0 | 0 | 206.1843 | 253.087 | 2613.1945 | 62.5048 | 384.6323 | 868.3029 | 0 | 0 | 0 | 0 | 0 | 0
| High Electrification | 2022 | 1-in-40 | Improved System Configuration | 7915.8453 | 66.7791 | 561.6683 | 40.2951 | 215.7016 | 32.861 | 0 | 0 | 0 | 0 | 0 | 0 | 217.8888 | 233.354 | 2628.9054 | 64.0396 | 393.5385 | 870.0172 | 0 | 0 | 0 | 0 | 0 | 0
| High Electrification | 2023 | 1-in-2 | Improved System Configuration | 7915.8453 | 72.6222 | 482.6816 | 49.4718 | 202.9566 | 28.7438 | 0 | 0 | 0 | 0 | 0 | 0 | 215.2575 | 245.6446 | 2122.6793 | 81.8174 | 372.7916 | 801.8515 | 0 | 0 | 0 | 0 | 0 | 0
| High Electrification | 2023 | 1-in-10 | Improved System Configuration | 7915.8453 | 77.0175 | 558.0403 | 48.371 | 198.6331 | 32.5508 | 0 | 0 | 0 | 0 | 0 | 0 | 213.9472 | 266.7876 | 2600.5091 | 79.9352 | 364.6342 | 868.2538 | 0 | 0 | 0 | 0 | 0 | 0
| High Electrification | 2023 | 1-in-40 | Improved System Configuration | 7915.8453 | 74.5083 | 565.5116 | 43.7376 | 179.3654 | 33.0527 | 0 | 0 | 0 | 0 | 0 | 0 | 201.8618 | 245.1763 | 2643.3508 | 85.4663 | 389.3289 | 874.0805 | 0 | 0 | 0 | 0 | 0 | 0
| High Electrification | 2024 | 1-in-2 | Improved System Configuration | 7915.8453 | 83.718 | 483.6844 | 59.2284 | 190.9701 | 28.7679 | 0 | 0 | 0 | 0 | 0 | 0 | 216.5029 | 254.5723 | 2119.3287 | 100.2633 | 352.5468 | 800.4551 | 0 | 0 | 0 | 0 | 0 | 0
| High Electrification | 2024 | 1-in-10 | Improved System Configuration | 7915.8453 | 86.9811 | 557.1098 | 57.9324 | 187.0428 | 32.4981 | 0 | 0 | 0 | 0 | 0 | 0 | 222.2236 | 281.672 | 2584.4631 | 98.0754 | 345.3258 | 867.5245 | 0 | 0 | 0 | 0 | 0 | 0
| High Electrification | 2024 | 1-in-40 | Improved System Configuration | 7915.8453 | 84.1503 | 564.5883 | 52.385 | 168.9054 | 33.0003 | 0 | 0 | 0 | 0 | 0 | 0 | 209.678 | 258.864 | 2627.1325 | 104.8654 | 368.7258 | 873.377 | 0 | 0 | 0 | 0 | 0 | 0
| High Electrification | 2025 | 1-in-2 | Improved System Configuration | 7915.8453 | 92.1241 | 480.4276 | 69.3343 | 180.4898 | 28.6737 | 0 | 0 | 0 | 0 | 0 | 0 | 232.4746 | 274.25 | 2093.5358 | 119.1452 | 335.2068 | 799.8471 | 0 | 0 | 0 | 0 | 0 | 0
| High Electrification | 2025 | 1-in-10 | Improved System Configuration | 7915.8453 | 97.7019 | 555.4468 | 67.793 | 176.6488 | 32.4722 | 0 | 0 | 0 | 0 | 0 | 0 | 231.0647 | 297.8618 | 2564.8621 | 116.4069 | 327.8791 | 866.1026 | 0 | 0 | 0 | 0 | 0 | 0
| High Electrification | 2025 | 1-in-40 | Improved System Configuration | 7915.8453 | 94.5258 | 562.9248 | 61.3037 | 159.5254 | 32.9753 | 0 | 0 | 0 | 0 | 0 | 0 | 218.0284 | 273.7534 | 2607.3089 | 124.4708 | 350.1104 | 871.9792 | 0 | 0 | 0 | 0 | 0 | 0
| High Electrification | 2026 | 1-in-2 | Improved System Configuration | 7915.8453 | 102.5448 | 478.9397 | 79.3244 | 171.4842 | 28.6692 | 0 | 0 | 0 | 0 | 0 | 0 | 241.7663 | 290.0975 | 2080.3936 | 137.3288 | 320.0593 | 797.6081 | 0 | 0 | 0 | 0 | 0 | 0
| High Electrification | 2026 | 1-in-10 | Improved System Configuration | 7915.8453 | 108.7549 | 553.7333 | 77.5619 | 167.8369 | 32.4674 | 0 | 0 | 0 | 0 | 0 | 0 | 240.3029 | 315.0774 | 2548.7918 | 134.1742 | 313.0665 | 863.6885 | 0 | 0 | 0 | 0 | 0 | 0
| High Electrification | 2026 | 1-in-40 | Improved System Configuration | 7915.8453 | 105.2237 | 561.2108 | 70.1403 | 151.5738 | 32.9718 | 0 | 0 | 0 | 0 | 0 | 0 | 226.7545 | 289.5873 | 2591.0766 | 143.4746 | 334.3069 | 869.5837 | 0 | 0 | 0 | 0 | 0 | 0
| High Electrification | 2027 | 1-in-2 | Improved System Configuration | 7915.8453 | 113.1786 | 476.658 | 89.1113 | 164.2605 | 28.6903 | 0 | 0 | 0 | 0 | 0 | 0 | 251.3571 | 306.7269 | 2064.2367 | 154.6995 | 307.9372 | 794.5599 | 0 | 0 | 0 | 0 | 0 | 0
| High Electrification | 2027 | 1-in-10 | Improved System Configuration | 7915.8453 | 120.0344 | 551.1029 | 87.1326 | 160.7691 | 32.4918 | 0 | 0 | 0 | 0 | 0 | 0 | 249.8392 | 333.1435 | 2529.0328 | 151.1479 | 301.2135 | 860.3999 | 0 | 0 | 0 | 0 | 0 | 0
| High Electrification | 2027 | 1-in-40 | Improved System Configuration | 7915.8453 | 116.1419 | 558.5688 | 78.7986 | 145.1971 | 32.998 | 0 | 0 | 0 | 0 | 0 | 0 | 235.7632 | 306.2049 | 2571.0996 | 161.6318 | 321.6634 | 866.3096 | 0 | 0 | 0 | 0 | 0 | 0
| High Electrification | 2028 | 1-in-2 | Improved System Configuration | 7915.8453 | 126.5621 | 475.5894 | 98.6454 | 158.694 | 28.8161 | 0 | 0 | 0 | 0 | 0 | 0 | 252.9034 | 318.008 | 2055.6312 | 171.0226 | 298.4088 | 790.3747 | 0 | 0 | 0 | 0 | 0 | 0
| High Electrification | 2028 | 1-in-10 | Improved System Configuration | 7915.8453 | 131.4521 | 547.6063 | 96.4553 | 155.3795 | 32.5418 | 0 | 0 | 0 | 0 | 0 | 0 | 259.5008 | 351.7452 | 2505.9636 | 167.2359 | 292.2009 | 856.3186 | 0 | 0 | 0 | 0 | 0 | 0
| High Electrification | 2028 | 1-in-40 | Improved System Configuration | 7915.8453 | 129.27 | 551.4335 | 96.8007 | 155.8935 | 32.6725 | 0 | 0 | 0 | 0 | 0 | 0 | 289.0708 | 316.4097 | 2522.2309 | 167.765 | 293.0408 | 857.7363 | 0 | 0 | 0 | 0 | 0 | 0
| High Electrification | 2029 | 1-in-2 | Improved System Configuration | 7915.8453 | 134.7586 | 469.8685 | 107.9066 | 154.7374 | 28.7967 | 0 | 0 | 0 | 0 | 0 | 0 | 270.7346 | 341.1775 | 2023.8158 | 186.7185 | 291.9822 | 786.2669 | 0 | 0 | 0 | 0 | 0 | 0
| High Electrification | 2029 | 1-in-10 | Improved System Configuration | 7915.8453 | 142.9262 | 543.2704 | 105.5139 | 151.4533 | 32.6133 | 0 | 0 | 0 | 0 | 0 | 0 | 269.1082 | 370.5729 | 2479.5897 | 182.4377 | 285.616 | 851.4469 | 0 | 0 | 0 | 0 | 0 | 0
| High Electrification | 2029 | 1-in-40 | Improved System Configuration | 7915.8453 | 140.559 | 547.0879 | 105.8958 | 151.9601 | 32.7455 | 0 | 0 | 0 | 0 | 0 | 0 | 299.7844 | 333.3585 | 2495.7802 | 183.0219 | 286.4478 | 852.8889 | 0 | 0 | 0 | 0 | 0 | 0
| High Electrification | 2030 | 1-in-2 | Improved System Configuration | 7915.8453 | 150.4576 | 467.3429 | 121.1052 | 137.5079 | 28.9601 | 0 | 0 | 0 | 0 | 0 | 0 | 271.5329 | 352.207 | 2009.5476 | 210.8744 | 259.7408 | 780.7487 | 0 | 0 | 0 | 0 | 0 | 0
| High Electrification | 2030 | 1-in-10 | Improved System Configuration | 7915.8453 | 156.2429 | 538.0148 | 118.3954 | 134.6118 | 32.6986 | 0 | 0 | 0 | 0 | 0 | 0 | 278.5664 | 389.5028 | 2449.3462 | 206.1684 | 254.2918 | 845.7381 | 0 | 0 | 0 | 0 | 0 | 0
| High Electrification | 2030 | 1-in-40 | Improved System Configuration | 7915.8453 | 153.6611 | 541.8164 | 118.8284 | 135.0675 | 32.8324 | 0 | 0 | 0 | 0 | 0 | 0 | 310.3327 | 350.4009 | 2465.4343 | 206.8365 | 255.0422 | 847.2031 | 0 | 0 | 0 | 0 | 0 | 0
| High Electrification | 2031 | 1-in-2 | Improved System Configuration | 7915.8453 | 160.0605 | 460.0151 | 134.5293 | 119.6553 | 28.9647 | 0 | 0 | 0 | 0 | 0 | 0 | 289.5108 | 375.963 | 1971.3512 | 235.7104 | 226.2906 | 775.5017 | 0 | 0 | 0 | 0 | 0 | 0
| High Electrification | 2031 | 1-in-10 | Improved System Configuration | 7915.8453 | 165.5888 | 538.2477 | 131.9759 | 117.4661 | 33.2344 | 0 | 0 | 0 | 0 | 0 | 0 | 285.1627 | 379.1216 | 2437.6033 | 231.0949 | 222.052 | 843.9919 | 0 | 0 | 0 | 0 | 0 | 0
| High Electrification | 2031 | 1-in-40 | Improved System Configuration | 7915.8453 | 166.9659 | 535.6666 | 132.035 | 117.5189 | 32.9397 | 0 | 0 | 0 | 0 | 0 | 0 | 320.606 | 367.3821 | 2431.3135 | 231.066 | 222.0226 | 841.2921 | 0 | 0 | 0 | 0 | 0 | 0
| High Electrification | 2032 | 1-in-2 | Improved System Configuration | 7915.8453 | 172.8285 | 453.8624 | 148.0034 | 101.7304 | 29.0701 | 0 | 0 | 0 | 0 | 0 | 0 | 298.6537 | 393.4896 | 1940.3917 | 260.2853 | 192.2904 | 770.0105 | 0 | 0 | 0 | 0 | 0 | 0
| High Electrification | 2032 | 1-in-10 | Improved System Configuration | 7915.8453 | 178.8147 | 531.0987 | 145.208 | 99.8786 | 33.3584 | 0 | 0 | 0 | 0 | 0 | 0 | 294.1961 | 396.8329 | 2399.5479 | 255.2126 | 188.7065 | 838.0948 | 0 | 0 | 0 | 0 | 0 | 0
| High Electrification | 2032 | 1-in-40 | Improved System Configuration | 7915.8453 | 180.2939 | 528.5288 | 145.2667 | 99.9191 | 33.0612 | 0 | 0 | 0 | 0 | 0 | 0 | 330.7477 | 384.5282 | 2393.2516 | 255.1696 | 188.6733 | 835.3774 | 0 | 0 | 0 | 0 | 0 | 0
| High Electrification | 2033 | 1-in-2 | Improved System Configuration | 7915.8453 | 189.3999 | 449.1372 | 161.1548 | 85.0529 | 29.2776 | 0 | 0 | 0 | 0 | 0 | 0 | 298.2126 | 403.8965 | 1918.3003 | 283.6805 | 160.4521 | 765.0439 | 0 | 0 | 0 | 0 | 0 | 0
| High Electrification | 2033 | 1-in-10 | Improved System Configuration | 7915.8453 | 191.8227 | 523.179 | 158.0423 | 83.4996 | 33.4868 | 0 | 0 | 0 | 0 | 0 | 0 | 303.1234 | 414.6342 | 2359.3972 | 278.2623 | 157.5585 | 832.7629 | 0 | 0 | 0 | 0 | 0 | 0
| High Electrification | 2033 | 1-in-40 | Improved System Configuration | 7915.8453 | 193.4019 | 520.6269 | 158.1 | 83.5302 | 33.1872 | 0 | 0 | 0 | 0 | 0 | 0 | 340.7706 | 401.7616 | 2353.1132 | 278.2044 | 157.5246 | 830.0299 | 0 | 0 | 0 | 0 | 0 | 0
| High Electrification | 2034 | 1-in-2 | Improved System Configuration | 7915.8453 | 197.6382 | 440.1103 | 173.5925 | 69.9325 | 29.2861 | 0 | 0 | 0 | 0 | 0 | 0 | 316.3755 | 428.1932 | 1876.6083 | 305.8701 | 131.7977 | 761.3759 | 0 | 0 | 0 | 0 | 0 | 0
| High Electrification | 2034 | 1-in-10 | Improved System Configuration | 7915.8453 | 204.5091 | 515.0702 | 170.3349 | 68.668 | 33.6106 | 0 | 0 | 0 | 0 | 0 | 0 | 311.692 | 431.8849 | 2320.9591 | 299.9462 | 129.3572 | 828.7995 | 0 | 0 | 0 | 0 | 0 | 0
| High Electrification | 2034 | 1-in-40 | Improved System Configuration | 7915.8453 | 206.1967 | 512.5677 | 170.4004 | 68.6945 | 33.3104 | 0 | 0 | 0 | 0 | 0 | 0 | 350.4104 | 418.485 | 2314.8234 | 299.8897 | 129.3319 | 826.0959 | 0 | 0 | 0 | 0 | 0 | 0
| High Electrification | 2035 | 1-in-2 | Improved System Configuration | 7915.8453 | 209.5936 | 433.5318 | 185.598 | 56.2824 | 29.3876 | 0 | 0 | 0 | 0 | 0 | 0 | 324.4142 | 440.8769 | 1849.5259 | 326.6839 | 105.8948 | 759.4799 | 0 | 0 | 0 | 0 | 0 | 0
| High Electrification | 2035 | 1-in-10 | Improved System Configuration | 7915.8453 | 216.8848 | 507.3822 | 182.119 | 55.2659 | 33.7277 | 0 | 0 | 0 | 0 | 0 | 0 | 319.6187 | 444.6876 | 2287.5139 | 320.3639 | 103.9362 | 826.7536 | 0 | 0 | 0 | 0 | 0 | 0
| High Electrification | 2035 | 1-in-40 | Improved System Configuration | 7915.8453 | 218.6784 | 504.926 | 182.1922 | 55.2882 | 33.4271 | 0 | 0 | 0 | 0 | 0 | 0 | 359.3281 | 430.8981 | 2281.5066 | 320.3092 | 103.9177 | 824.0711 | 0 | 0 | 0 | 0 | 0 | 0
| High Electrification | 2036 | 1-in-2 | Improved System Configuration | 7915.8453 | 220.2758 | 427.8799 | 196.3406 | 44.0671 | 29.4805 | 0 | 0 | 0 | 0 | 0 | 0 | 331.5543 | 449.0304 | 1828.0792 | 345.0873 | 82.7953 | 758.8878 | 0 | 0 | 0 | 0 | 0 | 0
| High Electrification | 2036 | 1-in-10 | Improved System Configuration | 7915.8453 | 227.9415 | 500.7739 | 192.6627 | 43.2718 | 33.8347 | 0 | 0 | 0 | 0 | 0 | 0 | 326.6574 | 452.9173 | 2261.0171 | 338.4156 | 81.265 | 826.1196 | 0 | 0 | 0 | 0 | 0 | 0
| High Electrification | 2036 | 1-in-40 | Improved System Configuration | 7915.8453 | 229.8299 | 498.3569 | 192.7429 | 43.2899 | 33.5337 | 0 | 0 | 0 | 0 | 0 | 0 | 367.2466 | 438.8789 | 2255.1119 | 338.3626 | 81.2517 | 823.451 | 0 | 0 | 0 | 0 | 0 | 0
| High Electrification | 2037 | 1-in-2 | Improved System Configuration | 7915.8453 | 234.7519 | 425.0553 | 205.9858 | 33.4051 | 29.6786 | 0 | 0 | 0 | 0 | 0 | 0 | 327.6055 | 448.56 | 1820.6354 | 361.1171 | 62.6584 | 758.906 | 0 | 0 | 0 | 0 | 0 | 0
| High Electrification | 2037 | 1-in-10 | Improved System Configuration | 7915.8453 | 237.7038 | 495.0209 | 201.9641 | 32.788 | 33.9382 | 0 | 0 | 0 | 0 | 0 | 0 | 332.9289 | 460.3863 | 2238.7949 | 354.144 | 61.5152 | 825.9044 | 0 | 0 | 0 | 0 | 0 | 0
| High Electrification | 2037 | 1-in-40 | Improved System Configuration | 7915.8453 | 239.6762 | 492.638 | 202.0509 | 32.8021 | 33.6366 | 0 | 0 | 0 | 0 | 0 | 0 | 374.3021 | 446.1221 | 2232.9764 | 354.0931 | 61.506 | 823.2471 | 0 | 0 | 0 | 0 | 0 | 0
| High Electrification | 2038 | 1-in-2 | Improved System Configuration | 7915.8453 | 237.9208 | 418.5835 | 214.0296 | 24.3723 | 29.6626 | 0 | 0 | 0 | 0 | 0 | 0 | 343.6437 | 463.2613 | 1794.0796 | 374.836 | 45.7218 | 758.4037 | 0 | 0 | 0 | 0 | 0 | 0
| High Electrification | 2038 | 1-in-10 | Improved System Configuration | 7915.8453 | 246.206 | 489.9046 | 210.0249 | 23.933 | 34.0445 | 0 | 0 | 0 | 0 | 0 | 0 | 338.5757 | 467.2817 | 2219.0143 | 367.5973 | 44.8777 | 825.6108 | 0 | 0 | 0 | 0 | 0 | 0
| High Electrification | 2038 | 1-in-40 | Improved System Configuration | 7915.8453 | 248.2518 | 487.552 | 210.1176 | 23.9436 | 33.7424 | 0 | 0 | 0 | 0 | 0 | 0 | 380.655 | 452.8091 | 2213.273 | 367.5487 | 44.8715 | 822.964 | 0 | 0 | 0 | 0 | 0 | 0
| High Electrification | 2039 | 1-in-2 | Improved System Configuration | 7915.8453 | 244.9648 | 414.6402 | 221.004 | 17.0663 | 29.7597 | 0 | 0 | 0 | 0 | 0 | 0 | 348.8312 | 469.6356 | 1779.4591 | 386.3112 | 32.0115 | 758.0192 | 0 | 0 | 0 | 0 | 0 | 0
| High Electrification | 2039 | 1-in-10 | Improved System Configuration | 7915.8453 | 253.4981 | 485.2948 | 216.8713 | 16.7589 | 34.1563 | 0 | 0 | 0 | 0 | 0 | 0 | 343.6906 | 473.7167 | 2200.9558 | 378.8551 | 31.4209 | 825.2015 | 0 | 0 | 0 | 0 | 0 | 0
| High Electrification | 2039 | 1-in-40 | Improved System Configuration | 7915.8453 | 255.6072 | 482.9695 | 216.9693 | 16.7665 | 33.8536 | 0 | 0 | 0 | 0 | 0 | 0 | 386.4097 | 459.0497 | 2195.2845 | 378.8091 | 31.4169 | 822.5647 | 0 | 0 | 0 | 0 | 0 | 0
| High Electrification | 2040 | 1-in-2 | Improved System Configuration | 7915.8453 | 250.9057 | 411.0765 | 226.803 | 11.4167 | 29.8637 | 0 | 0 | 0 | 0 | 0 | 0 | 353.5297 | 475.6111 | 1766.0323 | 395.6659 | 21.418 | 757.5801 | 0 | 0 | 0 | 0 | 0 | 0
| High Electrification | 2040 | 1-in-10 | Improved System Configuration | 7915.8453 | 257.6052 | 481.961 | 200.6568 | 10.0968 | 34.3648 | 0 | 0 | 0 | 0 | 0 | 0 | 331.7648 | 475.0416 | 2200.7845 | 413.6054 | 22.384 | 826.408 | 0 | 0 | 0 | 0 | 0 | 0
| High Electrification | 2040 | 1-in-40 | Improved System Configuration | 7915.8453 | 261.8119 | 478.8288 | 222.6672 | 11.2163 | 33.9726 | 0 | 0 | 0 | 0 | 0 | 0 | 391.6228 | 464.9005 | 2178.7669 | 387.9905 | 21.0206 | 822.1059 | 0 | 0 | 0 | 0 | 0 | 0
| High Electrification | 2041 | 1-in-2 | Improved System Configuration | 7915.8453 | 255.8435 | 407.8889 | 231.5373 | 7.2584 | 29.9763 | 0 | 0 | 0 | 0 | 0 | 0 | 357.7835 | 481.2358 | 1753.8848 | 403.0652 | 13.6219 | 757.3489 | 0 | 0 | 0 | 0 | 0 | 0
| High Electrification | 2041 | 1-in-10 | Improved System Configuration | 7915.8453 | 262.6829 | 478.2384 | 204.8516 | 6.4195 | 34.4955 | 0 | 0 | 0 | 0 | 0 | 0 | 335.7669 | 480.6743 | 2185.7135 | 421.3531 | 14.2367 | 826.1811 | 0 | 0 | 0 | 0 | 0 | 0
| High Electrification | 2041 | 1-in-40 | Improved System Configuration | 7915.8453 | 266.9699 | 475.1259 | 227.3199 | 7.1312 | 34.1015 | 0 | 0 | 0 | 0 | 0 | 0 | 396.3433 | 470.4084 | 2163.826 | 395.2546 | 13.3694 | 821.8723 | 0 | 0 | 0 | 0 | 0 | 0
| High Electrification | 2042 | 1-in-2 | Improved System Configuration | 7915.8453 | 259.8853 | 405.0793 | 235.3369 | 4.3494 | 30.0975 | 0 | 0 | 0 | 0 | 0 | 0 | 361.6087 | 486.5154 | 1743.0903 | 408.6909 | 8.1661 | 757.3658 | 0 | 0 | 0 | 0 | 0 | 0
| High Electrification | 2042 | 1-in-10 | Improved System Configuration | 7915.8453 | 266.8404 | 474.9579 | 208.2193 | 3.8468 | 34.6359 | 0 | 0 | 0 | 0 | 0 | 0 | 339.3665 | 485.9618 | 2172.3239 | 427.2463 | 8.5349 | 826.2234 | 0 | 0 | 0 | 0 | 0 | 0
| High Electrification | 2042 | 1-in-40 | Improved System Configuration | 7915.8453 | 271.193 | 471.8627 | 231.055 | 4.2732 | 34.24 | 0 | 0 | 0 | 0 | 0 | 0 | 400.5889 | 475.5789 | 2150.5521 | 400.7793 | 8.0149 | 821.9074 | 0 | 0 | 0 | 0 | 0 | 0
| High Electrification | 2043 | 1-in-2 | Improved System Configuration | 7915.8453 | 269.001 | 404.7619 | 238.6052 | 2.4181 | 30.3447 | 0 | 0 | 0 | 0 | 0 | 0 | 353.9714 | 483.0941 | 1744.3116 | 412.89 | 4.5389 | 758.0585 | 0 | 0 | 0 | 0 | 0 | 0
| High Electrification | 2043 | 1-in-10 | Improved System Configuration | 7915.8453 | 270.2022 | 472.1366 | 210.8895 | 2.1372 | 34.7849 | 0 | 0 | 0 | 0 | 0 | 0 | 342.5748 | 490.8972 | 2160.7568 | 431.5416 | 4.7439 | 826.5434 | 0 | 0 | 0 | 0 | 0 | 0
| High Electrification | 2043 | 1-in-40 | Improved System Configuration | 7915.8453 | 274.6075 | 469.0562 | 234.0162 | 2.3741 | 34.387 | 0 | 0 | 0 | 0 | 0 | 0 | 404.3728 | 480.4052 | 2139.0846 | 404.8055 | 4.4549 | 822.2195 | 0 | 0 | 0 | 0 | 0 | 0
| High Electrification | 2044 | 1-in-2 | Improved System Configuration | 7915.8453 | 271.6887 | 402.7637 | 240.9897 | 1.1994 | 30.4786 | 0 | 0 | 0 | 0 | 0 | 0 | 356.9004 | 487.5968 | 1736.5762 | 415.795 | 2.2522 | 758.5948 | 0 | 0 | 0 | 0 | 0 | 0
| High Electrification | 2044 | 1-in-10 | Improved System Configuration | 7915.8453 | 272.899 | 469.8006 | 212.9947 | 1.0601 | 34.9381 | 0 | 0 | 0 | 0 | 0 | 0 | 345.4058 | 495.4673 | 2151.1514 | 434.5731 | 2.3539 | 827.1193 | 0 | 0 | 0 | 0 | 0 | 0
| High Electrification | 2044 | 1-in-40 | Improved System Configuration | 7915.8453 | 277.3464 | 466.7323 | 236.3508 | 1.1776 | 34.5382 | 0 | 0 | 0 | 0 | 0 | 0 | 407.7117 | 484.8744 | 2129.5611 | 407.6465 | 2.2104 | 822.7867 | 0 | 0 | 0 | 0 | 0 | 0
| High Electrification | 2045 | 1-in-2 | Improved System Configuration | 7915.8453 | 267.8727 | 399.096 | 242.5988 | 0.47392 | 30.4945 | 0 | 0 | 0 | 0 | 0 | 0 | 370.6578 | 500.1918 | 1719.9337 | 417.6976 | 0.89073 | 758.848 | 0 | 0 | 0 | 0 | 0 | 0
| High Electrification | 2045 | 1-in-10 | Improved System Configuration | 7915.8453 | 275.0615 | 467.9762 | 214.6599 | 0.41919 | 35.0953 | 0 | 0 | 0 | 0 | 0 | 0 | 347.8842 | 499.6587 | 2143.62 | 436.6935 | 0.93102 | 827.9002 | 0 | 0 | 0 | 0 | 0 | 0
| High Electrification | 2045 | 1-in-40 | Improved System Configuration | 7915.8453 | 279.5425 | 464.9171 | 238.1972 | 0.46565 | 34.6934 | 0 | 0 | 0 | 0 | 0 | 0 | 410.6348 | 488.9733 | 2122.0929 | 409.633 | 0.87428 | 823.5588 | 0 | 0 | 0 | 0 | 0 | 0
| High Electrification | 2046 | 1-in-2 | Improved System Configuration | 7915.8453 | 275.5903 | 399.6982 | 244.3911 | 0.069382 | 30.7526 | 0 | 0 | 0 | 0 | 0 | 0 | 361.7044 | 495.4764 | 1722.6242 | 419.2682 | 0.13037 | 760.1754 | 0 | 0 | 0 | 0 | 0 | 0
| High Electrification | 2046 | 1-in-10 | Improved System Configuration | 7915.8453 | 276.8125 | 466.2156 | 215.9967 | 0.061321 | 35.2515 | 0 | 0 | 0 | 0 | 0 | 0 | 350.0481 | 503.464 | 2133.8262 | 438.1945 | 0.13625 | 828.8261 | 0 | 0 | 0 | 0 | 0 | 0
| High Electrification | 2046 | 1-in-40 | Improved System Configuration | 7915.8453 | 281.3204 | 463.1654 | 239.6792 | 0.068117 | 34.8476 | 0 | 0 | 0 | 0 | 0 | 0 | 413.1867 | 492.6945 | 2112.3856 | 411.0387 | 0.12795 | 824.4752 | 0 | 0 | 0 | 0 | 0 | 0
| High Electrification | 2047 | 1-in-2 | Improved System Configuration | 7915.8453 | 270.9775 | 396.5477 | 245.3453 | 0 | 30.7628 | 0 | 0 | 0 | 0 | 0 | 0 | 374.9719 | 507.4034 | 1705.9829 | 420.1766 | 0 | 760.6026 | 0 | 0 | 0 | 0 | 0 | 0
| High Electrification | 2047 | 1-in-10 | Improved System Configuration | 7915.8453 | 278.2606 | 465.0066 | 217.0988 | 0 | 35.4056 | 0 | 0 | 0 | 0 | 0 | 0 | 351.9472 | 506.8828 | 2126.3171 | 439.3027 | 0 | 829.8475 | 0 | 0 | 0 | 0 | 0 | 0
| High Electrification | 2047 | 1-in-40 | Improved System Configuration | 7915.8453 | 282.7909 | 461.9622 | 240.901 | 0 | 34.9998 | 0 | 0 | 0 | 0 | 0 | 0 | 415.4265 | 496.0378 | 2104.9421 | 412.0764 | 0 | 825.4873 | 0 | 0 | 0 | 0 | 0 | 0
| High Electrification | 2048 | 1-in-2 | Improved System Configuration | 7915.8453 | 272.1776 | 395.9753 | 246.4071 | 0 | 30.8919 | 0 | 0 | 0 | 0 | 0 | 0 | 376.7647 | 510.439 | 1701.7577 | 421.0133 | 0 | 761.5994 | 0 | 0 | 0 | 0 | 0 | 0
| High Electrification | 2048 | 1-in-10 | Improved System Configuration | 7915.8453 | 279.4973 | 464.3425 | 218.0416 | 0 | 35.5547 | 0 | 0 | 0 | 0 | 0 | 0 | 353.6353 | 509.923 | 2121.083 | 440.1841 | 0 | 830.9475 | 0 | 0 | 0 | 0 | 0 | 0
| High Electrification | 2048 | 1-in-40 | Improved System Configuration | 7915.8453 | 284.0465 | 461.3006 | 241.9462 | 0 | 35.147 | 0 | 0 | 0 | 0 | 0 | 0 | 417.4174 | 499.011 | 2099.7524 | 412.9016 | 0 | 826.5784 | 0 | 0 | 0 | 0 | 0 | 0
| High Electrification | 2049 | 1-in-2 | Improved System Configuration | 7915.8453 | 279.3607 | 397.9823 | 247.6607 | 0 | 31.142 | 0 | 0 | 0 | 0 | 0 | 0 | 366.9937 | 504.479 | 1709.9659 | 421.9196 | 0 | 763.234 | 0 | 0 | 0 | 0 | 0 | 0
| High Electrification | 2049 | 1-in-10 | Improved System Configuration | 7915.8453 | 280.5935 | 464.2043 | 218.8817 | 0 | 35.697 | 0 | 0 | 0 | 0 | 0 | 0 | 355.1593 | 512.6008 | 2118.1009 | 440.9562 | 0 | 832.1432 | 0 | 0 | 0 | 0 | 0 | 0
| High Electrification | 2049 | 1-in-40 | Improved System Configuration | 7915.8453 | 285.1597 | 461.1618 | 242.8776 | 0 | 35.2876 | 0 | 0 | 0 | 0 | 0 | 0 | 419.2149 | 501.6299 | 2096.7936 | 413.6244 | 0 | 827.765 | 0 | 0 | 0 | 0 | 0 | 0
| High Electrification | 2050 | 1-in-2 | Improved System Configuration | 7915.8453 | 274.2215 | 396.1456 | 248.2297 | 0 | 31.1321 | 0 | 0 | 0 | 0 | 0 | 0 | 379.8655 | 515.4565 | 1698.6901 | 422.4524 | 0 | 763.9105 | 0 | 0 | 0 | 0 | 0 | 0
| High Electrification | 2050 | 1-in-10 | Improved System Configuration | 7915.8453 | 281.6021 | 464.552 | 219.6591 | 0 | 35.832 | 0 | 0 | 0 | 0 | 0 | 0 | 356.5533 | 514.9463 | 2117.3044 | 441.6982 | 0 | 833.4867 | 0 | 0 | 0 | 0 | 0 | 0
| High Electrification | 2050 | 1-in-40 | Improved System Configuration | 7915.8453 | 286.1839 | 461.506 | 243.7396 | 0 | 35.4209 | 0 | 0 | 0 | 0 | 0 | 0 | 420.8593 | 503.9239 | 2095.9996 | 414.3193 | 0 | 829.0994 | 0 | 0 | 0 | 0 | 0 | 0
| MWG Scenario | 2021 | 1-in-2 | Current Installation Practice | 7915.8453 | 40.1838 | 487.5336 | 31.0369 | 223.0094 | 27.477 | 0 | 0 | 0 | 0 | 0 | 0 | 196.6214 | 222.7035 | 2158.5832 | 46.3455 | 404.6321 | 758.587 | 0 | 0 | 0 | 0 | 0 | 0
| MWG Scenario | 2021 | 1-in-10 | Current Installation Practice | 7915.8453 | 41.286 | 558.6932 | 31.0183 | 222.9232 | 29.1552 | 0 | 0 | 0 | 0 | 0 | 0 | 198.8517 | 240.3977 | 2628.8961 | 46.2772 | 404.1591 | 787.533 | 0 | 0 | 0 | 0 | 0 | 0
| MWG Scenario | 2021 | 1-in-40 | Current Installation Practice | 7915.8453 | 39.9405 | 566.1677 | 28.0468 | 201.2974 | 29.398 | 0 | 0 | 0 | 0 | 0 | 0 | 187.6172 | 220.922 | 2672.1795 | 49.4788 | 431.5264 | 789.8264 | 0 | 0 | 0 | 0 | 0 | 0
| MWG Scenario | 2022 | 1-in-2 | Current Installation Practice | 7915.8453 | 40.4672 | 487.9841 | 39.3496 | 210.8792 | 27.4257 | 0 | 0 | 0 | 0 | 0 | 0 | 203.8673 | 234.4537 | 2153.097 | 62.5958 | 385.0741 | 759.2505 | 0 | 0 | 0 | 0 | 0 | 0
| MWG Scenario | 2022 | 1-in-10 | Current Installation Practice | 7915.8453 | 41.5766 | 559.2014 | 39.3255 | 210.7946 | 29.1002 | 0 | 0 | 0 | 0 | 0 | 0 | 206.1769 | 253.0778 | 2622.1764 | 62.5025 | 384.6183 | 788.2104 | 0 | 0 | 0 | 0 | 0 | 0
| MWG Scenario | 2022 | 1-in-40 | Current Installation Practice | 7915.8453 | 40.2226 | 566.6961 | 35.559 | 190.3499 | 29.3433 | 0 | 0 | 0 | 0 | 0 | 0 | 194.5331 | 232.5803 | 2665.4122 | 66.8283 | 410.6722 | 790.5244 | 0 | 0 | 0 | 0 | 0 | 0
| MWG Scenario | 2023 | 1-in-2 | Current Installation Practice | 7915.8453 | 39.4574 | 483.5336 | 49.45 | 202.8672 | 27.2492 | 0 | 0 | 0 | 0 | 0 | 0 | 215.1626 | 245.5364 | 2132.1532 | 81.7814 | 372.6274 | 762.4197 | 0 | 0 | 0 | 0 | 0 | 0
| MWG Scenario | 2023 | 1-in-10 | Current Installation Practice | 7915.8453 | 41.8626 | 559.2542 | 48.3695 | 198.6268 | 29.0468 | 0 | 0 | 0 | 0 | 0 | 0 | 213.9405 | 266.7792 | 2613.1845 | 79.9327 | 364.6227 | 788.3361 | 0 | 0 | 0 | 0 | 0 | 0
| MWG Scenario | 2023 | 1-in-40 | Current Installation Practice | 7915.8453 | 40.5004 | 566.7644 | 43.7379 | 179.367 | 29.2902 | 0 | 0 | 0 | 0 | 0 | 0 | 201.8635 | 245.1783 | 2656.3414 | 85.467 | 389.3322 | 790.6711 | 0 | 0 | 0 | 0 | 0 | 0
| MWG Scenario | 2024 | 1-in-2 | Current Installation Practice | 7915.8453 | 39.7232 | 483.1183 | 59.2262 | 191.0343 | 27.2126 | 0 | 0 | 0 | 0 | 0 | 0 | 223.4912 | 259.2412 | 2122.7409 | 100.3429 | 352.904 | 761.9107 | 0 | 0 | 0 | 0 | 0 | 0
| MWG Scenario | 2024 | 1-in-10 | Current Installation Practice | 7915.8453 | 42.1439 | 558.7637 | 57.9309 | 187.0379 | 29.0073 | 0 | 0 | 0 | 0 | 0 | 0 | 222.2177 | 281.6646 | 2601.6016 | 98.0729 | 345.3167 | 787.7955 | 0 | 0 | 0 | 0 | 0 | 0
| MWG Scenario | 2024 | 1-in-40 | Current Installation Practice | 7915.8453 | 40.7737 | 566.2837 | 52.3854 | 168.9066 | 29.2512 | 0 | 0 | 0 | 0 | 0 | 0 | 209.6796 | 258.866 | 2644.6439 | 104.8662 | 368.7286 | 790.1518 | 0 | 0 | 0 | 0 | 0 | 0
| MWG Scenario | 2025 | 1-in-2 | Current Installation Practice | 7915.8453 | 41.2927 | 486.6575 | 67.8396 | 176.7329 | 27.3275 | 0 | 0 | 0 | 0 | 0 | 0 | 228.4935 | 275.9627 | 2124.673 | 116.5894 | 328.2922 | 757.7343 | 0 | 0 | 0 | 0 | 0 | 0
| MWG Scenario | 2025 | 1-in-10 | Current Installation Practice | 7915.8453 | 42.4206 | 557.6277 | 67.7916 | 176.6451 | 28.9933 | 0 | 0 | 0 | 0 | 0 | 0 | 231.0599 | 297.8556 | 2587.3121 | 116.4045 | 327.8723 | 786.561 | 0 | 0 | 0 | 0 | 0 | 0
| MWG Scenario | 2025 | 1-in-40 | Current Installation Practice | 7915.8453 | 41.0427 | 565.1506 | 61.3041 | 159.5265 | 29.238 | 0 | 0 | 0 | 0 | 0 | 0 | 218.0299 | 273.7553 | 2630.2026 | 124.4716 | 350.1127 | 788.939 | 0 | 0 | 0 | 0 | 0 | 0
| MWG Scenario | 2026 | 1-in-2 | Current Installation Practice | 7915.8453 | 40.225 | 481.4402 | 79.2964 | 171.4236 | 27.2058 | 0 | 0 | 0 | 0 | 0 | 0 | 241.6809 | 289.995 | 2105.2191 | 137.2803 | 319.9462 | 758.586 | 0 | 0 | 0 | 0 | 0 | 0
| MWG Scenario | 2026 | 1-in-10 | Current Installation Practice | 7915.8453 | 42.6755 | 556.813 | 77.5608 | 167.8345 | 28.9995 | 0 | 0 | 0 | 0 | 0 | 0 | 240.2995 | 315.0729 | 2580.081 | 134.1722 | 313.062 | 784.3438 | 0 | 0 | 0 | 0 | 0 | 0
| MWG Scenario | 2026 | 1-in-40 | Current Installation Practice | 7915.8453 | 41.2907 | 564.3433 | 70.1407 | 151.5746 | 29.2453 | 0 | 0 | 0 | 0 | 0 | 0 | 226.7558 | 289.5889 | 2622.9373 | 143.4754 | 334.3087 | 786.7409 | 0 | 0 | 0 | 0 | 0 | 0
| MWG Scenario | 2027 | 1-in-2 | Current Installation Practice | 7915.8453 | 41.772 | 484.5542 | 87.2028 | 160.8647 | 27.3679 | 0 | 0 | 0 | 0 | 0 | 0 | 247.0883 | 308.6869 | 2110.601 | 151.4027 | 301.6286 | 752.7018 | 0 | 0 | 0 | 0 | 0 | 0
| MWG Scenario | 2027 | 1-in-10 | Current Installation Practice | 7915.8453 | 42.9085 | 555.1593 | 87.1319 | 160.7679 | 29.0331 | 0 | 0 | 0 | 0 | 0 | 0 | 249.8373 | 333.1409 | 2569.9057 | 151.1468 | 301.2111 | 781.2549 | 0 | 0 | 0 | 0 | 0 | 0
| MWG Scenario | 2027 | 1-in-40 | Current Installation Practice | 7915.8453 | 41.5176 | 562.6869 | 78.7989 | 145.1977 | 29.2801 | 0 | 0 | 0 | 0 | 0 | 0 | 235.7643 | 306.2062 | 2612.6842 | 161.6325 | 321.6648 | 783.6698 | 0 | 0 | 0 | 0 | 0 | 0
| MWG Scenario | 2028 | 1-in-2 | Current Installation Practice | 7915.8453 | 40.6432 | 477.8878 | 98.6126 | 158.7005 | 27.2911 | 0 | 0 | 0 | 0 | 0 | 0 | 260.9896 | 323.7448 | 2086.4445 | 171.1079 | 298.623 | 751.8495 | 0 | 0 | 0 | 0 | 0 | 0
| MWG Scenario | 2028 | 1-in-10 | Current Installation Practice | 7915.8453 | 43.1196 | 552.71 | 96.4552 | 155.3793 | 29.0907 | 0 | 0 | 0 | 0 | 0 | 0 | 259.5005 | 351.7448 | 2557.0976 | 167.2357 | 292.2005 | 777.3865 | 0 | 0 | 0 | 0 | 0 | 0
| MWG Scenario | 2028 | 1-in-40 | Current Installation Practice | 7915.8453 | 42.4038 | 556.5731 | 96.8007 | 155.8934 | 29.1524 | 0 | 0 | 0 | 0 | 0 | 0 | 289.0706 | 316.4095 | 2573.698 | 167.7649 | 293.0406 | 777.8649 | 0 | 0 | 0 | 0 | 0 | 0
| MWG Scenario | 2029 | 1-in-2 | Current Installation Practice | 7915.8453 | 40.8208 | 475.0919 | 107.8719 | 154.6877 | 27.3636 | 0 | 0 | 0 | 0 | 0 | 0 | 270.6475 | 341.0677 | 2073.7786 | 186.6585 | 291.8883 | 747.3667 | 0 | 0 | 0 | 0 | 0 | 0
| MWG Scenario | 2029 | 1-in-10 | Current Installation Practice | 7915.8453 | 43.3091 | 549.4896 | 105.5145 | 151.4542 | 29.1687 | 0 | 0 | 0 | 0 | 0 | 0 | 269.1098 | 370.575 | 2541.6362 | 182.4388 | 285.6176 | 772.7703 | 0 | 0 | 0 | 0 | 0 | 0
| MWG Scenario | 2029 | 1-in-40 | Current Installation Practice | 7915.8453 | 42.5915 | 553.3474 | 105.8957 | 151.96 | 29.2315 | 0 | 0 | 0 | 0 | 0 | 0 | 299.7842 | 333.3583 | 2558.2156 | 183.0218 | 286.4476 | 773.2698 | 0 | 0 | 0 | 0 | 0 | 0
| MWG Scenario | 2030 | 1-in-2 | Current Installation Practice | 7915.8453 | 40.9771 | 471.5605 | 116.8526 | 151.8882 | 27.4484 | 0 | 0 | 0 | 0 | 0 | 0 | 280.1509 | 358.4791 | 2058.5278 | 210.9315 | 259.868 | 742.1408 | 0 | 0 | 0 | 0 | 0 | 0
| MWG Scenario | 2030 | 1-in-10 | Current Installation Practice | 7915.8453 | 43.4766 | 545.427 | 114.3036 | 148.7191 | 29.2603 | 0 | 0 | 0 | 0 | 0 | 0 | 278.5703 | 389.5082 | 2523.0454 | 206.1713 | 254.2953 | 767.3973 | 0 | 0 | 0 | 0 | 0 | 0
| MWG Scenario | 2030 | 1-in-40 | Current Installation Practice | 7915.8453 | 42.7576 | 549.2733 | 114.7201 | 149.2205 | 29.3242 | 0 | 0 | 0 | 0 | 0 | 0 | 310.3327 | 350.401 | 2539.5824 | 206.8365 | 255.0423 | 767.9172 | 0 | 0 | 0 | 0 | 0 | 0
| MWG Scenario | 2031 | 1-in-2 | Current Installation Practice | 7915.8453 | 41.1313 | 467.3641 | 125.6169 | 150.1224 | 27.5519 | 0 | 0 | 0 | 0 | 0 | 0 | 289.4046 | 375.8251 | 2041.0302 | 235.624 | 226.2076 | 736.7445 | 0 | 0 | 0 | 0 | 0 | 0
| MWG Scenario | 2031 | 1-in-10 | Current Installation Practice | 7915.8453 | 43.642 | 540.5949 | 122.8816 | 146.9961 | 29.3718 | 0 | 0 | 0 | 0 | 0 | 0 | 287.7833 | 408.372 | 2501.6996 | 230.3158 | 221.3656 | 761.8479 | 0 | 0 | 0 | 0 | 0 | 0
| MWG Scenario | 2031 | 1-in-40 | Current Installation Practice | 7915.8453 | 42.9216 | 544.4244 | 123.3333 | 147.4963 | 29.4369 | 0 | 0 | 0 | 0 | 0 | 0 | 320.6064 | 367.3825 | 2518.1765 | 231.0663 | 222.0229 | 762.3882 | 0 | 0 | 0 | 0 | 0 | 0
| MWG Scenario | 2032 | 1-in-2 | Current Installation Practice | 7915.8453 | 41.2837 | 462.4177 | 134.1501 | 149.183 | 27.669 | 0 | 0 | 0 | 0 | 0 | 0 | 298.5376 | 393.3366 | 2021.2515 | 260.1841 | 192.2156 | 731.3838 | 0 | 0 | 0 | 0 | 0 | 0
| MWG Scenario | 2032 | 1-in-10 | Current Installation Practice | 7915.8453 | 42.7289 | 541.3029 | 131.6632 | 146.5196 | 29.6781 | 0 | 0 | 0 | 0 | 0 | 0 | 294.1866 | 396.8201 | 2500.4333 | 255.2044 | 188.7004 | 757.9373 | 0 | 0 | 0 | 0 | 0 | 0
| MWG Scenario | 2032 | 1-in-40 | Current Installation Practice | 7915.8453 | 43.0838 | 538.7021 | 131.721 | 146.5841 | 29.5641 | 0 | 0 | 0 | 0 | 0 | 0 | 330.7484 | 384.529 | 2493.958 | 255.1701 | 188.6737 | 756.8967 | 0 | 0 | 0 | 0 | 0 | 0
| MWG Scenario | 2033 | 1-in-2 | Current Installation Practice | 7915.8453 | 42.3665 | 459.3977 | 142.6505 | 148.9919 | 27.8068 | 0 | 0 | 0 | 0 | 0 | 0 | 298.3345 | 404.0616 | 2013.2451 | 283.7965 | 160.5176 | 725.9642 | 0 | 0 | 0 | 0 | 0 | 0
| MWG Scenario | 2033 | 1-in-10 | Current Installation Practice | 7915.8453 | 42.8883 | 534.8803 | 139.8298 | 146.2023 | 29.8116 | 0 | 0 | 0 | 0 | 0 | 0 | 303.1052 | 414.6093 | 2475.0135 | 278.2456 | 157.5491 | 753.0042 | 0 | 0 | 0 | 0 | 0 | 0
| MWG Scenario | 2033 | 1-in-40 | Current Installation Practice | 7915.8453 | 43.2441 | 532.3046 | 139.8896 | 146.2651 | 29.6967 | 0 | 0 | 0 | 0 | 0 | 0 | 340.7717 | 401.7629 | 2468.5773 | 278.2052 | 157.525 | 751.9623 | 0 | 0 | 0 | 0 | 0 | 0
| MWG Scenario | 2034 | 1-in-2 | Current Installation Practice | 7915.8453 | 41.5828 | 451.2509 | 150.5707 | 148.8984 | 27.9114 | 0 | 0 | 0 | 0 | 0 | 0 | 316.2396 | 428.0093 | 1981.5777 | 305.7386 | 131.741 | 723.0144 | 0 | 0 | 0 | 0 | 0 | 0
| MWG Scenario | 2034 | 1-in-10 | Current Installation Practice | 7915.8453 | 42.7043 | 529.2015 | 133.2476 | 131.7188 | 30.0176 | 0 | 0 | 0 | 0 | 0 | 0 | 296.8481 | 427.6087 | 2470.0382 | 319.6845 | 137.719 | 750.1978 | 0 | 0 | 0 | 0 | 0 | 0
| MWG Scenario | 2034 | 1-in-40 | Current Installation Practice | 7915.8453 | 43.4023 | 525.7705 | 147.866 | 146.326 | 29.8274 | 0 | 0 | 0 | 0 | 0 | 0 | 350.4118 | 418.4867 | 2445.3651 | 299.8909 | 129.3324 | 748.3453 | 0 | 0 | 0 | 0 | 0 | 0
| MWG Scenario | 2035 | 1-in-2 | Current Installation Practice | 7915.8453 | 42.6801 | 448.5011 | 158.7779 | 149.3609 | 28.0491 | 0 | 0 | 0 | 0 | 0 | 0 | 314.6229 | 433.4226 | 1979.5081 | 326.7911 | 105.9063 | 720.7703 | 0 | 0 | 0 | 0 | 0 | 0
| MWG Scenario | 2035 | 1-in-10 | Current Installation Practice | 7915.8453 | 41.678 | 518.3665 | 159.0048 | 149.5747 | 29.9538 | 0 | 0 | 0 | 0 | 0 | 0 | 323.8641 | 440.1293 | 2423.6341 | 327.1883 | 106.0342 | 746.4409 | 0 | 0 | 0 | 0 | 0 | 0
| MWG Scenario | 2035 | 1-in-40 | Current Installation Practice | 7915.8453 | 43.5586 | 519.6105 | 155.6845 | 146.6081 | 29.9516 | 0 | 0 | 0 | 0 | 0 | 0 | 359.3298 | 430.9002 | 2426.8915 | 320.3107 | 103.9182 | 746.4845 | 0 | 0 | 0 | 0 | 0 | 0
| MWG Scenario | 2036 | 1-in-2 | Current Installation Practice | 7915.8453 | 42.8333 | 444.0294 | 165.8751 | 149.7764 | 28.1564 | 0 | 0 | 0 | 0 | 0 | 0 | 321.571 | 441.4705 | 1969.3779 | 345.2258 | 82.8104 | 720.25 | 0 | 0 | 0 | 0 | 0 | 0
| MWG Scenario | 2036 | 1-in-10 | Current Installation Practice | 7915.8453 | 41.8255 | 513.1736 | 166.1041 | 149.9836 | 30.0669 | 0 | 0 | 0 | 0 | 0 | 0 | 331.0004 | 448.2802 | 2411.1148 | 345.6287 | 82.9064 | 745.8661 | 0 | 0 | 0 | 0 | 0 | 0
| MWG Scenario | 2036 | 1-in-40 | Current Installation Practice | 7915.8453 | 43.7128 | 514.4065 | 162.636 | 147.0093 | 30.0648 | 0 | 0 | 0 | 0 | 0 | 0 | 367.2486 | 438.8813 | 2414.3623 | 338.3645 | 81.2521 | 745.9117 | 0 | 0 | 0 | 0 | 0 | 0
| MWG Scenario | 2037 | 1-in-2 | Current Installation Practice | 7915.8453 | 42.9842 | 440.2096 | 172.1342 | 150.2504 | 28.259 | 0 | 0 | 0 | 0 | 0 | 0 | 327.7621 | 448.7743 | 1962.0448 | 361.2897 | 62.6883 | 720.0965 | 0 | 0 | 0 | 0 | 0 | 0
| MWG Scenario | 2037 | 1-in-10 | Current Installation Practice | 7915.8453 | 41.9711 | 508.7377 | 172.3648 | 150.452 | 30.1752 | 0 | 0 | 0 | 0 | 0 | 0 | 337.359 | 455.6778 | 2402.0369 | 361.6964 | 62.7584 | 745.6761 | 0 | 0 | 0 | 0 | 0 | 0
| MWG Scenario | 2037 | 1-in-40 | Current Installation Practice | 7915.8453 | 43.8652 | 509.9612 | 168.7664 | 147.4687 | 30.1732 | 0 | 0 | 0 | 0 | 0 | 0 | 374.3044 | 446.1249 | 2405.2778 | 354.0953 | 61.5063 | 745.7235 | 0 | 0 | 0 | 0 | 0 | 0
| MWG Scenario | 2038 | 1-in-2 | Current Installation Practice | 7915.8453 | 42.1628 | 434.2759 | 177.2751 | 150.5267 | 28.3325 | 0 | 0 | 0 | 0 | 0 | 0 | 343.4752 | 463.0342 | 1942.8459 | 374.6523 | 45.6994 | 720.1059 | 0 | 0 | 0 | 0 | 0 | 0
| MWG Scenario | 2038 | 1-in-10 | Current Installation Practice | 7915.8453 | 42.1148 | 504.8661 | 177.8336 | 150.945 | 30.2848 | 0 | 0 | 0 | 0 | 0 | 0 | 343.0844 | 462.5073 | 2394.7543 | 375.4404 | 45.7851 | 745.4173 | 0 | 0 | 0 | 0 | 0 | 0
| MWG Scenario | 2038 | 1-in-40 | Current Installation Practice | 7915.8453 | 44.0154 | 506.0813 | 174.1214 | 147.9522 | 30.2828 | 0 | 0 | 0 | 0 | 0 | 0 | 380.6576 | 452.8122 | 2397.9906 | 367.5512 | 44.8718 | 745.4663 | 0 | 0 | 0 | 0 | 0 | 0
| MWG Scenario | 2039 | 1-in-2 | Current Installation Practice | 7915.8453 | 42.3037 | 431.3195 | 181.9793 | 151.021 | 28.4378 | 0 | 0 | 0 | 0 | 0 | 0 | 348.6572 | 469.4014 | 1937.8568 | 386.1185 | 31.9956 | 719.7344 | 0 | 0 | 0 | 0 | 0 | 0
| MWG Scenario | 2039 | 1-in-10 | Current Installation Practice | 7915.8453 | 42.2568 | 501.4436 | 182.5579 | 151.445 | 30.3983 | 0 | 0 | 0 | 0 | 0 | 0 | 348.2705 | 468.8807 | 2388.6736 | 386.9419 | 32.0565 | 745.0542 | 0 | 0 | 0 | 0 | 0 | 0
| MWG Scenario | 2039 | 1-in-40 | Current Installation Practice | 7915.8453 | 44.1639 | 502.6517 | 178.7474 | 148.4426 | 30.3963 | 0 | 0 | 0 | 0 | 0 | 0 | 386.4125 | 459.053 | 2391.9065 | 378.8118 | 31.4171 | 745.1047 | 0 | 0 | 0 | 0 | 0 | 0
| MWG Scenario | 2040 | 1-in-2 | Current Installation Practice | 7915.8453 | 42.4427 | 428.704 | 185.9903 | 151.5144 | 28.5488 | 0 | 0 | 0 | 0 | 0 | 0 | 353.3513 | 475.371 | 1933.7016 | 395.4662 | 21.4072 | 719.313 | 0 | 0 | 0 | 0 | 0 | 0
| MWG Scenario | 2040 | 1-in-10 | Current Installation Practice | 7915.8453 | 42.3967 | 498.4158 | 186.5865 | 151.9437 | 30.5177 | 0 | 0 | 0 | 0 | 0 | 0 | 352.9685 | 474.856 | 2383.6136 | 396.3198 | 21.4486 | 744.6374 | 0 | 0 | 0 | 0 | 0 | 0
| MWG Scenario | 2040 | 1-in-40 | Current Installation Practice | 7915.8453 | 44.3103 | 499.6176 | 182.6923 | 148.9318 | 30.5158 | 0 | 0 | 0 | 0 | 0 | 0 | 391.6258 | 464.904 | 2386.8446 | 387.9934 | 21.0208 | 744.6893 | 0 | 0 | 0 | 0 | 0 | 0
| MWG Scenario | 2041 | 1-in-2 | Current Installation Practice | 7915.8453 | 43.569 | 429.0538 | 189.7517 | 152.2597 | 28.7026 | 0 | 0 | 0 | 0 | 0 | 0 | 347.1049 | 473.2626 | 1944.0619 | 403.3368 | 13.6281 | 718.98 | 0 | 0 | 0 | 0 | 0 | 0
| MWG Scenario | 2041 | 1-in-10 | Current Installation Practice | 7915.8453 | 42.5367 | 495.7817 | 189.9814 | 152.4445 | 30.6449 | 0 | 0 | 0 | 0 | 0 | 0 | 357.2224 | 480.4811 | 2379.7162 | 403.7391 | 13.6416 | 744.4245 | 0 | 0 | 0 | 0 | 0 | 0
| MWG Scenario | 2041 | 1-in-40 | Current Installation Practice | 7915.8453 | 44.4566 | 496.9781 | 186.0168 | 149.4229 | 30.6431 | 0 | 0 | 0 | 0 | 0 | 0 | 396.3464 | 470.4121 | 2382.9465 | 395.2576 | 13.3695 | 744.4779 | 0 | 0 | 0 | 0 | 0 | 0
| MWG Scenario | 2042 | 1-in-2 | Current Installation Practice | 7915.8453 | 42.7211 | 424.4941 | 192.1782 | 152.5071 | 28.7927 | 0 | 0 | 0 | 0 | 0 | 0 | 361.424 | 486.267 | 1928.3067 | 408.4822 | 8.1619 | 719.1054 | 0 | 0 | 0 | 0 | 0 | 0
| MWG Scenario | 2042 | 1-in-10 | Current Installation Practice | 7915.8453 | 42.6767 | 493.543 | 192.8027 | 152.9459 | 30.7798 | 0 | 0 | 0 | 0 | 0 | 0 | 361.0483 | 485.7615 | 2377.0675 | 409.3818 | 8.178 | 744.455 | 0 | 0 | 0 | 0 | 0 | 0
| MWG Scenario | 2042 | 1-in-40 | Current Installation Practice | 7915.8453 | 44.603 | 494.7348 | 188.7795 | 149.9147 | 30.778 | 0 | 0 | 0 | 0 | 0 | 0 | 400.592 | 475.5827 | 2380.2985 | 400.7825 | 8.0149 | 744.5097 | 0 | 0 | 0 | 0 | 0 | 0
| MWG Scenario | 2043 | 1-in-2 | Current Installation Practice | 7915.8453 | 43.8579 | 425.553 | 194.8908 | 153.2686 | 28.9626 | 0 | 0 | 0 | 0 | 0 | 0 | 354.1519 | 483.3404 | 1940.9361 | 413.1005 | 4.5412 | 719.314 | 0 | 0 | 0 | 0 | 0 | 0
| MWG Scenario | 2043 | 1-in-10 | Current Installation Practice | 7915.8453 | 44.38 | 495.2725 | 190.9592 | 150.3376 | 31.0381 | 0 | 0 | 0 | 0 | 0 | 0 | 359.6684 | 495.7554 | 2385.1462 | 404.8554 | 4.4554 | 745.8021 | 0 | 0 | 0 | 0 | 0 | 0
| MWG Scenario | 2043 | 1-in-40 | Current Installation Practice | 7915.8453 | 44.7496 | 492.9023 | 191.0467 | 150.4067 | 30.9194 | 0 | 0 | 0 | 0 | 0 | 0 | 404.376 | 480.4091 | 2379.0151 | 404.8088 | 4.4549 | 744.7925 | 0 | 0 | 0 | 0 | 0 | 0
| MWG Scenario | 2044 | 1-in-2 | Current Installation Practice | 7915.8453 | 43.0001 | 421.7062 | 196.3568 | 153.5026 | 29.0587 | 0 | 0 | 0 | 0 | 0 | 0 | 367.8373 | 495.7536 | 1927.3439 | 415.4664 | 2.2509 | 719.8489 | 0 | 0 | 0 | 0 | 0 | 0
| MWG Scenario | 2044 | 1-in-10 | Current Installation Practice | 7915.8453 | 44.5252 | 493.8673 | 192.803 | 150.8296 | 31.1827 | 0 | 0 | 0 | 0 | 0 | 0 | 362.6386 | 500.3679 | 2385.3302 | 407.6972 | 2.2107 | 746.3175 | 0 | 0 | 0 | 0 | 0 | 0
| MWG Scenario | 2044 | 1-in-40 | Current Installation Practice | 7915.8453 | 44.8959 | 491.5033 | 192.8911 | 150.8987 | 31.0635 | 0 | 0 | 0 | 0 | 0 | 0 | 407.715 | 484.8783 | 2379.1958 | 407.6497 | 2.2105 | 745.3063 | 0 | 0 | 0 | 0 | 0 | 0
| MWG Scenario | 2045 | 1-in-2 | Current Installation Practice | 7915.8453 | 44.1462 | 423.5439 | 198.3053 | 154.2761 | 29.2357 | 0 | 0 | 0 | 0 | 0 | 0 | 359.6471 | 491.9758 | 1942.5402 | 418.0396 | 0.89126 | 720.5075 | 0 | 0 | 0 | 0 | 0 | 0
| MWG Scenario | 2045 | 1-in-10 | Current Installation Practice | 7915.8453 | 44.6704 | 492.9203 | 194.2994 | 151.3216 | 31.3298 | 0 | 0 | 0 | 0 | 0 | 0 | 365.2389 | 504.5983 | 2387.05 | 409.6843 | 0.8744 | 747.0184 | 0 | 0 | 0 | 0 | 0 | 0
| MWG Scenario | 2045 | 1-in-40 | Current Installation Practice | 7915.8453 | 45.0423 | 490.5605 | 194.388 | 151.3908 | 31.21 | 0 | 0 | 0 | 0 | 0 | 0 | 410.6381 | 488.9773 | 2380.9093 | 409.6363 | 0.87429 | 746.0057 | 0 | 0 | 0 | 0 | 0 | 0
| MWG Scenario | 2046 | 1-in-2 | Current Installation Practice | 7915.8453 | 44.2903 | 422.4253 | 199.557 | 154.78 | 29.3714 | 0 | 0 | 0 | 0 | 0 | 0 | 361.8879 | 495.7278 | 1938.6069 | 419.4809 | 0.13043 | 721.3209 | 0 | 0 | 0 | 0 | 0 | 0
| MWG Scenario | 2046 | 1-in-10 | Current Installation Practice | 7915.8453 | 44.8157 | 491.6112 | 195.5228 | 151.8136 | 31.4748 | 0 | 0 | 0 | 0 | 0 | 0 | 367.5091 | 508.4389 | 2382.181 | 411.0907 | 0.12796 | 747.8506 | 0 | 0 | 0 | 0 | 0 | 0
| MWG Scenario | 2046 | 1-in-40 | Current Installation Practice | 7915.8453 | 45.1887 | 489.2571 | 195.6118 | 151.8828 | 31.3544 | 0 | 0 | 0 | 0 | 0 | 0 | 413.19 | 492.6984 | 2376.0501 | 411.042 | 0.12795 | 746.8359 | 0 | 0 | 0 | 0 | 0 | 0
| MWG Scenario | 2047 | 1-in-2 | Current Installation Practice | 7915.8453 | 44.4344 | 421.727 | 200.5991 | 155.2835 | 29.5043 | 0 | 0 | 0 | 0 | 0 | 0 | 363.8545 | 499.0984 | 1935.997 | 420.5455 | 0 | 722.2161 | 0 | 0 | 0 | 0 | 0 | 0
| MWG Scenario | 2047 | 1-in-10 | Current Installation Practice | 7915.8453 | 44.9609 | 490.7924 | 196.5415 | 152.3056 | 31.6168 | 0 | 0 | 0 | 0 | 0 | 0 | 369.5016 | 511.8896 | 2378.9445 | 412.1289 | 0 | 748.7694 | 0 | 0 | 0 | 0 | 0 | 0
| MWG Scenario | 2047 | 1-in-40 | Current Installation Practice | 7915.8453 | 45.335 | 488.4417 | 196.6307 | 152.3749 | 31.4958 | 0 | 0 | 0 | 0 | 0 | 0 | 415.4298 | 496.0418 | 2372.8197 | 412.0797 | 0 | 747.7527 | 0 | 0 | 0 | 0 | 0 | 0
| MWG Scenario | 2048 | 1-in-2 | Current Installation Practice | 7915.8453 | 43.5587 | 418.7704 | 201.0418 | 155.4964 | 29.5888 | 0 | 0 | 0 | 0 | 0 | 0 | 376.5733 | 510.1797 | 1920.7735 | 420.7994 | 0 | 723.1269 | 0 | 0 | 0 | 0 | 0 | 0
| MWG Scenario | 2048 | 1-in-10 | Current Installation Practice | 7915.8453 | 45.1063 | 490.4576 | 197.4147 | 152.7975 | 31.7534 | 0 | 0 | 0 | 0 | 0 | 0 | 371.2727 | 514.9582 | 2377.3362 | 412.9544 | 0 | 749.7595 | 0 | 0 | 0 | 0 | 0 | 0
| MWG Scenario | 2048 | 1-in-40 | Current Installation Practice | 7915.8453 | 45.4816 | 488.1082 | 197.5041 | 152.867 | 31.6319 | 0 | 0 | 0 | 0 | 0 | 0 | 417.4208 | 499.0151 | 2371.2139 | 412.9049 | 0 | 748.741 | 0 | 0 | 0 | 0 | 0 | 0
| MWG Scenario | 2049 | 1-in-2 | Current Installation Practice | 7915.8453 | 43.6985 | 418.8795 | 201.8296 | 155.9957 | 29.7093 | 0 | 0 | 0 | 0 | 0 | 0 | 378.1917 | 512.8529 | 1920.7749 | 421.5325 | 0 | 724.1589 | 0 | 0 | 0 | 0 | 0 | 0
| MWG Scenario | 2049 | 1-in-10 | Current Installation Practice | 7915.8453 | 45.2514 | 490.5898 | 198.19 | 153.2896 | 31.883 | 0 | 0 | 0 | 0 | 0 | 0 | 372.8716 | 517.6611 | 2377.3593 | 413.6776 | 0 | 750.8363 | 0 | 0 | 0 | 0 | 0 | 0
| MWG Scenario | 2049 | 1-in-40 | Current Installation Practice | 7915.8453 | 45.628 | 488.2395 | 198.2797 | 153.3592 | 31.761 | 0 | 0 | 0 | 0 | 0 | 0 | 419.2183 | 501.634 | 2371.2358 | 413.6278 | 0 | 749.8159 | 0 | 0 | 0 | 0 | 0 | 0
| MWG Scenario | 2050 | 1-in-2 | Current Installation Practice | 7915.8453 | 44.8661 | 422.0469 | 203.0146 | 156.792 | 29.8675 | 0 | 0 | 0 | 0 | 0 | 0 | 368.6222 | 507.046 | 1936.0908 | 422.8453 | 0 | 725.3947 | 0 | 0 | 0 | 0 | 0 | 0
| MWG Scenario | 2050 | 1-in-10 | Current Installation Practice | 7915.8453 | 45.3966 | 491.1529 | 198.9034 | 153.7815 | 32.0052 | 0 | 0 | 0 | 0 | 0 | 0 | 374.3343 | 520.0285 | 2379.0026 | 414.3727 | 0 | 752.0468 | 0 | 0 | 0 | 0 | 0 | 0
| MWG Scenario | 2050 | 1-in-40 | Current Installation Practice | 7915.8453 | 45.7743 | 488.7998 | 198.9934 | 153.8512 | 31.8827 | 0 | 0 | 0 | 0 | 0 | 0 | 420.8627 | 503.928 | 2372.8741 | 414.3226 | 0 | 751.0246 | 0 | 0 | 0 | 0 | 0 | 0

## Winter Peak
<< Back to Directory
Winter Peak Load (MW)
| Scenario | Year | Weather Year | Installation Senstivity | Baseload | Commercial Cooking | Commercial Cooling Demand | Commercial HPWH | Commercial Resistance WH | Commercial SC All Electric ASHP | Commercial SC Ground Source HP | Commercial SC Hybrid | Commercial SH All Electric ASHP | Commercial SH Ground Source HP | Commercial SH Hybrid | Commercial SH Resistance | Residential Clothes Drying | Residential Cooking | Residential Cooling Demand | Residential HPWH | Residential Resistance WH | Residential SC All Electric ASHP | Residential SC Ground Source HP | Residential SC Hybrid | Residential SH All Electric ASHP | Residential SH Ground Source HP | Residential SH Hybrid | Residential SH Resistance
| High Electrification | 2021 | 1-in-2 | Current Installation Practice | 2509.4708 | 32.1734 | 0 | 40.8307 | 239.5931 | 0 | 0 | 0 | 1550.2152 | 24.856 | 0 | 2523.5202 | 97.2531 | 86.2079 | 0 | 81.4245 | 580.6413 | 0 | 0 | 0 | 1908.1979 | 23.95 | 0 | 2497.9056
| High Electrification | 2021 | 1-in-10 | Current Installation Practice | 2509.4708 | 31.7592 | 0 | 51.3549 | 301.3489 | 0 | 0 | 0 | 2136.9726 | 31.5965 | 0 | 3207.8483 | 92.4901 | 86.4177 | 0 | 137.459 | 980.2253 | 0 | 0 | 0 | 2586.2178 | 28.3708 | 0 | 2958.9832
| High Electrification | 2021 | 1-in-40 | Current Installation Practice | 2509.4708 | 28.4645 | 0 | 51.2406 | 300.6905 | 0 | 0 | 0 | 2420.9298 | 34.7592 | 0 | 3528.9447 | 67.7516 | 88.7302 | 0 | 137.2817 | 978.9708 | 0 | 0 | 0 | 2947.8079 | 30.4863 | 0 | 3179.6182
| High Electrification | 2022 | 1-in-2 | Current Installation Practice | 2509.4708 | 32.6032 | 0 | 65.3496 | 286.0946 | 0 | 0 | 0 | 1785.5846 | 32.2942 | 0 | 2286.1816 | 70.8612 | 94.2266 | 0 | 186.3482 | 936.6838 | 0 | 0 | 0 | 1905.4844 | 25.8044 | 0 | 2305.0589
| High Electrification | 2022 | 1-in-10 | Current Installation Practice | 2509.4708 | 36.0199 | 0 | 65.1092 | 284.9566 | 0 | 0 | 0 | 2679.5713 | 43.3424 | 0 | 3068.3113 | 95.8982 | 90.9769 | 0 | 185.656 | 932.8426 | 0 | 0 | 0 | 2795.7046 | 31.5722 | 0 | 2820.2856
| High Electrification | 2022 | 1-in-40 | Current Installation Practice | 2509.4708 | 32.2837 | 0 | 64.9651 | 284.3375 | 0 | 0 | 0 | 3035.665 | 47.6814 | 0 | 3375.4814 | 70.249 | 93.4126 | 0 | 185.4187 | 931.66 | 0 | 0 | 0 | 3186.6226 | 33.9268 | 0 | 3030.6155
| High Electrification | 2023 | 1-in-2 | Current Installation Practice | 2509.4708 | 41.2047 | 0 | 63.4318 | 212.6792 | 0 | 0 | 0 | 2399.4705 | 45.1725 | 0 | 2281.5999 | 104.2402 | 95.3096 | 0 | 140.1139 | 521.8761 | 0 | 0 | 0 | 2232.423 | 29.7938 | 0 | 2250.186
| High Electrification | 2023 | 1-in-10 | Current Installation Practice | 2509.4708 | 40.8282 | 0 | 80.0838 | 268.5113 | 0 | 0 | 0 | 3320.2026 | 57.6399 | 0 | 2911.3119 | 99.5105 | 95.9035 | 0 | 237.4332 | 884.3569 | 0 | 0 | 0 | 3037.109 | 35.427 | 0 | 2675.6364
| High Electrification | 2023 | 1-in-40 | Current Installation Practice | 2509.4708 | 36.5937 | 0 | 79.9075 | 267.9312 | 0 | 0 | 0 | 3761.4767 | 63.4111 | 0 | 3202.8036 | 72.8961 | 98.4723 | 0 | 237.1327 | 883.2466 | 0 | 0 | 0 | 3461.8241 | 38.0695 | 0 | 2875.2135
| High Electrification | 2024 | 1-in-2 | Current Installation Practice | 2509.4708 | 46.8734 | 0 | 98.505 | 259.2148 | 0 | 0 | 0 | 2685.2922 | 55.0273 | 0 | 2013.9508 | 120.0384 | 106.1033 | 0 | 313.588 | 900.0931 | 0 | 0 | 0 | 2228.4652 | 32.1895 | 0 | 2028.4967
| High Electrification | 2024 | 1-in-10 | Current Installation Practice | 2509.4708 | 46.111 | 0 | 95.9159 | 252.8489 | 0 | 0 | 0 | 4070.1294 | 74.7809 | 0 | 2736.9179 | 103.3621 | 101.2562 | 0 | 291.3214 | 837.545 | 0 | 0 | 0 | 3313.9662 | 40.0138 | 0 | 2521.5621
| High Electrification | 2024 | 1-in-40 | Current Installation Practice | 2509.4708 | 41.3291 | 0 | 95.7058 | 252.3054 | 0 | 0 | 0 | 4611.1248 | 82.2692 | 0 | 3010.9824 | 75.7184 | 103.9695 | 0 | 290.9559 | 836.5028 | 0 | 0 | 0 | 3777.4399 | 42.999 | 0 | 2709.6771
| High Electrification | 2025 | 1-in-2 | Current Installation Practice | 2509.4708 | 52.6584 | 0 | 115.2881 | 244.8458 | 0 | 0 | 0 | 3259.0781 | 69.9393 | 0 | 1873.5905 | 124.8323 | 112.2182 | 0 | 372.2554 | 854.7422 | 0 | 0 | 0 | 2440.6492 | 36.5222 | 0 | 1895.2306
| High Electrification | 2025 | 1-in-10 | Current Installation Practice | 2509.4708 | 51.7957 | 0 | 112.2443 | 238.8038 | 0 | 0 | 0 | 4939.2261 | 95.0346 | 0 | 2545.8631 | 107.477 | 107.0787 | 0 | 345.7812 | 795.2493 | 0 | 0 | 0 | 3629.0674 | 45.3942 | 0 | 2355.6182
| High Electrification | 2025 | 1-in-40 | Current Installation Practice | 2509.4708 | 46.4246 | 0 | 111.9995 | 238.2927 | 0 | 0 | 0 | 5595.7939 | 104.552 | 0 | 2800.8228 | 78.7335 | 109.9491 | 0 | 345.3507 | 794.2673 | 0 | 0 | 0 | 4136.649 | 48.7812 | 0 | 2531.3775
| High Electrification | 2026 | 1-in-2 | Current Installation Practice | 2509.4708 | 58.6243 | 0 | 131.9206 | 232.6663 | 0 | 0 | 0 | 3896.9216 | 86.7261 | 0 | 1722.3461 | 129.8424 | 118.7216 | 0 | 429.1363 | 816.2481 | 0 | 0 | 0 | 2673.2201 | 41.3473 | 0 | 1751.6762
| High Electrification | 2026 | 1-in-10 | Current Installation Practice | 2509.4708 | 57.6569 | 0 | 128.4222 | 226.8975 | 0 | 0 | 0 | 5905.1845 | 117.8305 | 0 | 2340.068 | 111.7771 | 113.2707 | 0 | 398.5688 | 759.343 | 0 | 0 | 0 | 3974.4045 | 51.3852 | 0 | 2176.9292
| High Electrification | 2026 | 1-in-40 | Current Installation Practice | 2509.4708 | 51.6784 | 0 | 128.143 | 226.4136 | 0 | 0 | 0 | 6690.2058 | 129.6318 | 0 | 2574.437 | 81.8842 | 116.3079 | 0 | 398.0755 | 758.411 | 0 | 0 | 0 | 4530.3203 | 55.2196 | 0 | 2339.3734
| High Electrification | 2027 | 1-in-2 | Current Installation Practice | 2509.4708 | 65.5432 | 0 | 119.4982 | 179.7818 | 0 | 0 | 0 | 4869.1148 | 110.2329 | 0 | 1637.7717 | 119.895 | 121.7786 | 0 | 300.059 | 487.6109 | 0 | 0 | 0 | 3087.8613 | 48.3992 | 0 | 1661.3674
| High Electrification | 2027 | 1-in-10 | Current Installation Practice | 2509.4708 | 63.6387 | 0 | 144.2731 | 217.3493 | 0 | 0 | 0 | 6957.6773 | 142.9505 | 0 | 2123.87 | 116.2164 | 119.7691 | 0 | 449.0037 | 730.6158 | 0 | 0 | 0 | 4345.8561 | 57.9041 | 0 | 1987.6358
| High Electrification | 2027 | 1-in-40 | Current Installation Practice | 2509.4708 | 57.0403 | 0 | 143.9602 | 216.8869 | 0 | 0 | 0 | 7882.6564 | 157.2686 | 0 | 2336.5982 | 85.1368 | 122.9812 | 0 | 448.4504 | 729.7228 | 0 | 0 | 0 | 4953.7546 | 62.2253 | 0 | 2135.966
| High Electrification | 2028 | 1-in-2 | Current Installation Practice | 2509.4708 | 71.0318 | 0 | 164.4549 | 215.9218 | 0 | 0 | 0 | 5344.4689 | 125.4471 | 0 | 1404.3617 | 140.5571 | 132.861 | 0 | 536.1824 | 763.7017 | 0 | 0 | 0 | 3193.1881 | 52.2944 | 0 | 1445.5504
| High Electrification | 2028 | 1-in-10 | Current Installation Practice | 2509.4708 | 69.6943 | 0 | 159.7148 | 210.0698 | 0 | 0 | 0 | 8079.5501 | 170.0354 | 0 | 1903.5218 | 120.7146 | 126.4608 | 0 | 496.8113 | 708.7783 | 0 | 0 | 0 | 4736.2288 | 64.836 | 0 | 1792.2334
| High Electrification | 2028 | 1-in-40 | Current Installation Practice | 2509.4708 | 62.4682 | 0 | 159.369 | 209.6237 | 0 | 0 | 0 | 9153.709 | 187.067 | 0 | 2094.1875 | 88.4323 | 129.8528 | 0 | 496.2009 | 707.9147 | 0 | 0 | 0 | 5398.7527 | 69.6748 | 0 | 1925.9886
| High Electrification | 2029 | 1-in-2 | Current Installation Practice | 2509.4708 | 77.3205 | 0 | 180.1058 | 210.707 | 0 | 0 | 0 | 6131.4265 | 146.8884 | 0 | 1244.9105 | 145.928 | 140.1329 | 0 | 585.592 | 747.3469 | 0 | 0 | 0 | 3468.7158 | 58.2288 | 0 | 1288.697
| High Electrification | 2029 | 1-in-10 | Current Installation Practice | 2509.4708 | 75.7803 | 0 | 174.7203 | 204.7686 | 0 | 0 | 0 | 9258.9461 | 198.8766 | 0 | 1685.5218 | 125.1881 | 133.2343 | 0 | 541.9902 | 692.8294 | 0 | 0 | 0 | 5139.1855 | 72.1135 | 0 | 1595.9877
| High Electrification | 2029 | 1-in-40 | Current Installation Practice | 2509.4708 | 67.9234 | 0 | 174.3426 | 204.3343 | 0 | 0 | 0 | 10489.9317 | 218.7976 | 0 | 1854.3567 | 91.7097 | 136.8084 | 0 | 541.3258 | 691.9871 | 0 | 0 | 0 | 5858.0925 | 77.4956 | 0 | 1715.1017
| High Electrification | 2030 | 1-in-2 | Current Installation Practice | 2509.4708 | 84.9839 | 0 | 161.7446 | 149.948 | 0 | 0 | 0 | 7318.9858 | 176.4027 | 0 | 1132.2382 | 133.163 | 141.8289 | 0 | 407.7003 | 410.0585 | 0 | 0 | 0 | 3930.1196 | 66.4303 | 0 | 1167.6904
| High Electrification | 2030 | 1-in-10 | Current Installation Practice | 2509.4708 | 82.8429 | 0 | 196.0554 | 182.0029 | 0 | 0 | 0 | 10500.0213 | 229.6703 | 0 | 1474.1354 | 129.5911 | 140.0437 | 0 | 612.5044 | 616.8598 | 0 | 0 | 0 | 5553.2643 | 79.7925 | 0 | 1402.5677
| High Electrification | 2030 | 1-in-40 | Current Installation Practice | 2509.4708 | 74.2549 | 0 | 195.6346 | 181.6198 | 0 | 0 | 0 | 11896.1989 | 252.6798 | 0 | 1621.822 | 94.9368 | 143.8027 | 0 | 611.7633 | 616.1197 | 0 | 0 | 0 | 6330.1968 | 85.7491 | 0 | 1507.2702
| High Electrification | 2031 | 1-in-2 | Current Installation Practice | 2509.4708 | 92.1924 | 0 | 179.4292 | 130.2543 | 0 | 0 | 0 | 8230.1808 | 201.8598 | 0 | 981.7338 | 137.348 | 148.4609 | 0 | 454.7204 | 356.3899 | 0 | 0 | 0 | 4226.1494 | 73.2388 | 0 | 1016.3365
| High Electrification | 2031 | 1-in-10 | Current Installation Practice | 2509.4708 | 90.0145 | 0 | 217.8416 | 158.3538 | 0 | 0 | 0 | 11826.2594 | 263.2377 | 0 | 1280.242 | 133.879 | 146.8282 | 0 | 684.2446 | 536.9883 | 0 | 0 | 0 | 5981.1703 | 88.1122 | 0 | 1222.7351
| High Electrification | 2031 | 1-in-40 | Current Installation Practice | 2509.4708 | 80.6844 | 0 | 217.3777 | 158.023 | 0 | 0 | 0 | 13399.0055 | 289.615 | 0 | 1408.5266 | 98.0797 | 150.7718 | 0 | 683.4278 | 536.3528 | 0 | 0 | 0 | 6818.0812 | 94.6913 | 0 | 1314.0346
| High Electrification | 2032 | 1-in-2 | Current Installation Practice | 2509.4708 | 99.6555 | 0 | 248.256 | 139.2139 | 0 | 0 | 0 | 8816.2428 | 222.5054 | 0 | 816.6352 | 161.7748 | 162.4207 | 0 | 820.3622 | 494.62 | 0 | 0 | 0 | 4358.4495 | 78.8313 | 0 | 854.7603
| High Electrification | 2032 | 1-in-10 | Current Installation Practice | 2509.4708 | 97.1983 | 0 | 239.6685 | 134.6364 | 0 | 0 | 0 | 13248.8721 | 299.8004 | 0 | 1100.3218 | 138.1118 | 153.6784 | 0 | 755.6093 | 456.3216 | 0 | 0 | 0 | 6426.1807 | 97.1568 | 0 | 1053.4608
| High Electrification | 2032 | 1-in-40 | Current Installation Practice | 2509.4708 | 87.125 | 0 | 239.1619 | 134.3573 | 0 | 0 | 0 | 15011.0483 | 329.8466 | 0 | 1210.597 | 101.1822 | 157.8085 | 0 | 754.7194 | 455.7889 | 0 | 0 | 0 | 7325.4765 | 104.4129 | 0 | 1132.1389
| High Electrification | 2033 | 1-in-2 | Current Installation Practice | 2509.4708 | 107.0526 | 0 | 270.5713 | 116.5449 | 0 | 0 | 0 | 9816.1602 | 251.3932 | 0 | 692.3701 | 166.9138 | 169.9409 | 0 | 895.6881 | 413.5477 | 0 | 0 | 0 | 4671.9289 | 86.6725 | 0 | 725.2472
| High Electrification | 2033 | 1-in-10 | Current Installation Practice | 2509.4708 | 104.2635 | 0 | 260.8378 | 112.5514 | 0 | 0 | 0 | 14730.4064 | 338.2384 | 0 | 931.5532 | 142.2951 | 160.5635 | 0 | 823.8083 | 380.9805 | 0 | 0 | 0 | 6878.5177 | 106.6677 | 0 | 892.5609
| High Electrification | 2033 | 1-in-40 | Current Installation Practice | 2509.4708 | 93.4593 | 0 | 260.2901 | 112.3197 | 0 | 0 | 0 | 16689.8694 | 372.1422 | 0 | 1024.9287 | 104.2484 | 164.881 | 0 | 822.8497 | 380.5411 | 0 | 0 | 0 | 7841.2248 | 114.6359 | 0 | 959.2356
| High Electrification | 2034 | 1-in-2 | Current Installation Practice | 2509.4708 | 114.2713 | 0 | 291.9708 | 95.9602 | 0 | 0 | 0 | 10794.2295 | 279.7971 | 0 | 577.2779 | 171.8408 | 177.2264 | 0 | 966.6593 | 339.9399 | 0 | 0 | 0 | 4972.6664 | 94.3885 | 0 | 604.0231
| High Electrification | 2034 | 1-in-10 | Current Installation Practice | 2509.4708 | 111.1599 | 0 | 281.1279 | 92.5602 | 0 | 0 | 0 | 16178.5841 | 376.0004 | 0 | 775.7647 | 146.3186 | 167.245 | 0 | 888.0114 | 312.7916 | 0 | 0 | 0 | 7312.4639 | 116.0236 | 0 | 742.4737
| High Electrification | 2034 | 1-in-40 | Current Installation Practice | 2509.4708 | 99.6422 | 0 | 280.5409 | 92.3708 | 0 | 0 | 0 | 18330.8965 | 413.6941 | 0 | 853.5343 | 107.1974 | 171.7441 | 0 | 886.9883 | 312.4344 | 0 | 0 | 0 | 8336.001 | 124.6921 | 0 | 797.946
| High Electrification | 2035 | 1-in-2 | Current Installation Practice | 2509.4708 | 121.3042 | 0 | 312.4734 | 77.3065 | 0 | 0 | 0 | 11693.2096 | 306.0085 | 0 | 474.7114 | 176.3822 | 182.6574 | 0 | 1033.4644 | 273.4011 | 0 | 0 | 0 | 5244.1673 | 101.5221 | 0 | 495.1961
| High Electrification | 2035 | 1-in-10 | Current Installation Practice | 2509.4708 | 117.8877 | 0 | 300.5795 | 74.4956 | 0 | 0 | 0 | 17509.1194 | 410.8283 | 0 | 637.3184 | 150.0409 | 172.2042 | 0 | 948.4673 | 251.3245 | 0 | 0 | 0 | 7704.2906 | 124.6723 | 0 | 608.116
| High Electrification | 2035 | 1-in-40 | Current Installation Practice | 2509.4708 | 105.6738 | 0 | 299.9545 | 74.3438 | 0 | 0 | 0 | 19838.6196 | 452.0175 | 0 | 701.2153 | 109.9254 | 176.8384 | 0 | 947.3831 | 251.0398 | 0 | 0 | 0 | 8782.7523 | 133.9881 | 0 | 653.556
| High Electrification | 2036 | 1-in-2 | Current Installation Practice | 2509.4708 | 126.1608 | 0 | 260.3952 | 47.7003 | 0 | 0 | 0 | 12892.7205 | 335.6779 | 0 | 394.6812 | 156.4079 | 176.315 | 0 | 661.9743 | 129.6615 | 0 | 0 | 0 | 5641.5578 | 109.0883 | 0 | 406.1997
| High Electrification | 2036 | 1-in-10 | Current Installation Practice | 2509.4708 | 123.8985 | 0 | 317.9837 | 58.3286 | 0 | 0 | 0 | 18634.0317 | 440.2966 | 0 | 517.6891 | 153.3463 | 175.3924 | 0 | 1001.9184 | 196.5055 | 0 | 0 | 0 | 8030.9072 | 132.0072 | 0 | 491.5399
| High Electrification | 2036 | 1-in-40 | Current Installation Practice | 2509.4708 | 111.0627 | 0 | 317.3249 | 58.2102 | 0 | 0 | 0 | 21113.3502 | 484.4439 | 0 | 569.5962 | 112.3479 | 180.1137 | 0 | 1000.7805 | 196.2843 | 0 | 0 | 0 | 9155.1562 | 141.8721 | 0 | 528.2729
| High Electrification | 2037 | 1-in-2 | Current Installation Practice | 2509.4708 | 131.4902 | 0 | 272.8135 | 36.1233 | 0 | 0 | 0 | 13546.5739 | 354.629 | 0 | 316.0929 | 159.3213 | 179.1219 | 0 | 692.3517 | 98.0949 | 0 | 0 | 0 | 5830.2706 | 114.2118 | 0 | 323.152
| High Electrification | 2037 | 1-in-10 | Current Installation Practice | 2509.4708 | 129.2058 | 0 | 333.338 | 44.1972 | 0 | 0 | 0 | 19590.1996 | 465.4188 | 0 | 414.8437 | 156.2915 | 178.2861 | 0 | 1048.4919 | 148.7501 | 0 | 0 | 0 | 8304.2688 | 138.2857 | 0 | 391.2669
| High Electrification | 2037 | 1-in-40 | Current Installation Practice | 2509.4708 | 115.8209 | 0 | 332.6493 | 44.1078 | 0 | 0 | 0 | 22196.8705 | 512.088 | 0 | 456.4415 | 114.5064 | 183.0864 | 0 | 1047.3072 | 148.5835 | 0 | 0 | 0 | 9466.8418 | 148.6207 | 0 | 420.509
| High Electrification | 2038 | 1-in-2 | Current Installation Practice | 2509.4708 | 137.9539 | 0 | 361.0085 | 33.5385 | 0 | 0 | 0 | 13656.7646 | 363.5007 | 0 | 243.322 | 187.1832 | 192.2869 | 0 | 1187.9904 | 118.2641 | 0 | 0 | 0 | 5820.5402 | 117.2583 | 0 | 248.8389
| High Electrification | 2038 | 1-in-10 | Current Installation Practice | 2509.4708 | 133.8282 | 0 | 346.6447 | 32.2612 | 0 | 0 | 0 | 20412.6451 | 487.1391 | 0 | 326.0837 | 158.9435 | 180.9577 | 0 | 1088.3301 | 108.5197 | 0 | 0 | 0 | 8535.7227 | 143.7387 | 0 | 305.0341
| High Electrification | 2038 | 1-in-40 | Current Installation Practice | 2509.4708 | 119.965 | 0 | 345.9302 | 32.196 | 0 | 0 | 0 | 23128.86 | 535.9888 | 0 | 358.783 | 116.4499 | 185.8308 | 0 | 1087.1056 | 108.3987 | 0 | 0 | 0 | 9730.7446 | 154.482 | 0 | 327.8329
| High Electrification | 2039 | 1-in-2 | Current Installation Practice | 2509.4708 | 140.1161 | 0 | 292.7182 | 18.449 | 0 | 0 | 0 | 14594.6533 | 385.2685 | 0 | 190.0698 | 164.341 | 184.1625 | 0 | 740.0756 | 50.0655 | 0 | 0 | 0 | 6125.893 | 122.551 | 0 | 190.8953
| High Electrification | 2039 | 1-in-10 | Current Installation Practice | 2509.4708 | 137.7929 | 0 | 357.9471 | 22.5908 | 0 | 0 | 0 | 21122.893 | 506.0383 | 0 | 249.6509 | 161.3459 | 183.451 | 0 | 1121.6688 | 75.98 | 0 | 0 | 0 | 8732.3739 | 148.5024 | 0 | 231.3192
| High Electrification | 2039 | 1-in-40 | Current Installation Practice | 2509.4708 | 123.5195 | 0 | 357.2107 | 22.5452 | 0 | 0 | 0 | 23933.7058 | 556.7853 | 0 | 274.6866 | 118.2104 | 188.3919 | 0 | 1120.4109 | 75.8956 | 0 | 0 | 0 | 9954.9643 | 159.6023 | 0 | 248.6093
| High Electrification | 2040 | 1-in-2 | Current Installation Practice | 2509.4708 | 143.4772 | 0 | 300.3215 | 12.3384 | 0 | 0 | 0 | 15011.7579 | 397.6391 | 0 | 140.5047 | 166.5116 | 186.4576 | 0 | 757.8016 | 33.4888 | 0 | 0 | 0 | 6240.5292 | 125.9401 | 0 | 139.6261
| High Electrification | 2040 | 1-in-10 | Current Installation Practice | 2509.4708 | 141.1373 | 0 | 367.3463 | 15.1126 | 0 | 0 | 0 | 21732.5816 | 522.4312 | 0 | 184.5997 | 163.5222 | 185.7887 | 0 | 1148.8524 | 50.8371 | 0 | 0 | 0 | 8898.2476 | 152.6513 | 0 | 169.2401
| High Electrification | 2040 | 1-in-40 | Current Installation Practice | 2509.4708 | 126.5178 | 0 | 366.5916 | 15.0821 | 0 | 0 | 0 | 24624.5946 | 574.8237 | 0 | 203.1124 | 119.8052 | 190.7931 | 0 | 1147.5673 | 50.7808 | 0 | 0 | 0 | 10144.0899 | 164.0618 | 0 | 181.8906
| High Electrification | 2041 | 1-in-2 | Current Installation Practice | 2509.4708 | 148.4834 | 0 | 390.9006 | 9.9975 | 0 | 0 | 0 | 14898.047 | 400.6783 | 0 | 97.3722 | 195.0656 | 199.9325 | 0 | 1278.6415 | 35.2671 | 0 | 0 | 0 | 6167.0899 | 127.5658 | 0 | 96.4773
| High Electrification | 2041 | 1-in-10 | Current Installation Practice | 2509.4708 | 143.9176 | 0 | 375.0215 | 9.6084 | 0 | 0 | 0 | 22248.6363 | 536.4955 | 0 | 130.3782 | 165.4928 | 187.9894 | 0 | 1170.359 | 32.3331 | 0 | 0 | 0 | 9036.0761 | 156.2382 | 0 | 118.162
| High Electrification | 2041 | 1-in-40 | Current Installation Practice | 2509.4708 | 129.0104 | 0 | 374.2517 | 9.5891 | 0 | 0 | 0 | 25209.3753 | 590.2997 | 0 | 143.4537 | 121.2493 | 193.0535 | 0 | 1169.0523 | 32.2974 | 0 | 0 | 0 | 10301.2375 | 167.9172 | 0 | 126.9947
| High Electrification | 2042 | 1-in-2 | Current Installation Practice | 2509.4708 | 148.563 | 0 | 311.5187 | 4.699 | 0 | 0 | 0 | 15655.9582 | 417.1682 | 0 | 65.882 | 170.2606 | 190.6695 | 0 | 782.4891 | 12.7641 | 0 | 0 | 0 | 6412.5675 | 131.3668 | 0 | 63.911
| High Electrification | 2042 | 1-in-10 | Current Installation Practice | 2509.4708 | 146.194 | 0 | 381.1827 | 5.7576 | 0 | 0 | 0 | 22673.5322 | 548.2909 | 0 | 86.5898 | 167.2653 | 190.0554 | 0 | 1186.716 | 19.3834 | 0 | 0 | 0 | 9146.9178 | 159.2876 | 0 | 77.4947
| High Electrification | 2042 | 1-in-40 | Current Installation Practice | 2509.4708 | 131.0511 | 0 | 380.401 | 5.746 | 0 | 0 | 0 | 25690.8558 | 603.279 | 0 | 95.2739 | 122.5481 | 195.1755 | 0 | 1185.3929 | 19.362 | 0 | 0 | 0 | 10427.6152 | 171.1948 | 0 | 83.2876
| High Electrification | 2043 | 1-in-2 | Current Installation Practice | 2509.4708 | 150.4166 | 0 | 315.4757 | 2.6104 | 0 | 0 | 0 | 15885.0247 | 424.3675 | 0 | 40.1669 | 171.8495 | 192.5829 | 0 | 790.2612 | 7.0938 | 0 | 0 | 0 | 6470.9607 | 133.4289 | 0 | 38.394
| High Electrification | 2043 | 1-in-10 | Current Installation Practice | 2509.4708 | 148.0344 | 0 | 386.0676 | 3.1988 | 0 | 0 | 0 | 23007.8297 | 557.815 | 0 | 52.7979 | 168.8451 | 191.9839 | 0 | 1198.636 | 10.7738 | 0 | 0 | 0 | 9231.2352 | 161.8059 | 0 | 46.5594
| High Electrification | 2043 | 1-in-40 | Current Installation Practice | 2509.4708 | 132.7011 | 0 | 385.2762 | 3.1924 | 0 | 0 | 0 | 26069.6736 | 613.759 | 0 | 58.093 | 123.7057 | 197.1561 | 0 | 1197.3012 | 10.7619 | 0 | 0 | 0 | 10523.7516 | 173.9016 | 0 | 50.0399
| High Electrification | 2044 | 1-in-2 | Current Installation Practice | 2509.4708 | 154.3079 | 0 | 406.5705 | 1.6515 | 0 | 0 | 0 | 15574.976 | 422.1447 | 0 | 21.1677 | 200.7301 | 206.152 | 0 | 1319.1845 | 5.8329 | 0 | 0 | 0 | 6342.1743 | 133.7786 | 0 | 19.9839
| High Electrification | 2044 | 1-in-10 | Current Installation Practice | 2509.4708 | 149.5108 | 0 | 389.9185 | 1.5867 | 0 | 0 | 0 | 23251.431 | 565.0409 | 0 | 28.333 | 170.239 | 193.7697 | 0 | 1207.0468 | 5.3458 | 0 | 0 | 0 | 9289.3648 | 163.7901 | 0 | 24.467
| High Electrification | 2044 | 1-in-40 | Current Installation Practice | 2509.4708 | 134.0247 | 0 | 389.1197 | 1.5835 | 0 | 0 | 0 | 26345.7196 | 621.7103 | 0 | 31.1746 | 124.7271 | 198.9902 | 0 | 1205.7038 | 5.3399 | 0 | 0 | 0 | 10590.031 | 176.0343 | 0 | 26.296
| High Electrification | 2045 | 1-in-2 | Current Installation Practice | 2509.4708 | 153.1042 | 0 | 321.0794 | 0.51194 | 0 | 0 | 0 | 16157.4388 | 433.556 | 0 | 9.222 | 174.493 | 195.9977 | 0 | 799.6041 | 1.392 | 0 | 0 | 0 | 6533.8967 | 136.2423 | 0 | 8.2632
| High Electrification | 2045 | 1-in-10 | Current Installation Practice | 2509.4708 | 150.6945 | 0 | 392.9643 | 0.6274 | 0 | 0 | 0 | 23404.7272 | 569.9497 | 0 | 12.1231 | 171.4594 | 195.4076 | 0 | 1212.928 | 2.1144 | 0 | 0 | 0 | 9321.947 | 165.2342 | 0 | 10.0216
| High Electrification | 2045 | 1-in-40 | Current Installation Practice | 2509.4708 | 135.0859 | 0 | 392.1596 | 0.62614 | 0 | 0 | 0 | 26519.4371 | 627.1119 | 0 | 13.339 | 125.6214 | 200.6724 | 0 | 1211.5794 | 2.1121 | 0 | 0 | 0 | 10627.1835 | 177.5865 | 0 | 10.7707
| High Electrification | 2046 | 1-in-2 | Current Installation Practice | 2509.4708 | 156.5225 | 0 | 412.3054 | 0.095531 | 0 | 0 | 0 | 15721.4104 | 427.7656 | 0 | 1.9686 | 203.4302 | 209.4816 | 0 | 1330.1926 | 0.33763 | 0 | 0 | 0 | 6370.1302 | 135.7014 | 0 | 1.3677
| High Electrification | 2046 | 1-in-10 | Current Installation Practice | 2509.4708 | 151.6529 | 0 | 395.409 | 0.091778 | 0 | 0 | 0 | 23469.4711 | 572.5507 | 0 | 2.635 | 172.5249 | 196.8945 | 0 | 1217.0897 | 0.30943 | 0 | 0 | 0 | 9330.0861 | 166.1403 | 0 | 1.6745
| High Electrification | 2046 | 1-in-40 | Current Installation Practice | 2509.4708 | 135.9451 | 0 | 394.5995 | 0.091594 | 0 | 0 | 0 | 26592.8121 | 629.9741 | 0 | 2.8992 | 126.402 | 202.1996 | 0 | 1215.7372 | 0.30909 | 0 | 0 | 0 | 10636.4683 | 178.5604 | 0 | 1.7997
| High Electrification | 2047 | 1-in-2 | Current Installation Practice | 2509.4708 | 154.8926 | 0 | 324.7434 | 0 | 0 | 0 | 0 | 16189.0411 | 435.8241 | 0 | 0 | 176.5397 | 198.8413 | 0 | 804.4218 | 0 | 0 | 0 | 0 | 6529.7964 | 137.3097 | 0 | 0
| High Electrification | 2047 | 1-in-10 | Current Installation Practice | 2509.4708 | 152.4455 | 0 | 397.4246 | 0 | 0 | 0 | 0 | 23449.0817 | 572.8966 | 0 | 0 | 173.46 | 198.2306 | 0 | 1220.162 | 0 | 0 | 0 | 0 | 9315.5318 | 166.5186 | 0 | 0
| High Electrification | 2047 | 1-in-40 | Current Installation Practice | 2509.4708 | 136.6557 | 0 | 396.611 | 0 | 0 | 0 | 0 | 26569.7162 | 630.3548 | 0 | 0 | 127.0872 | 203.5717 | 0 | 1218.8064 | 0 | 0 | 0 | 0 | 10619.8788 | 178.967 | 0 | 0
| High Electrification | 2048 | 1-in-2 | Current Installation Practice | 2509.4708 | 158.0169 | 0 | 416.1464 | 0 | 0 | 0 | 0 | 15637.9978 | 426.6034 | 0 | 0 | 205.4841 | 212.1373 | 0 | 1336.0319 | 0 | 0 | 0 | 0 | 6335.2266 | 135.8875 | 0 | 0
| High Electrification | 2048 | 1-in-10 | Current Installation Practice | 2509.4708 | 153.1224 | 0 | 399.1491 | 0 | 0 | 0 | 0 | 23348.254 | 571.0759 | 0 | 0 | 174.2914 | 199.4188 | 0 | 1222.6056 | 0 | 0 | 0 | 0 | 9280.2775 | 166.3916 | 0 | 0
| High Electrification | 2048 | 1-in-40 | Current Installation Practice | 2509.4708 | 137.2625 | 0 | 398.332 | 0 | 0 | 0 | 0 | 26455.4715 | 628.3516 | 0 | 0 | 127.6963 | 204.7919 | 0 | 1221.2473 | 0 | 0 | 0 | 0 | 10579.6888 | 178.8305 | 0 | 0
| High Electrification | 2049 | 1-in-2 | Current Installation Practice | 2509.4708 | 156.2232 | 0 | 327.4775 | 0 | 0 | 0 | 0 | 16001.6204 | 431.5986 | 0 | 0 | 178.1875 | 201.1256 | 0 | 807.615 | 0 | 0 | 0 | 0 | 6468.6688 | 136.7364 | 0 | 0
| High Electrification | 2049 | 1-in-10 | Current Installation Practice | 2509.4708 | 153.7226 | 0 | 400.6859 | 0 | 0 | 0 | 0 | 23172.7165 | 567.2223 | 0 | 0 | 175.042 | 200.4655 | 0 | 1224.7468 | 0 | 0 | 0 | 0 | 9226.377 | 165.7884 | 0 | 0
| High Electrification | 2049 | 1-in-40 | Current Installation Practice | 2509.4708 | 137.8005 | 0 | 399.8656 | 0 | 0 | 0 | 0 | 26256.5684 | 624.1113 | 0 | 0 | 128.2463 | 205.8668 | 0 | 1223.3859 | 0 | 0 | 0 | 0 | 10518.2393 | 178.1822 | 0 | 0
| High Electrification | 2050 | 1-in-2 | Current Installation Practice | 2509.4708 | 156.8093 | 0 | 328.6921 | 0 | 0 | 0 | 0 | 15836.2886 | 427.3261 | 0 | 0 | 178.9149 | 202.0776 | 0 | 809.1008 | 0 | 0 | 0 | 0 | 6420.3295 | 135.9042 | 0 | 0
| High Electrification | 2050 | 1-in-10 | Current Installation Practice | 2509.4708 | 154.2749 | 0 | 402.1083 | 0 | 0 | 0 | 0 | 22929.6566 | 561.5182 | 0 | 0 | 175.7288 | 201.3825 | 0 | 1226.8056 | 0 | 0 | 0 | 0 | 9155.9784 | 164.7532 | 0 | 0
| High Electrification | 2050 | 1-in-40 | Current Installation Practice | 2509.4708 | 138.2955 | 0 | 401.285 | 0 | 0 | 0 | 0 | 25981.151 | 617.835 | 0 | 0 | 128.7494 | 206.8084 | 0 | 1225.4419 | 0 | 0 | 0 | 0 | 10437.9792 | 177.0695 | 0 | 0
| Electrification with Fuel Backup | 2021 | 1-in-2 | Current Installation Practice | 2509.4708 | 19.6816 | 0 | 51.2091 | 300.5836 | 0 | 0 | 0 | 609.449 | 7.6972 | 8.0108 | 2611.1062 | 57.9366 | 70.0949 | 0 | 137.0737 | 977.8565 | 0 | 0 | 0 | 1453.2657 | 18.2035 | 14.7367 | 2642.0564
| Electrification with Fuel Backup | 2021 | 1-in-10 | Current Installation Practice | 2509.4708 | 21.8873 | 0 | 51.3567 | 301.3597 | 0 | 0 | 0 | 920.6048 | 10.3985 | 7.5528 | 3527.4771 | 78.9235 | 68.1232 | 0 | 137.4639 | 980.2604 | 0 | 0 | 0 | 2146.2578 | 22.419 | 10.3363 | 3253.8994
| Electrification with Fuel Backup | 2021 | 1-in-40 | Current Installation Practice | 2509.4708 | 19.6159 | 0 | 51.2401 | 300.6879 | 0 | 0 | 0 | 1042.8865 | 11.4389 | 7.1675 | 3880.3939 | 57.8111 | 69.9431 | 0 | 137.2805 | 978.9621 | 0 | 0 | 0 | 2446.2258 | 24.0896 | 7.6059 | 3496.3683
| Electrification with Fuel Backup | 2022 | 1-in-2 | Current Installation Practice | 2509.4708 | 19.8249 | 0 | 64.9394 | 284.2988 | 0 | 0 | 0 | 675.4622 | 8.7385 | 11.9237 | 2541.1269 | 58.346 | 70.6054 | 0 | 185.1785 | 930.8042 | 0 | 0 | 0 | 1511.7946 | 18.4889 | 21.8132 | 2562.4976
| Electrification with Fuel Backup | 2022 | 1-in-10 | Current Installation Practice | 2509.4708 | 22.042 | 0 | 65.1127 | 284.972 | 0 | 0 | 0 | 1020.1033 | 11.8028 | 11.2395 | 3432.2049 | 79.4642 | 68.6047 | 0 | 185.666 | 932.893 | 0 | 0 | 0 | 2232.2192 | 22.7656 | 15.2965 | 3155.2423
| Electrification with Fuel Backup | 2022 | 1-in-40 | Current Installation Practice | 2509.4708 | 19.7545 | 0 | 64.9645 | 284.335 | 0 | 0 | 0 | 1155.5945 | 12.9835 | 10.6661 | 3775.5683 | 58.2069 | 70.437 | 0 | 185.4172 | 931.6521 | 0 | 0 | 0 | 2544.1869 | 24.4619 | 11.2557 | 3390.3402
| Electrification with Fuel Backup | 2023 | 1-in-2 | Current Installation Practice | 2509.4708 | 19.9661 | 0 | 79.8932 | 267.9526 | 0 | 0 | 0 | 749.7476 | 9.9556 | 16.7187 | 2465.8935 | 58.7421 | 71.108 | 0 | 236.8765 | 882.6258 | 0 | 0 | 0 | 1576.2168 | 18.8107 | 30.4085 | 2487.0433
| Electrification with Fuel Backup | 2023 | 1-in-10 | Current Installation Practice | 2509.4708 | 22.1944 | 0 | 80.0897 | 268.5311 | 0 | 0 | 0 | 1132.055 | 13.4439 | 15.7561 | 3329.8954 | 79.987 | 69.0786 | 0 | 237.4507 | 884.422 | 0 | 0 | 0 | 2326.8556 | 23.1571 | 21.3195 | 3061.6955
| Electrification with Fuel Backup | 2023 | 1-in-40 | Current Installation Practice | 2509.4708 | 19.8909 | 0 | 79.9069 | 267.9291 | 0 | 0 | 0 | 1282.4073 | 14.7888 | 14.9522 | 3662.9993 | 58.5894 | 70.9231 | 0 | 237.1308 | 883.2397 | 0 | 0 | 0 | 2652.0318 | 24.8823 | 15.6875 | 3289.8014
| Electrification with Fuel Backup | 2024 | 1-in-2 | Current Installation Practice | 2509.4708 | 20.1045 | 0 | 95.7062 | 252.3718 | 0 | 0 | 0 | 833.6132 | 11.3697 | 22.5014 | 2385.448 | 59.1225 | 71.6007 | 0 | 290.6949 | 836.068 | 0 | 0 | 0 | 1647.5565 | 19.1836 | 40.6799 | 2413.1066
| Electrification with Fuel Backup | 2024 | 1-in-10 | Current Installation Practice | 2509.4708 | 22.3443 | 0 | 95.925 | 252.8728 | 0 | 0 | 0 | 1258.4665 | 15.3508 | 21.2021 | 3220.7043 | 80.491 | 69.5452 | 0 | 291.3489 | 837.6241 | 0 | 0 | 0 | 2431.7473 | 23.612 | 28.5159 | 2970.1597
| Electrification with Fuel Backup | 2024 | 1-in-40 | Current Installation Practice | 2509.4708 | 20.0251 | 0 | 95.7052 | 252.3037 | 0 | 0 | 0 | 1425.596 | 16.8863 | 20.1201 | 3542.8555 | 58.9581 | 71.4016 | 0 | 290.954 | 836.4974 | 0 | 0 | 0 | 2771.5586 | 25.371 | 20.9827 | 3191.419
| Electrification with Fuel Backup | 2025 | 1-in-2 | Current Installation Practice | 2509.4708 | 22.8717 | 0 | 89.5907 | 190.6075 | 0 | 0 | 0 | 1020.2827 | 13.8608 | 29.8194 | 2452.07 | 85.4682 | 70.0992 | 0 | 205.6258 | 472.9111 | 0 | 0 | 0 | 1887.3796 | 20.4595 | 49.8334 | 2439.0468
| Electrification with Fuel Backup | 2025 | 1-in-10 | Current Installation Practice | 2509.4708 | 22.4919 | 0 | 112.2574 | 238.8317 | 0 | 0 | 0 | 1401.1481 | 17.553 | 27.6723 | 3105.2492 | 80.9754 | 70.0044 | 0 | 345.8216 | 795.3423 | 0 | 0 | 0 | 2548.3406 | 24.1445 | 36.9787 | 2878.3471
| Electrification with Fuel Backup | 2025 | 1-in-40 | Current Installation Practice | 2509.4708 | 20.1571 | 0 | 111.999 | 238.2916 | 0 | 0 | 0 | 1587.209 | 19.3086 | 26.2598 | 3415.8147 | 59.3122 | 71.8722 | 0 | 345.3491 | 794.2637 | 0 | 0 | 0 | 2904.413 | 25.9428 | 27.2095 | 3092.7331
| Electrification with Fuel Backup | 2026 | 1-in-2 | Current Installation Practice | 2509.4708 | 23.0086 | 0 | 102.4988 | 181.0958 | 0 | 0 | 0 | 1133.6614 | 15.7865 | 37.709 | 2356.3432 | 85.9178 | 70.5183 | 0 | 237.0061 | 451.5378 | 0 | 0 | 0 | 1980.3323 | 20.9572 | 62.5793 | 2359.2713
| Electrification with Fuel Backup | 2026 | 1-in-10 | Current Installation Practice | 2509.4708 | 22.6281 | 0 | 128.4401 | 226.9293 | 0 | 0 | 0 | 1556.9583 | 19.993 | 34.9962 | 2984.2296 | 81.407 | 70.4279 | 0 | 398.6246 | 759.4493 | 0 | 0 | 0 | 2674.0308 | 24.7336 | 46.4399 | 2784.396
| Electrification with Fuel Backup | 2026 | 1-in-40 | Current Installation Practice | 2509.4708 | 20.2789 | 0 | 128.1427 | 226.4131 | 0 | 0 | 0 | 1763.6858 | 21.9923 | 33.2094 | 3282.6474 | 59.6276 | 72.306 | 0 | 398.0746 | 758.4091 | 0 | 0 | 0 | 3047.6245 | 26.5754 | 34.1708 | 2991.7441
| Electrification with Fuel Backup | 2027 | 1-in-2 | Current Installation Practice | 2509.4708 | 23.1353 | 0 | 115.1527 | 173.4791 | 0 | 0 | 0 | 1255.7417 | 17.8857 | 46.4619 | 2258.4592 | 86.3178 | 70.9065 | 0 | 267.0031 | 434.4657 | 0 | 0 | 0 | 2079.6678 | 21.4977 | 76.5225 | 2278.3676
| Electrification with Fuel Backup | 2027 | 1-in-10 | Current Installation Practice | 2509.4708 | 22.7527 | 0 | 144.2967 | 217.3848 | 0 | 0 | 0 | 1724.6218 | 22.6516 | 43.1194 | 2860.2624 | 81.7859 | 70.8155 | 0 | 449.0771 | 730.7352 | 0 | 0 | 0 | 2808.1626 | 25.3715 | 56.7871 | 2688.9137
| Electrification with Fuel Backup | 2027 | 1-in-40 | Current Installation Practice | 2509.4708 | 20.3903 | 0 | 143.9603 | 216.8869 | 0 | 0 | 0 | 1953.5802 | 24.9164 | 40.9172 | 3146.2341 | 59.9042 | 72.7029 | 0 | 448.4504 | 729.7229 | 0 | 0 | 0 | 3200.4456 | 27.2604 | 41.7837 | 2889.1059
| Electrification with Fuel Backup | 2028 | 1-in-2 | Current Installation Practice | 2509.4708 | 20.5739 | 0 | 159.3823 | 209.6955 | 0 | 0 | 0 | 1259.7422 | 18.8889 | 55.1267 | 2027.178 | 60.3147 | 73.2719 | 0 | 495.795 | 707.6028 | 0 | 0 | 0 | 1997.8403 | 21.1639 | 96.804 | 2107.3801
| Electrification with Fuel Backup | 2028 | 1-in-10 | Current Installation Practice | 2509.4708 | 22.8658 | 0 | 159.7447 | 210.1091 | 0 | 0 | 0 | 1901.7501 | 25.5024 | 51.9431 | 2736.9536 | 82.113 | 71.1676 | 0 | 496.9044 | 708.9111 | 0 | 0 | 0 | 2948.72 | 26.0491 | 67.857 | 2593.8259
| Electrification with Fuel Backup | 2028 | 1-in-40 | Current Installation Practice | 2509.4708 | 20.4912 | 0 | 159.3695 | 209.6243 | 0 | 0 | 0 | 2154.1863 | 28.0517 | 49.2894 | 3010.5444 | 60.1427 | 73.063 | 0 | 496.2023 | 707.9167 | 0 | 0 | 0 | 3360.5795 | 27.988 | 49.928 | 2786.8902
| Electrification with Fuel Backup | 2029 | 1-in-2 | Current Installation Practice | 2509.4708 | 23.3569 | 0 | 139.4807 | 163.4685 | 0 | 0 | 0 | 1519.6098 | 22.5314 | 66.1926 | 2067.3809 | 86.9655 | 71.5855 | 0 | 322.3587 | 412.0731 | 0 | 0 | 0 | 2291.3829 | 22.6756 | 107.2409 | 2119.7526
| Electrification with Fuel Backup | 2029 | 1-in-10 | Current Installation Practice | 2509.4708 | 22.9675 | 0 | 174.7572 | 204.8118 | 0 | 0 | 0 | 2086.7228 | 28.5312 | 61.422 | 2617.901 | 82.3881 | 71.4836 | 0 | 542.1046 | 692.9756 | 0 | 0 | 0 | 3093.6063 | 26.7579 | 79.572 | 2501.3665
| Electrification with Fuel Backup | 2029 | 1-in-40 | Current Installation Practice | 2509.4708 | 20.582 | 0 | 174.3436 | 204.3355 | 0 | 0 | 0 | 2363.6693 | 31.3827 | 58.283 | 2879.5391 | 60.3432 | 73.3861 | 0 | 541.3289 | 691.9911 | 0 | 0 | 0 | 3525.639 | 28.749 | 58.5466 | 2687.5004
| Electrification with Fuel Backup | 2030 | 1-in-2 | Current Installation Practice | 2509.4708 | 23.4503 | 0 | 151.1182 | 160.5369 | 0 | 0 | 0 | 1660.7767 | 25.0898 | 77.217 | 1978.8069 | 87.2065 | 71.8715 | 0 | 347.7806 | 405.3782 | 0 | 0 | 0 | 2401.5479 | 23.3107 | 124.0655 | 2044.9896
| Electrification with Fuel Backup | 2030 | 1-in-10 | Current Installation Practice | 2509.4708 | 23.0575 | 0 | 189.3237 | 201.1236 | 0 | 0 | 0 | 2280.4002 | 31.7685 | 71.6465 | 2505.5514 | 82.6102 | 71.7638 | 0 | 584.8119 | 681.6654 | 0 | 0 | 0 | 3242.0955 | 27.5052 | 92.0488 | 2412.9617
| Electrification with Fuel Backup | 2030 | 1-in-40 | Current Installation Practice | 2509.4708 | 20.6623 | 0 | 188.8723 | 200.6523 | 0 | 0 | 0 | 2583.0058 | 34.9429 | 67.9838 | 2755.9124 | 60.5047 | 73.6725 | 0 | 583.9648 | 680.685 | 0 | 0 | 0 | 3694.8 | 29.5514 | 67.7255 | 2592.4713
| Electrification with Fuel Backup | 2031 | 1-in-2 | Current Installation Practice | 2509.4708 | 20.82 | 0 | 203.0183 | 198.3515 | 0 | 0 | 0 | 1647.3592 | 26.1447 | 87.9484 | 1778.3785 | 60.8184 | 74.1481 | 0 | 623.8433 | 672.7065 | 0 | 0 | 0 | 2300.7915 | 23.0039 | 150.6956 | 1892.3951
| Electrification with Fuel Backup | 2031 | 1-in-10 | Current Installation Practice | 2509.4708 | 23.1464 | 0 | 203.542 | 198.8034 | 0 | 0 | 0 | 2487.6686 | 35.3095 | 82.8945 | 2401.7745 | 82.8241 | 72.0405 | 0 | 625.43 | 674.1559 | 0 | 0 | 0 | 3396.8979 | 28.3226 | 105.6658 | 2329.9266
| Electrification with Fuel Backup | 2031 | 1-in-40 | Current Installation Practice | 2509.4708 | 20.7416 | 0 | 203.0534 | 198.3343 | 0 | 0 | 0 | 2817.7326 | 38.8371 | 78.6555 | 2641.7229 | 60.6604 | 73.9554 | 0 | 624.5139 | 673.1752 | 0 | 0 | 0 | 3871.1551 | 30.4291 | 77.743 | 2503.2182
| Electrification with Fuel Backup | 2032 | 1-in-2 | Current Installation Practice | 2509.4708 | 23.6295 | 0 | 173.5158 | 157.703 | 0 | 0 | 0 | 1973.6672 | 30.9487 | 102.6708 | 1822.2373 | 87.6468 | 72.4209 | 0 | 394.8878 | 398.2227 | 0 | 0 | 0 | 2635.0992 | 24.7654 | 162.5193 | 1908.9818
| Electrification with Fuel Backup | 2032 | 1-in-10 | Current Installation Practice | 2509.4708 | 23.2342 | 0 | 217.3882 | 197.5772 | 0 | 0 | 0 | 2710.0817 | 39.1878 | 95.266 | 2307.3499 | 83.0289 | 72.3137 | 0 | 664.0385 | 669.6464 | 0 | 0 | 0 | 3557.4611 | 29.2223 | 120.5815 | 2252.5257
| Electrification with Fuel Backup | 2032 | 1-in-40 | Current Installation Practice | 2509.4708 | 20.82 | 0 | 216.8633 | 197.1082 | 0 | 0 | 0 | 3069.6115 | 43.1022 | 90.393 | 2537.8286 | 60.8095 | 74.2348 | 0 | 663.0563 | 668.6628 | 0 | 0 | 0 | 4054.0773 | 31.3953 | 88.7159 | 2420.0259
| Electrification with Fuel Backup | 2033 | 1-in-2 | Current Installation Practice | 2509.4708 | 23.7154 | 0 | 184.2603 | 157.3461 | 0 | 0 | 0 | 2141.9144 | 34.1945 | 116.838 | 1757.5468 | 87.8473 | 72.6838 | 0 | 416.7208 | 396.8125 | 0 | 0 | 0 | 2753.5432 | 25.576 | 183.8352 | 1850.5698
| Electrification with Fuel Backup | 2033 | 1-in-10 | Current Installation Practice | 2509.4708 | 23.321 | 0 | 230.8726 | 197.1499 | 0 | 0 | 0 | 2941.4012 | 43.302 | 108.4223 | 2225.6616 | 83.2272 | 72.5836 | 0 | 700.823 | 667.342 | 0 | 0 | 0 | 3717.7379 | 30.1818 | 136.4106 | 2183.8215
| Electrification with Fuel Backup | 2033 | 1-in-40 | Current Installation Practice | 2509.4708 | 20.8975 | 0 | 230.3124 | 196.6796 | 0 | 0 | 0 | 3331.5786 | 47.6269 | 102.8751 | 2447.951 | 60.9541 | 74.5109 | 0 | 699.778 | 666.3538 | 0 | 0 | 0 | 4236.6773 | 32.4257 | 100.3606 | 2346.1845
| Electrification with Fuel Backup | 2034 | 1-in-2 | Current Installation Practice | 2509.4708 | 23.7998 | 0 | 194.7475 | 157.3961 | 0 | 0 | 0 | 2305.616 | 37.4262 | 130.9665 | 1708.3982 | 88.0468 | 72.9424 | 0 | 437.6196 | 396.2798 | 0 | 0 | 0 | 2862.8083 | 26.3877 | 205.0597 | 1805.3608
| Electrification with Fuel Backup | 2034 | 1-in-10 | Current Installation Practice | 2509.4708 | 23.4066 | 0 | 244.0394 | 197.2341 | 0 | 0 | 0 | 3166.5517 | 47.3997 | 121.5464 | 2163.6589 | 83.4253 | 72.8498 | 0 | 736.0502 | 666.519 | 0 | 0 | 0 | 3865.6861 | 31.143 | 152.1763 | 2130.704
| Electrification with Fuel Backup | 2034 | 1-in-40 | Current Installation Practice | 2509.4708 | 20.974 | 0 | 243.4448 | 196.7616 | 0 | 0 | 0 | 3586.5598 | 52.1332 | 115.3267 | 2379.7321 | 61.0985 | 74.7835 | 0 | 734.9454 | 665.5254 | 0 | 0 | 0 | 4405.2334 | 33.4581 | 111.9588 | 2289.0951
| Electrification with Fuel Backup | 2035 | 1-in-2 | Current Installation Practice | 2509.4708 | 21.135 | 0 | 256.3447 | 197.2132 | 0 | 0 | 0 | 2233.5091 | 37.9633 | 142.0964 | 1575.1758 | 61.4234 | 75.2694 | 0 | 768.2189 | 665.4171 | 0 | 0 | 0 | 2704.181 | 26.0391 | 238.2235 | 1705.1645
| Electrification with Fuel Backup | 2035 | 1-in-10 | Current Installation Practice | 2509.4708 | 23.491 | 0 | 256.9453 | 197.616 | 0 | 0 | 0 | 3372.0153 | 51.2589 | 133.8994 | 2126.8392 | 83.6282 | 73.1127 | 0 | 769.9912 | 666.6936 | 0 | 0 | 0 | 3991.5225 | 32.0519 | 166.9999 | 2098.9123
| Electrification with Fuel Backup | 2035 | 1-in-40 | Current Installation Practice | 2509.4708 | 21.0495 | 0 | 256.3172 | 197.141 | 0 | 0 | 0 | 3819.2457 | 56.3775 | 127.0466 | 2339.2169 | 61.2467 | 75.0527 | 0 | 768.8294 | 665.6944 | 0 | 0 | 0 | 4548.5971 | 34.4343 | 122.8638 | 2254.9222
| Electrification with Fuel Backup | 2036 | 1-in-2 | Current Installation Practice | 2509.4708 | 23.9671 | 0 | 214.1741 | 158.1117 | 0 | 0 | 0 | 2581.428 | 43.1252 | 155.8615 | 1667.9892 | 88.4691 | 73.4552 | 0 | 475.2653 | 396.8572 | 0 | 0 | 0 | 3027.8361 | 27.8264 | 242.382 | 1767.6522
| Electrification with Fuel Backup | 2036 | 1-in-10 | Current Installation Practice | 2509.4708 | 23.5744 | 0 | 268.4197 | 198.1579 | 0 | 0 | 0 | 3545.8392 | 54.6248 | 144.6705 | 2112.7706 | 83.8369 | 73.372 | 0 | 799.4773 | 667.5816 | 0 | 0 | 0 | 4089.0847 | 32.8454 | 179.8981 | 2086.4854
| Electrification with Fuel Backup | 2036 | 1-in-40 | Current Installation Practice | 2509.4708 | 21.1241 | 0 | 267.7621 | 197.6806 | 0 | 0 | 0 | 4016.1022 | 60.0791 | 137.2657 | 2323.7309 | 61.3991 | 75.3185 | 0 | 798.2667 | 666.5775 | 0 | 0 | 0 | 4659.7504 | 35.2866 | 132.3524 | 2241.5596
| Electrification with Fuel Backup | 2037 | 1-in-2 | Current Installation Practice | 2509.4708 | 24.0494 | 0 | 222.2352 | 158.5973 | 0 | 0 | 0 | 2690.5808 | 45.4738 | 166.1021 | 1667.6374 | 88.6889 | 73.707 | 0 | 490.3453 | 397.6816 | 0 | 0 | 0 | 3085.3834 | 28.418 | 257.7045 | 1766.2727
| Electrification with Fuel Backup | 2037 | 1-in-10 | Current Installation Practice | 2509.4708 | 23.6566 | 0 | 278.5384 | 198.7779 | 0 | 0 | 0 | 3695.9827 | 57.6031 | 154.1847 | 2112.4458 | 84.0501 | 73.6278 | 0 | 824.8917 | 669.0066 | 0 | 0 | 0 | 4167.0407 | 33.5457 | 191.2815 | 2084.9764
| Electrification with Fuel Backup | 2037 | 1-in-40 | Current Installation Practice | 2509.4708 | 21.1977 | 0 | 277.855 | 198.2984 | 0 | 0 | 0 | 4186.1431 | 63.3545 | 146.2923 | 2323.3653 | 61.555 | 75.5808 | 0 | 823.6396 | 667.9979 | 0 | 0 | 0 | 4748.5686 | 36.0387 | 140.7268 | 2239.9304
| Electrification with Fuel Backup | 2038 | 1-in-2 | Current Installation Practice | 2509.4708 | 24.1303 | 0 | 229.273 | 159.1077 | 0 | 0 | 0 | 2787.9248 | 47.5919 | 175.3188 | 1671.392 | 88.9124 | 73.9551 | 0 | 503.2373 | 398.7461 | 0 | 0 | 0 | 3134.2932 | 28.9468 | 271.4862 | 1767.4278
| Electrification with Fuel Backup | 2038 | 1-in-10 | Current Installation Practice | 2509.4708 | 23.7377 | 0 | 287.3772 | 199.4301 | 0 | 0 | 0 | 3829.9412 | 60.2899 | 162.7502 | 2117.3343 | 84.2671 | 73.8802 | 0 | 846.6324 | 670.8393 | 0 | 0 | 0 | 4233.3618 | 34.1721 | 201.5236 | 2086.4705
| Electrification with Fuel Backup | 2038 | 1-in-40 | Current Installation Practice | 2509.4708 | 21.2703 | 0 | 286.6714 | 198.9485 | 0 | 0 | 0 | 4337.8564 | 66.3094 | 154.4191 | 2328.7361 | 61.7138 | 75.8397 | 0 | 845.3452 | 669.8262 | 0 | 0 | 0 | 4824.1331 | 36.7116 | 148.2616 | 2241.5299
| Electrification with Fuel Backup | 2039 | 1-in-2 | Current Installation Practice | 2509.4708 | 24.21 | 0 | 235.3476 | 159.6238 | 0 | 0 | 0 | 2876.4621 | 49.5259 | 183.7154 | 1675.9587 | 89.139 | 74.199 | 0 | 514.1496 | 399.9841 | 0 | 0 | 0 | 3177.7334 | 29.4201 | 284.0291 | 1768.1508
| Electrification with Fuel Backup | 2039 | 1-in-10 | Current Installation Practice | 2509.4708 | 23.8178 | 0 | 295.0127 | 200.0914 | 0 | 0 | 0 | 3951.8563 | 62.7444 | 170.5573 | 2123.2732 | 84.488 | 74.1292 | 0 | 865.0536 | 672.9709 | 0 | 0 | 0 | 4292.3455 | 34.7333 | 210.8494 | 2087.4751
| Electrification with Fuel Backup | 2039 | 1-in-40 | Current Installation Practice | 2509.4708 | 21.342 | 0 | 294.2877 | 199.6079 | 0 | 0 | 0 | 4475.9318 | 69.0089 | 161.8262 | 2335.264 | 61.8755 | 76.0952 | 0 | 863.7369 | 671.9535 | 0 | 0 | 0 | 4891.3397 | 37.3145 | 155.1223 | 2242.6053
| Electrification with Fuel Backup | 2040 | 1-in-2 | Current Installation Practice | 2509.4708 | 24.2882 | 0 | 240.5215 | 160.1363 | 0 | 0 | 0 | 2957.4502 | 51.3008 | 191.401 | 1680.4464 | 89.3687 | 74.4387 | 0 | 523.236 | 401.3363 | 0 | 0 | 0 | 3216.8674 | 29.8419 | 295.4962 | 1768.1336
| Electrification with Fuel Backup | 2040 | 1-in-10 | Current Installation Practice | 2509.4708 | 23.8967 | 0 | 301.5238 | 200.7509 | 0 | 0 | 0 | 4063.467 | 64.9985 | 177.7074 | 2129.1391 | 84.7129 | 74.375 | 0 | 880.416 | 675.3032 | 0 | 0 | 0 | 4345.5742 | 35.2343 | 219.3807 | 2087.6316
| Electrification with Fuel Backup | 2040 | 1-in-40 | Current Installation Practice | 2509.4708 | 21.4128 | 0 | 300.7824 | 200.2656 | 0 | 0 | 0 | 4602.3393 | 71.488 | 168.6101 | 2341.7132 | 62.0402 | 76.3474 | 0 | 879.0751 | 674.2816 | 0 | 0 | 0 | 4951.9916 | 37.8527 | 161.3986 | 2242.7713
| Electrification with Fuel Backup | 2041 | 1-in-2 | Current Installation Practice | 2509.4708 | 24.366 | 0 | 244.8741 | 160.6486 | 0 | 0 | 0 | 3031.5222 | 52.9288 | 198.4366 | 1684.7741 | 89.6054 | 74.6772 | 0 | 530.6024 | 402.7636 | 0 | 0 | 0 | 3252.1012 | 30.221 | 305.9846 | 1767.9965
| Electrification with Fuel Backup | 2041 | 1-in-10 | Current Installation Practice | 2509.4708 | 23.9757 | 0 | 307.0106 | 201.413 | 0 | 0 | 0 | 4165.6511 | 67.0678 | 184.2579 | 2134.8329 | 84.9457 | 74.6206 | 0 | 892.8991 | 677.7716 | 0 | 0 | 0 | 4393.604 | 35.6854 | 227.1898 | 2087.6757
| Electrification with Fuel Backup | 2041 | 1-in-40 | Current Installation Practice | 2509.4708 | 21.4835 | 0 | 306.2557 | 200.926 | 0 | 0 | 0 | 4718.0732 | 73.7639 | 174.8252 | 2347.975 | 62.2106 | 76.5996 | 0 | 891.539 | 676.7461 | 0 | 0 | 0 | 5006.7227 | 38.3373 | 167.1438 | 2242.8181
| Electrification with Fuel Backup | 2042 | 1-in-2 | Current Installation Practice | 2509.4708 | 24.4435 | 0 | 248.483 | 161.1592 | 0 | 0 | 0 | 3098.7871 | 54.4149 | 204.8368 | 1688.9486 | 89.8494 | 74.9146 | 0 | 536.3056 | 404.2196 | 0 | 0 | 0 | 3283.1075 | 30.5642 | 315.5259 | 1768.3702
| Electrification with Fuel Backup | 2042 | 1-in-10 | Current Installation Practice | 2509.4708 | 24.0546 | 0 | 311.5701 | 202.0757 | 0 | 0 | 0 | 4258.556 | 68.9586 | 190.222 | 2140.3615 | 85.1864 | 74.8662 | 0 | 902.5972 | 680.2977 | 0 | 0 | 0 | 4435.9888 | 36.0947 | 234.3003 | 2088.3502
| Electrification with Fuel Backup | 2042 | 1-in-40 | Current Installation Practice | 2509.4708 | 21.5542 | 0 | 310.8041 | 201.5872 | 0 | 0 | 0 | 4823.3009 | 75.8434 | 180.4841 | 2354.0566 | 62.387 | 76.8517 | 0 | 901.2227 | 679.2686 | 0 | 0 | 0 | 5055.0247 | 38.777 | 172.375 | 2243.5438
| Electrification with Fuel Backup | 2043 | 1-in-2 | Current Installation Practice | 2509.4708 | 24.5208 | 0 | 251.4367 | 161.6684 | 0 | 0 | 0 | 3159.1421 | 55.7555 | 210.5934 | 1693.0322 | 90.1012 | 75.1513 | 0 | 540.4776 | 405.6678 | 0 | 0 | 0 | 3309.5343 | 30.8734 | 324.1194 | 1769.5885
| Electrification with Fuel Backup | 2043 | 1-in-10 | Current Installation Practice | 2509.4708 | 24.1336 | 0 | 315.3116 | 202.7386 | 0 | 0 | 0 | 4342.0215 | 70.666 | 195.5914 | 2145.7943 | 85.4354 | 75.1118 | 0 | 909.728 | 682.8171 | 0 | 0 | 0 | 4472.2329 | 36.4642 | 240.7105 | 2090.04
| Electrification with Fuel Backup | 2043 | 1-in-40 | Current Installation Practice | 2509.4708 | 21.625 | 0 | 314.5368 | 202.2487 | 0 | 0 | 0 | 4917.8407 | 77.7215 | 185.5788 | 2360.0346 | 62.5694 | 77.1039 | 0 | 908.3437 | 681.785 | 0 | 0 | 0 | 5096.3323 | 39.1741 | 177.0912 | 2245.3617
| Electrification with Fuel Backup | 2044 | 1-in-2 | Current Installation Practice | 2509.4708 | 21.8011 | 0 | 317.8581 | 203.1449 | 0 | 0 | 0 | 2927.1214 | 53.5009 | 212.7768 | 1594.4774 | 62.9884 | 77.6406 | 0 | 913.3458 | 684.5029 | 0 | 0 | 0 | 3052.5653 | 29.9146 | 351.7656 | 1701.3189
| Electrification with Fuel Backup | 2044 | 1-in-10 | Current Installation Practice | 2509.4708 | 24.2125 | 0 | 318.3551 | 203.4015 | 0 | 0 | 0 | 4415.7529 | 72.182 | 200.3467 | 2151.2268 | 85.6922 | 75.3574 | 0 | 914.7411 | 685.2827 | 0 | 0 | 0 | 4502.2541 | 36.7937 | 246.4037 | 2092.5505
| Electrification with Fuel Backup | 2044 | 1-in-40 | Current Installation Practice | 2509.4708 | 21.6958 | 0 | 317.5733 | 202.9103 | 0 | 0 | 0 | 5001.3577 | 79.3889 | 190.091 | 2366.0131 | 62.7575 | 77.3561 | 0 | 913.3506 | 684.248 | 0 | 0 | 0 | 5130.5508 | 39.5281 | 181.28 | 2248.0622
| Electrification with Fuel Backup | 2045 | 1-in-2 | Current Installation Practice | 2509.4708 | 24.6754 | 0 | 255.7741 | 162.688 | 0 | 0 | 0 | 3258.3927 | 57.9782 | 220.0998 | 1701.2825 | 90.6296 | 75.6252 | 0 | 545.3872 | 408.4551 | 0 | 0 | 0 | 3348.8066 | 31.3877 | 338.3796 | 1773.7251
| Electrification with Fuel Backup | 2045 | 1-in-10 | Current Installation Practice | 2509.4708 | 24.2914 | 0 | 320.8251 | 204.0644 | 0 | 0 | 0 | 4479.4711 | 73.5002 | 204.4679 | 2156.7501 | 85.9564 | 75.6029 | 0 | 918.2042 | 687.6678 | 0 | 0 | 0 | 4526.3496 | 37.0803 | 251.3591 | 2095.4106
| Electrification with Fuel Backup | 2045 | 1-in-40 | Current Installation Practice | 2509.4708 | 21.7665 | 0 | 320.0378 | 203.5719 | 0 | 0 | 0 | 5073.5347 | 80.8388 | 194.0016 | 2372.0919 | 62.9511 | 77.6083 | 0 | 916.8099 | 686.6306 | 0 | 0 | 0 | 5158.0177 | 39.836 | 184.9261 | 2251.1387
| Electrification with Fuel Backup | 2046 | 1-in-2 | Current Installation Practice | 2509.4708 | 24.7532 | 0 | 257.3597 | 163.2012 | 0 | 0 | 0 | 3297.0417 | 58.8519 | 223.8198 | 1705.6197 | 90.9062 | 75.8637 | 0 | 546.7585 | 409.781 | 0 | 0 | 0 | 3362.122 | 31.591 | 344.0076 | 1776.0024
| Electrification with Fuel Backup | 2046 | 1-in-10 | Current Installation Practice | 2509.4708 | 24.3703 | 0 | 322.8442 | 204.7273 | 0 | 0 | 0 | 4533.0287 | 74.6148 | 207.9432 | 2162.4512 | 86.2268 | 75.8484 | 0 | 920.5992 | 689.9646 | 0 | 0 | 0 | 4544.7732 | 37.3239 | 255.5638 | 2098.2976
| Electrification with Fuel Backup | 2046 | 1-in-40 | Current Installation Practice | 2509.4708 | 21.8372 | 0 | 322.0524 | 204.2336 | 0 | 0 | 0 | 5134.2034 | 82.0648 | 197.2993 | 2378.366 | 63.1492 | 77.8604 | 0 | 919.2028 | 688.9251 | 0 | 0 | 0 | 5179.0207 | 40.0978 | 188.0198 | 2254.2439
| Electrification with Fuel Backup | 2047 | 1-in-2 | Current Installation Practice | 2509.4708 | 24.8316 | 0 | 258.6815 | 163.718 | 0 | 0 | 0 | 3328.4245 | 59.5665 | 226.8504 | 1710.1858 | 91.1895 | 76.1039 | 0 | 547.7365 | 411.0691 | 0 | 0 | 0 | 3371.5668 | 31.758 | 348.6337 | 1778.2348
| Electrification with Fuel Backup | 2047 | 1-in-10 | Current Installation Practice | 2509.4708 | 24.4492 | 0 | 324.5253 | 205.3902 | 0 | 0 | 0 | 4576.5008 | 75.526 | 210.7738 | 2168.394 | 86.5017 | 76.094 | 0 | 922.3113 | 692.1826 | 0 | 0 | 0 | 4557.8636 | 37.5239 | 259.0189 | 2101.0841
| Electrification with Fuel Backup | 2047 | 1-in-40 | Current Installation Practice | 2509.4708 | 21.9079 | 0 | 323.7299 | 204.8952 | 0 | 0 | 0 | 5183.4479 | 83.0672 | 199.9852 | 2384.9055 | 63.3507 | 78.1126 | 0 | 920.9136 | 691.1407 | 0 | 0 | 0 | 5193.9451 | 40.3128 | 190.562 | 2257.2407
| Electrification with Fuel Backup | 2048 | 1-in-2 | Current Installation Practice | 2509.4708 | 24.9107 | 0 | 259.8187 | 164.2392 | 0 | 0 | 0 | 3352.7381 | 60.1237 | 229.2071 | 1715.0279 | 91.4781 | 76.3461 | 0 | 548.4945 | 412.3336 | 0 | 0 | 0 | 3377.3838 | 31.8923 | 352.2803 | 1780.3883
| Electrification with Fuel Backup | 2048 | 1-in-10 | Current Installation Practice | 2509.4708 | 24.5282 | 0 | 325.9665 | 206.0532 | 0 | 0 | 0 | 4610.1358 | 76.236 | 212.9729 | 2174.6299 | 86.7793 | 76.3396 | 0 | 923.6286 | 694.3426 | 0 | 0 | 0 | 4565.9297 | 37.6842 | 261.7397 | 2103.722
| Electrification with Fuel Backup | 2048 | 1-in-40 | Current Installation Practice | 2509.4708 | 21.9788 | 0 | 325.1679 | 205.5568 | 0 | 0 | 0 | 5221.5491 | 83.8482 | 202.072 | 2391.7666 | 63.554 | 78.3648 | 0 | 922.2299 | 693.2981 | 0 | 0 | 0 | 5203.1423 | 40.485 | 192.5639 | 2260.0769
| Electrification with Fuel Backup | 2049 | 1-in-2 | Current Installation Practice | 2509.4708 | 22.1642 | 0 | 326.8508 | 206.5287 | 0 | 0 | 0 | 3073.1425 | 56.9124 | 227.9608 | 1617.2546 | 64.015 | 78.9335 | 0 | 923.6799 | 695.9251 | 0 | 0 | 0 | 3099.1584 | 30.7491 | 376.6728 | 1713.0054
| Electrification with Fuel Backup | 2049 | 1-in-10 | Current Installation Practice | 2509.4708 | 24.6071 | 0 | 327.2463 | 206.7165 | 0 | 0 | 0 | 4634.3984 | 76.7575 | 214.5678 | 2181.1868 | 87.0582 | 76.5852 | 0 | 924.7644 | 696.4719 | 0 | 0 | 0 | 4569.3607 | 37.8068 | 263.7574 | 2106.1805
| Electrification with Fuel Backup | 2049 | 1-in-40 | Current Installation Practice | 2509.4708 | 22.0495 | 0 | 326.4447 | 206.2186 | 0 | 0 | 0 | 5249.0326 | 84.4218 | 203.5854 | 2398.9796 | 63.7583 | 78.617 | 0 | 923.3645 | 695.4247 | 0 | 0 | 0 | 5207.0553 | 40.6167 | 194.0485 | 2262.7195
| Electrification with Fuel Backup | 2050 | 1-in-2 | Current Installation Practice | 2509.4708 | 22.2351 | 0 | 328.0232 | 207.1888 | 0 | 0 | 0 | 3083.5063 | 57.1684 | 229.0629 | 1622.3362 | 64.2196 | 79.1857 | 0 | 924.7731 | 698.0412 | 0 | 0 | 0 | 3098.694 | 30.8219 | 378.6272 | 1714.8124
| Electrification with Fuel Backup | 2050 | 1-in-10 | Current Installation Practice | 2509.4708 | 24.686 | 0 | 328.424 | 207.3797 | 0 | 0 | 0 | 4650.0824 | 77.1038 | 215.6078 | 2188.0663 | 87.3375 | 76.8308 | 0 | 925.8698 | 698.598 | 0 | 0 | 0 | 4568.7301 | 37.8967 | 265.1291 | 2108.4272
| Electrification with Fuel Backup | 2050 | 1-in-40 | Current Installation Practice | 2509.4708 | 22.1202 | 0 | 327.6196 | 206.8803 | 0 | 0 | 0 | 5266.7976 | 84.8027 | 204.5722 | 2406.5464 | 63.9629 | 78.8692 | 0 | 924.4684 | 697.5477 | 0 | 0 | 0 | 5206.3375 | 40.7134 | 195.0576 | 2265.1335
| High Decarbonized Methane | 2021 | 1-in-2 | Current Installation Practice | 2509.4708 | 25.7575 | 0 | 29.6325 | 240.2209 | 0 | 0 | 0 | 792.4384 | 6.3435 | 0 | 2782.1342 | 91.9309 | 78.8533 | 0 | 55.5367 | 582.1627 | 0 | 0 | 0 | 1601.32 | 18.4147 | 0 | 2753.8946
| High Decarbonized Methane | 2021 | 1-in-10 | Current Installation Practice | 2509.4708 | 25.359 | 0 | 37.1724 | 301.3446 | 0 | 0 | 0 | 1089.5062 | 8.0426 | 0 | 3527.2999 | 87.1988 | 78.8375 | 0 | 93.5094 | 980.2112 | 0 | 0 | 0 | 2164.5971 | 21.7565 | 0 | 3253.6516
| High Decarbonized Methane | 2021 | 1-in-40 | Current Installation Practice | 2509.4708 | 22.7286 | 0 | 37.09 | 300.6891 | 0 | 0 | 0 | 1234.2898 | 8.8477 | 0 | 3880.4098 | 63.8762 | 80.9479 | 0 | 93.3897 | 978.9661 | 0 | 0 | 0 | 2467.2623 | 23.3789 | 0 | 3496.292
| High Decarbonized Methane | 2022 | 1-in-2 | Current Installation Practice | 2509.4708 | 23.8986 | 0 | 44.0149 | 285.0321 | 0 | 0 | 0 | 794.6681 | 6.1591 | 0 | 2547.6812 | 65.9617 | 84.3359 | 0 | 120.8793 | 933.205 | 0 | 0 | 0 | 1515.811 | 17.7395 | 0 | 2568.7179
| High Decarbonized Methane | 2022 | 1-in-10 | Current Installation Practice | 2509.4708 | 26.5012 | 0 | 44.0158 | 284.9528 | 0 | 0 | 0 | 1196.9633 | 8.2969 | 0 | 3431.9738 | 89.5992 | 81.7297 | 0 | 120.8776 | 932.8302 | 0 | 0 | 0 | 2232.2413 | 21.7853 | 0 | 3154.5518
| High Decarbonized Methane | 2022 | 1-in-40 | Current Installation Practice | 2509.4708 | 23.7525 | 0 | 43.9188 | 284.3365 | 0 | 0 | 0 | 1356.0434 | 9.1276 | 0 | 3775.5873 | 65.6354 | 83.9187 | 0 | 120.7244 | 931.6568 | 0 | 0 | 0 | 2544.3962 | 23.4102 | 0 | 3389.8436
| High Decarbonized Methane | 2023 | 1-in-2 | Current Installation Practice | 2509.4708 | 28.0322 | 0 | 40.4824 | 213.7118 | 0 | 0 | 0 | 945.7903 | 6.7169 | 0 | 2622.1213 | 96.7983 | 84.473 | 0 | 88.0963 | 524.4098 | 0 | 0 | 0 | 1698.563 | 18.4152 | 0 | 2586.0191
| High Decarbonized Methane | 2023 | 1-in-10 | Current Installation Practice | 2509.4708 | 27.6416 | 0 | 50.8622 | 268.5081 | 0 | 0 | 0 | 1302.3729 | 8.5292 | 0 | 3329.6098 | 91.9588 | 84.5877 | 0 | 148.5626 | 884.3462 | 0 | 0 | 0 | 2299.6241 | 21.7909 | 0 | 3060.0726
| High Decarbonized Methane | 2023 | 1-in-40 | Current Installation Practice | 2509.4708 | 24.775 | 0 | 50.7508 | 267.9307 | 0 | 0 | 0 | 1475.481 | 9.3833 | 0 | 3663.021 | 67.3648 | 86.8543 | 0 | 148.3761 | 883.245 | 0 | 0 | 0 | 2621.2351 | 23.4166 | 0 | 3288.3591
| High Decarbonized Methane | 2024 | 1-in-2 | Current Installation Practice | 2509.4708 | 25.9558 | 0 | 57.5042 | 253.3179 | 0 | 0 | 0 | 935.2773 | 6.4964 | 0 | 2394.391 | 69.5315 | 90.3721 | 0 | 175.6241 | 839.2024 | 0 | 0 | 0 | 1610.2848 | 17.7674 | 0 | 2419.8069
| High Decarbonized Methane | 2024 | 1-in-10 | Current Installation Practice | 2509.4708 | 28.7367 | 0 | 57.4143 | 252.8462 | 0 | 0 | 0 | 1406.5224 | 8.7374 | 0 | 3220.3655 | 94.2985 | 87.4407 | 0 | 175.3434 | 837.536 | 0 | 0 | 0 | 2367.6091 | 21.7849 | 0 | 2966.9702
| High Decarbonized Methane | 2024 | 1-in-40 | Current Installation Practice | 2509.4708 | 25.7568 | 0 | 57.2892 | 252.3055 | 0 | 0 | 0 | 1593.493 | 9.6125 | 0 | 3542.88 | 69.0796 | 89.7848 | 0 | 175.1254 | 836.5031 | 0 | 0 | 0 | 2698.7604 | 23.4104 | 0 | 3188.3494
| High Decarbonized Methane | 2025 | 1-in-2 | Current Installation Practice | 2509.4708 | 30.1204 | 0 | 50.3701 | 189.7956 | 0 | 0 | 0 | 1094.9052 | 7.0158 | 0 | 2441.6251 | 101.5708 | 90.0557 | 0 | 118.4112 | 470.8967 | 0 | 0 | 0 | 1797.5554 | 18.3757 | 0 | 2424.3185
| High Decarbonized Methane | 2025 | 1-in-10 | Current Installation Practice | 2509.4708 | 29.7433 | 0 | 63.3759 | 238.8018 | 0 | 0 | 0 | 1509.8699 | 8.9216 | 0 | 3104.8603 | 96.6311 | 90.3073 | 0 | 199.9709 | 795.2427 | 0 | 0 | 0 | 2437.1374 | 21.7754 | 0 | 2872.845
| High Decarbonized Methane | 2025 | 1-in-40 | Current Installation Practice | 2509.4708 | 26.6593 | 0 | 63.2385 | 238.2935 | 0 | 0 | 0 | 1710.5959 | 9.8151 | 0 | 3415.8417 | 70.789 | 92.7292 | 0 | 199.7243 | 794.27 | 0 | 0 | 0 | 2778.0415 | 23.4004 | 0 | 3087.2322
| High Decarbonized Methane | 2026 | 1-in-2 | Current Installation Practice | 2509.4708 | 30.9873 | 0 | 54.4123 | 180.2287 | 0 | 0 | 0 | 1167.7428 | 7.1341 | 0 | 2345.0608 | 103.908 | 92.832 | 0 | 131.029 | 449.3758 | 0 | 0 | 0 | 1848.3697 | 18.3509 | 0 | 2341.0527
| High Decarbonized Methane | 2026 | 1-in-10 | Current Installation Practice | 2509.4708 | 30.617 | 0 | 68.5016 | 226.8964 | 0 | 0 | 0 | 1611.2477 | 9.0772 | 0 | 2983.7971 | 98.912 | 93.1455 | 0 | 221.4082 | 759.3392 | 0 | 0 | 0 | 2507.4868 | 21.7586 | 0 | 2775.7848
| High Decarbonized Methane | 2026 | 1-in-40 | Current Installation Practice | 2509.4708 | 27.4427 | 0 | 68.3535 | 226.4151 | 0 | 0 | 0 | 1825.4645 | 9.9864 | 0 | 3282.6769 | 72.4605 | 95.6441 | 0 | 221.1367 | 758.416 | 0 | 0 | 0 | 2858.2523 | 23.3825 | 0 | 2982.9508
| High Decarbonized Methane | 2027 | 1-in-2 | Current Installation Practice | 2509.4708 | 31.7107 | 0 | 57.7308 | 172.5641 | 0 | 0 | 0 | 1238.3261 | 7.2289 | 0 | 2246.5473 | 106.1814 | 95.5651 | 0 | 141.5123 | 432.1741 | 0 | 0 | 0 | 1899.8017 | 18.3215 | 0 | 2256.1415
| High Decarbonized Methane | 2027 | 1-in-10 | Current Installation Practice | 2509.4708 | 31.3466 | 0 | 72.7134 | 217.3492 | 0 | 0 | 0 | 1709.4408 | 9.2022 | 0 | 2859.7935 | 101.1235 | 95.9328 | 0 | 239.2348 | 730.6154 | 0 | 0 | 0 | 2578.4696 | 21.734 | 0 | 2676.3621
| High Decarbonized Methane | 2027 | 1-in-40 | Current Installation Practice | 2509.4708 | 28.0967 | 0 | 72.5566 | 216.8891 | 0 | 0 | 0 | 1936.721 | 10.124 | 0 | 3146.2661 | 74.081 | 98.5067 | 0 | 238.9425 | 729.7304 | 0 | 0 | 0 | 2939.1777 | 23.3561 | 0 | 2876.1206
| High Decarbonized Methane | 2028 | 1-in-2 | Current Installation Practice | 2509.4708 | 32.2957 | 0 | 60.3524 | 166.725 | 0 | 0 | 0 | 1305.1732 | 7.3038 | 0 | 2148.877 | 108.3564 | 98.2122 | 0 | 149.8701 | 419.107 | 0 | 0 | 0 | 1950.8987 | 18.2886 | 0 | 2171.1568
| High Decarbonized Methane | 2028 | 1-in-10 | Current Installation Practice | 2509.4708 | 31.9364 | 0 | 76.0431 | 210.0709 | 0 | 0 | 0 | 1802.3743 | 9.3009 | 0 | 2736.4559 | 103.2325 | 98.6259 | 0 | 253.4562 | 708.7822 | 0 | 0 | 0 | 2648.7823 | 21.7028 | 0 | 2576.4845
| High Decarbonized Methane | 2028 | 1-in-40 | Current Installation Practice | 2509.4708 | 28.6254 | 0 | 75.8792 | 209.6267 | 0 | 0 | 0 | 2042.0141 | 10.2326 | 0 | 3010.5788 | 75.6261 | 101.2723 | 0 | 253.1471 | 707.9248 | 0 | 0 | 0 | 3019.3319 | 23.3227 | 0 | 2768.7931
| High Decarbonized Methane | 2029 | 1-in-2 | Current Installation Practice | 2509.4708 | 32.7576 | 0 | 62.3599 | 162.4748 | 0 | 0 | 0 | 1366.7762 | 7.3586 | 0 | 2054.8145 | 110.3943 | 100.7261 | 0 | 156.2807 | 409.5683 | 0 | 0 | 0 | 2000.1423 | 18.2489 | 0 | 2087.915
| High Decarbonized Methane | 2029 | 1-in-10 | Current Installation Practice | 2509.4708 | 32.402 | 0 | 78.5938 | 204.7712 | 0 | 0 | 0 | 1887.9559 | 9.3733 | 0 | 2617.3821 | 105.2024 | 101.1778 | 0 | 264.3691 | 692.8382 | 0 | 0 | 0 | 2716.3771 | 21.6616 | 0 | 2478.3735
| High Decarbonized Methane | 2029 | 1-in-40 | Current Installation Practice | 2509.4708 | 29.0427 | 0 | 78.4243 | 204.3381 | 0 | 0 | 0 | 2138.9737 | 10.3122 | 0 | 2879.5759 | 77.0692 | 103.8926 | 0 | 264.0465 | 691.9999 | 0 | 0 | 0 | 3096.3817 | 23.2784 | 0 | 2663.3583
| High Decarbonized Methane | 2030 | 1-in-2 | Current Installation Practice | 2509.4708 | 33.1153 | 0 | 63.8573 | 159.5155 | 0 | 0 | 0 | 1422.2882 | 7.3951 | 0 | 1966.2178 | 112.2681 | 103.0767 | 0 | 161.0034 | 402.7992 | 0 | 0 | 0 | 2046.0131 | 18.202 | 0 | 2007.551
| High Decarbonized Methane | 2030 | 1-in-10 | Current Installation Practice | 2509.4708 | 32.7621 | 0 | 80.4968 | 201.0808 | 0 | 0 | 0 | 1965.0195 | 9.4216 | 0 | 2505.0186 | 107.009 | 103.5591 | 0 | 272.4115 | 681.5205 | 0 | 0 | 0 | 2779.2165 | 21.6102 | 0 | 2383.4462
| High Decarbonized Methane | 2030 | 1-in-40 | Current Installation Practice | 2509.4708 | 29.3655 | 0 | 80.3231 | 200.6552 | 0 | 0 | 0 | 2226.2795 | 10.3653 | 0 | 2755.9514 | 78.3925 | 106.3376 | 0 | 272.0786 | 680.6946 | 0 | 0 | 0 | 3168.0063 | 23.2231 | 0 | 2561.341
| High Decarbonized Methane | 2031 | 1-in-2 | Current Installation Practice | 2509.4708 | 33.4006 | 0 | 64.9666 | 157.6514 | 0 | 0 | 0 | 1472.7019 | 7.4199 | 0 | 1884.4937 | 114.0349 | 105.3065 | 0 | 164.3564 | 398.3014 | 0 | 0 | 0 | 2088.8267 | 18.1538 | 0 | 1931.4738
| High Decarbonized Methane | 2031 | 1-in-10 | Current Installation Practice | 2509.4708 | 33.0491 | 0 | 81.9065 | 198.7587 | 0 | 0 | 0 | 2034.9545 | 9.4545 | 0 | 2401.2346 | 108.7082 | 105.8141 | 0 | 278.1234 | 674.0043 | 0 | 0 | 0 | 2837.7686 | 21.5559 | 0 | 2293.4442
| High Decarbonized Methane | 2031 | 1-in-40 | Current Installation Practice | 2509.4708 | 29.6226 | 0 | 81.7295 | 198.3374 | 0 | 0 | 0 | 2305.5065 | 10.4015 | 0 | 2641.7641 | 79.6371 | 108.6528 | 0 | 277.7828 | 673.1858 | 0 | 0 | 0 | 3234.7406 | 23.1647 | 0 | 2464.6148
| High Decarbonized Methane | 2032 | 1-in-2 | Current Installation Practice | 2509.4708 | 33.6281 | 0 | 65.7647 | 156.6632 | 0 | 0 | 0 | 1518.0861 | 7.4348 | 0 | 1810.2219 | 115.688 | 107.4087 | 0 | 166.5845 | 395.597 | 0 | 0 | 0 | 2127.6258 | 18.1058 | 0 | 1859.9122
| High Decarbonized Methane | 2032 | 1-in-10 | Current Installation Practice | 2509.4708 | 33.2772 | 0 | 82.9203 | 197.5309 | 0 | 0 | 0 | 2097.8586 | 9.4743 | 0 | 2306.8094 | 110.2943 | 107.9364 | 0 | 281.9196 | 669.4895 | 0 | 0 | 0 | 2890.745 | 21.5009 | 0 | 2208.6748
| High Decarbonized Methane | 2032 | 1-in-40 | Current Installation Practice | 2509.4708 | 29.827 | 0 | 82.7408 | 197.1116 | 0 | 0 | 0 | 2376.766 | 10.4233 | 0 | 2537.8719 | 80.7987 | 110.8317 | 0 | 281.5734 | 668.6742 | 0 | 0 | 0 | 3295.1169 | 23.1055 | 0 | 2373.5107
| High Decarbonized Methane | 2033 | 1-in-2 | Current Installation Practice | 2509.4708 | 33.813 | 0 | 66.3346 | 156.3157 | 0 | 0 | 0 | 1556.8001 | 7.4431 | 0 | 1746.0374 | 117.1825 | 109.323 | 0 | 167.9856 | 394.2139 | 0 | 0 | 0 | 2160.4654 | 18.0598 | 0 | 1795.3911
| High Decarbonized Methane | 2033 | 1-in-10 | Current Installation Practice | 2509.4708 | 33.4618 | 0 | 83.643 | 197.1023 | 0 | 0 | 0 | 2151.4612 | 9.4853 | 0 | 2225.1244 | 111.7245 | 109.8654 | 0 | 284.3046 | 667.181 | 0 | 0 | 0 | 2935.5043 | 21.4473 | 0 | 2132.1574
| High Decarbonized Methane | 2033 | 1-in-40 | Current Installation Practice | 2509.4708 | 29.9923 | 0 | 83.4617 | 196.6832 | 0 | 0 | 0 | 2437.4864 | 10.4354 | 0 | 2447.9963 | 81.8462 | 112.812 | 0 | 283.9545 | 666.3661 | 0 | 0 | 0 | 3346.1255 | 23.0479 | 0 | 2291.2747
| High Decarbonized Methane | 2034 | 1-in-2 | Current Installation Practice | 2509.4708 | 33.9705 | 0 | 66.7577 | 156.3814 | 0 | 0 | 0 | 1584.9256 | 7.4465 | 0 | 1697.385 | 118.4202 | 110.9155 | 0 | 168.8709 | 393.7252 | 0 | 0 | 0 | 2184.0377 | 18.0196 | 0 | 1743.5211
| High Decarbonized Methane | 2034 | 1-in-10 | Current Installation Practice | 2509.4708 | 33.6177 | 0 | 84.1765 | 197.1854 | 0 | 0 | 0 | 2190.3328 | 9.4898 | 0 | 2163.1252 | 112.9046 | 111.4659 | 0 | 285.8032 | 666.3546 | 0 | 0 | 0 | 2967.5365 | 21.3996 | 0 | 2070.5605
| High Decarbonized Methane | 2034 | 1-in-40 | Current Installation Practice | 2509.4708 | 30.1319 | 0 | 83.9938 | 196.7655 | 0 | 0 | 0 | 2481.5177 | 10.4402 | 0 | 2379.7795 | 82.7105 | 114.4551 | 0 | 285.4503 | 665.5386 | 0 | 0 | 0 | 3382.6275 | 22.9965 | 0 | 2225.0739
| High Decarbonized Methane | 2035 | 1-in-2 | Current Installation Practice | 2509.4708 | 34.1119 | 0 | 67.0947 | 156.6913 | 0 | 0 | 0 | 1599.2628 | 7.4521 | 0 | 1668.5754 | 119.3196 | 112.0745 | 0 | 169.4877 | 393.8461 | 0 | 0 | 0 | 2195.9682 | 17.9869 | 0 | 1708.8474
| High Decarbonized Methane | 2035 | 1-in-10 | Current Installation Practice | 2509.4708 | 33.756 | 0 | 84.5973 | 197.5664 | 0 | 0 | 0 | 2210.0374 | 9.4964 | 0 | 2126.3057 | 113.7565 | 112.6252 | 0 | 286.8329 | 666.5264 | 0 | 0 | 0 | 2983.5997 | 21.3598 | 0 | 2029.2829
| High Decarbonized Methane | 2035 | 1-in-40 | Current Installation Practice | 2509.4708 | 30.2558 | 0 | 84.4134 | 197.1452 | 0 | 0 | 0 | 2503.8356 | 10.4475 | 0 | 2339.2663 | 83.3343 | 115.6451 | 0 | 286.478 | 665.7085 | 0 | 0 | 0 | 3400.929 | 22.9537 | 0 | 2180.7104
| High Decarbonized Methane | 2036 | 1-in-2 | Current Installation Practice | 2509.4708 | 34.2445 | 0 | 67.3836 | 157.1356 | 0 | 0 | 0 | 1601.0863 | 7.458 | 0 | 1657.6915 | 119.9107 | 112.8339 | 0 | 170.0016 | 394.4072 | 0 | 0 | 0 | 2197.6589 | 17.9618 | 0 | 1689.5392
| High Decarbonized Methane | 2036 | 1-in-10 | Current Installation Practice | 2509.4708 | 33.8839 | 0 | 84.9535 | 198.1077 | 0 | 0 | 0 | 2212.3469 | 9.503 | 0 | 2112.2353 | 114.3092 | 113.3774 | 0 | 287.6753 | 667.4125 | 0 | 0 | 0 | 2985.6129 | 21.3279 | 0 | 2006.1633
| High Decarbonized Methane | 2036 | 1-in-40 | Current Installation Practice | 2509.4708 | 30.3704 | 0 | 84.7687 | 197.6849 | 0 | 0 | 0 | 2506.4473 | 10.4547 | 0 | 2323.7822 | 83.739 | 116.4173 | 0 | 287.3188 | 666.5922 | 0 | 0 | 0 | 3403.2173 | 22.9194 | 0 | 2155.8615
| High Decarbonized Methane | 2037 | 1-in-2 | Current Installation Practice | 2509.4708 | 30.7929 | 0 | 85.6255 | 199.6038 | 0 | 0 | 0 | 1469.3688 | 7.0917 | 0 | 1574.2242 | 84.7773 | 117.9996 | 0 | 289.6911 | 671.8692 | 0 | 0 | 0 | 2031.5697 | 17.4157 | 0 | 1629.4481
| High Decarbonized Methane | 2037 | 1-in-10 | Current Installation Practice | 2509.4708 | 34.0058 | 0 | 85.2751 | 198.7273 | 0 | 0 | 0 | 2204.1212 | 9.514 | 0 | 2111.9082 | 114.6835 | 113.8827 | 0 | 288.4952 | 668.8363 | 0 | 0 | 0 | 2979.4589 | 21.2996 | 0 | 1992.8352
| High Decarbonized Methane | 2037 | 1-in-40 | Current Installation Practice | 2509.4708 | 30.4796 | 0 | 85.0895 | 198.3029 | 0 | 0 | 0 | 2497.1238 | 10.4668 | 0 | 2323.4184 | 84.0131 | 116.936 | 0 | 288.1373 | 668.0132 | 0 | 0 | 0 | 3396.1967 | 22.889 | 0 | 2141.5351
| High Decarbonized Methane | 2038 | 1-in-2 | Current Installation Practice | 2509.4708 | 30.895 | 0 | 85.916 | 200.2272 | 0 | 0 | 0 | 1460.8384 | 7.1021 | 0 | 1577.6192 | 84.9941 | 118.4062 | 0 | 290.5246 | 673.6039 | 0 | 0 | 0 | 2025.0315 | 17.3893 | 0 | 1620.005
| High Decarbonized Methane | 2038 | 1-in-10 | Current Installation Practice | 2509.4708 | 34.1239 | 0 | 85.5779 | 199.3794 | 0 | 0 | 0 | 2191.6699 | 9.5293 | 0 | 2116.7957 | 114.9949 | 114.2932 | 0 | 289.3709 | 670.6686 | 0 | 0 | 0 | 2970.3372 | 21.2707 | 0 | 1981.5977
| High Decarbonized Methane | 2038 | 1-in-40 | Current Installation Practice | 2509.4708 | 30.5854 | 0 | 85.3914 | 198.9531 | 0 | 0 | 0 | 2483.0125 | 10.4837 | 0 | 2328.7909 | 84.241 | 117.3572 | 0 | 289.0112 | 669.8419 | 0 | 0 | 0 | 3385.7925 | 22.8578 | 0 | 2129.4551
| High Decarbonized Methane | 2039 | 1-in-2 | Current Installation Practice | 2509.4708 | 34.6194 | 0 | 68.1413 | 158.7394 | 0 | 0 | 0 | 1576.8445 | 7.4975 | 0 | 1666.6737 | 121.0016 | 114.1813 | 0 | 171.6427 | 397.7682 | 0 | 0 | 0 | 2180.1747 | 17.8917 | 0 | 1659.0646
| High Decarbonized Methane | 2039 | 1-in-10 | Current Installation Practice | 2509.4708 | 34.2397 | 0 | 85.8705 | 200.0408 | 0 | 0 | 0 | 2177.8808 | 9.5491 | 0 | 2122.7356 | 115.2978 | 114.6804 | 0 | 290.3231 | 672.8005 | 0 | 0 | 0 | 2960.5422 | 21.2352 | 0 | 1969.1012
| High Decarbonized Methane | 2039 | 1-in-40 | Current Installation Practice | 2509.4708 | 30.6891 | 0 | 85.6832 | 199.6127 | 0 | 0 | 0 | 2467.3848 | 10.5054 | 0 | 2335.3203 | 84.4627 | 117.7545 | 0 | 289.9616 | 671.9696 | 0 | 0 | 0 | 3374.6198 | 22.8196 | 0 | 2116.0213
| High Decarbonized Methane | 2040 | 1-in-2 | Current Installation Practice | 2509.4708 | 34.7406 | 0 | 68.3807 | 159.2915 | 0 | 0 | 0 | 1566.6248 | 7.5178 | 0 | 1671.5804 | 121.3457 | 114.5806 | 0 | 172.2754 | 399.2189 | 0 | 0 | 0 | 2173.3109 | 17.857 | 0 | 1647.494
| High Decarbonized Methane | 2040 | 1-in-10 | Current Installation Practice | 2509.4708 | 34.3534 | 0 | 86.1568 | 200.7005 | 0 | 0 | 0 | 2163.3792 | 9.5732 | 0 | 2128.6045 | 115.605 | 115.0608 | 0 | 291.3412 | 675.1337 | 0 | 0 | 0 | 2950.6943 | 21.1902 | 0 | 1955.019
| High Decarbonized Methane | 2040 | 1-in-40 | Current Installation Practice | 2509.4708 | 30.791 | 0 | 85.9687 | 200.2705 | 0 | 0 | 0 | 2450.9491 | 10.5319 | 0 | 2341.7709 | 84.6876 | 118.1448 | 0 | 290.9777 | 674.2982 | 0 | 0 | 0 | 3363.3858 | 22.7712 | 0 | 2100.8829
| High Decarbonized Methane | 2041 | 1-in-2 | Current Installation Practice | 2509.4708 | 34.862 | 0 | 68.6199 | 159.8468 | 0 | 0 | 0 | 1556.0147 | 7.5399 | 0 | 1676.3662 | 121.702 | 114.9807 | 0 | 172.9398 | 400.7536 | 0 | 0 | 0 | 2167.0044 | 17.8194 | 0 | 1635.1768
| High Decarbonized Methane | 2041 | 1-in-10 | Current Installation Practice | 2509.4708 | 34.4671 | 0 | 86.4422 | 201.363 | 0 | 0 | 0 | 2148.3294 | 9.5996 | 0 | 2134.3034 | 115.923 | 115.4412 | 0 | 292.4106 | 677.6035 | 0 | 0 | 0 | 2941.587 | 21.1417 | 0 | 1940.0433
| High Decarbonized Methane | 2041 | 1-in-40 | Current Installation Practice | 2509.4708 | 30.8928 | 0 | 86.2532 | 200.931 | 0 | 0 | 0 | 2433.8921 | 10.5609 | 0 | 2348.034 | 84.9203 | 118.5351 | 0 | 292.045 | 676.7631 | 0 | 0 | 0 | 3352.9955 | 22.719 | 0 | 2084.7841
| High Decarbonized Methane | 2042 | 1-in-2 | Current Installation Practice | 2509.4708 | 34.9835 | 0 | 68.859 | 160.4032 | 0 | 0 | 0 | 1545.0259 | 7.5654 | 0 | 1681.0261 | 122.0701 | 115.3811 | 0 | 173.6179 | 402.3235 | 0 | 0 | 0 | 2161.7176 | 17.7842 | 0 | 1622.682
| High Decarbonized Methane | 2042 | 1-in-10 | Current Installation Practice | 2509.4708 | 34.5807 | 0 | 86.7273 | 202.0264 | 0 | 0 | 0 | 2132.7614 | 9.6303 | 0 | 2139.8387 | 116.252 | 115.8216 | 0 | 293.5026 | 680.1315 | 0 | 0 | 0 | 2933.8652 | 21.0961 | 0 | 1924.8611
| High Decarbonized Methane | 2042 | 1-in-40 | Current Installation Practice | 2509.4708 | 30.9945 | 0 | 86.5374 | 201.5924 | 0 | 0 | 0 | 2416.2479 | 10.5947 | 0 | 2354.1169 | 85.1611 | 118.9254 | 0 | 293.1348 | 679.286 | 0 | 0 | 0 | 3344.1843 | 22.6699 | 0 | 2068.4634
| High Decarbonized Methane | 2043 | 1-in-2 | Current Installation Practice | 2509.4708 | 31.382 | 0 | 87.2736 | 203.3601 | 0 | 0 | 0 | 1409.533 | 7.1951 | 0 | 1597.341 | 86.0935 | 120.2703 | 0 | 295.4869 | 684.9948 | 0 | 0 | 0 | 1994.1281 | 17.1972 | 0 | 1559.8448
| High Decarbonized Methane | 2043 | 1-in-10 | Current Installation Practice | 2509.4708 | 34.6944 | 0 | 87.0121 | 202.69 | 0 | 0 | 0 | 2116.6922 | 9.6632 | 0 | 2145.2796 | 116.5923 | 116.2021 | 0 | 294.5911 | 682.6533 | 0 | 0 | 0 | 2927.7671 | 21.0555 | 0 | 1909.8094
| High Decarbonized Methane | 2043 | 1-in-40 | Current Installation Practice | 2509.4708 | 31.0964 | 0 | 86.8214 | 202.254 | 0 | 0 | 0 | 2398.0361 | 10.6308 | 0 | 2360.0962 | 85.4101 | 119.3157 | 0 | 294.221 | 681.8028 | 0 | 0 | 0 | 3337.2241 | 22.6262 | 0 | 2052.2831
| High Decarbonized Methane | 2044 | 1-in-2 | Current Installation Practice | 2509.4708 | 35.2262 | 0 | 69.3366 | 161.5156 | 0 | 0 | 0 | 1521.9352 | 7.6199 | 0 | 1690.1873 | 122.8405 | 116.1811 | 0 | 174.9553 | 405.4221 | 0 | 0 | 0 | 2154.2894 | 17.7272 | 0 | 1597.8223
| High Decarbonized Methane | 2044 | 1-in-10 | Current Installation Practice | 2509.4708 | 34.808 | 0 | 87.2971 | 203.3537 | 0 | 0 | 0 | 2100.1258 | 9.6961 | 0 | 2150.721 | 116.9433 | 116.5825 | 0 | 295.6563 | 685.1216 | 0 | 0 | 0 | 2922.7247 | 21.0207 | 0 | 1894.6855
| High Decarbonized Methane | 2044 | 1-in-40 | Current Installation Practice | 2509.4708 | 31.1981 | 0 | 87.1055 | 202.9157 | 0 | 0 | 0 | 2379.2614 | 10.667 | 0 | 2366.0761 | 85.667 | 119.706 | 0 | 295.2842 | 684.2662 | 0 | 0 | 0 | 3331.4676 | 22.5888 | 0 | 2036.0255
| High Decarbonized Methane | 2045 | 1-in-2 | Current Installation Practice | 2509.4708 | 35.3475 | 0 | 69.5754 | 162.0719 | 0 | 0 | 0 | 1509.8279 | 7.6471 | 0 | 1694.8396 | 123.2419 | 116.5811 | 0 | 175.5966 | 406.9083 | 0 | 0 | 0 | 2151.0365 | 17.7047 | 0 | 1584.9165
| High Decarbonized Methane | 2045 | 1-in-10 | Current Installation Practice | 2509.4708 | 34.9216 | 0 | 87.5821 | 204.0174 | 0 | 0 | 0 | 2083.0447 | 9.7291 | 0 | 2156.2535 | 117.3044 | 116.9629 | 0 | 296.6868 | 687.5094 | 0 | 0 | 0 | 2917.7874 | 20.9903 | 0 | 1879.0443
| High Decarbonized Methane | 2045 | 1-in-40 | Current Installation Practice | 2509.4708 | 31.2998 | 0 | 87.3896 | 203.5775 | 0 | 0 | 0 | 2359.9037 | 10.7032 | 0 | 2372.1563 | 85.9313 | 120.0962 | 0 | 296.3126 | 686.6493 | 0 | 0 | 0 | 3325.831 | 22.5561 | 0 | 2019.2122
| High Decarbonized Methane | 2046 | 1-in-2 | Current Installation Practice | 2509.4708 | 31.6722 | 0 | 88.081 | 205.2411 | 0 | 0 | 0 | 1374.5941 | 7.2629 | 0 | 1608.8493 | 86.8428 | 121.3826 | 0 | 298.4148 | 691.7819 | 0 | 0 | 0 | 1982.4424 | 17.1135 | 0 | 1520.4124
| High Decarbonized Methane | 2046 | 1-in-10 | Current Installation Practice | 2509.4708 | 35.0352 | 0 | 87.8671 | 204.6811 | 0 | 0 | 0 | 2065.3977 | 9.7598 | 0 | 2161.9636 | 117.6739 | 117.3433 | 0 | 297.6792 | 689.8091 | 0 | 0 | 0 | 2912.2643 | 20.965 | 0 | 1862.588
| High Decarbonized Methane | 2046 | 1-in-40 | Current Installation Practice | 2509.4708 | 31.4016 | 0 | 87.6738 | 204.2392 | 0 | 0 | 0 | 2339.9051 | 10.737 | 0 | 2378.4318 | 86.2018 | 120.4865 | 0 | 297.303 | 688.9442 | 0 | 0 | 0 | 3319.5268 | 22.5288 | 0 | 2001.523
| High Decarbonized Methane | 2047 | 1-in-2 | Current Installation Practice | 2509.4708 | 31.7687 | 0 | 88.3492 | 205.8664 | 0 | 0 | 0 | 1362.1761 | 7.2827 | 0 | 1612.9625 | 87.1031 | 121.7523 | 0 | 299.3169 | 693.8732 | 0 | 0 | 0 | 1977.6602 | 17.093 | 0 | 1505.9261
| High Decarbonized Methane | 2047 | 1-in-10 | Current Installation Practice | 2509.4708 | 35.1488 | 0 | 88.1519 | 205.3448 | 0 | 0 | 0 | 2047.1394 | 9.7883 | 0 | 2167.9148 | 118.0496 | 117.7237 | 0 | 298.6374 | 692.0297 | 0 | 0 | 0 | 2905.8074 | 20.944 | 0 | 1845.2023
| High Decarbonized Methane | 2047 | 1-in-40 | Current Installation Practice | 2509.4708 | 31.5033 | 0 | 87.9577 | 204.901 | 0 | 0 | 0 | 2319.214 | 10.7684 | 0 | 2384.9726 | 86.4768 | 120.8768 | 0 | 298.2592 | 691.1602 | 0 | 0 | 0 | 3312.1581 | 22.5062 | 0 | 1982.8351
| High Decarbonized Methane | 2048 | 1-in-2 | Current Installation Practice | 2509.4708 | 31.865 | 0 | 88.617 | 206.4901 | 0 | 0 | 0 | 1349.3012 | 7.2992 | 0 | 1617.2812 | 87.3653 | 122.1211 | 0 | 300.1915 | 695.9008 | 0 | 0 | 0 | 1972.1066 | 17.0784 | 0 | 1490.6442
| High Decarbonized Methane | 2048 | 1-in-10 | Current Installation Practice | 2509.4708 | 35.2625 | 0 | 88.4368 | 206.0086 | 0 | 0 | 0 | 2028.2 | 9.8125 | 0 | 2174.1586 | 118.429 | 118.1042 | 0 | 299.5706 | 694.1921 | 0 | 0 | 0 | 2898.2327 | 20.9303 | 0 | 1826.8465
| High Decarbonized Methane | 2048 | 1-in-40 | Current Installation Practice | 2509.4708 | 31.6051 | 0 | 88.2418 | 205.5627 | 0 | 0 | 0 | 2297.7512 | 10.7949 | 0 | 2391.8351 | 86.7544 | 121.2671 | 0 | 299.1904 | 693.318 | 0 | 0 | 0 | 3303.5153 | 22.4914 | 0 | 1963.1049
| High Decarbonized Methane | 2049 | 1-in-2 | Current Installation Practice | 2509.4708 | 35.8348 | 0 | 70.5346 | 164.3064 | 0 | 0 | 0 | 1456.9212 | 7.7376 | 0 | 1715.3808 | 124.919 | 118.188 | 0 | 177.9836 | 412.4396 | 0 | 0 | 0 | 2131.7812 | 17.6621 | 0 | 1525.7311
| High Decarbonized Methane | 2049 | 1-in-10 | Current Installation Practice | 2509.4708 | 35.3761 | 0 | 88.7218 | 206.6725 | 0 | 0 | 0 | 2008.5186 | 9.8366 | 0 | 2180.7225 | 118.8101 | 118.4846 | 0 | 300.4905 | 696.3237 | 0 | 0 | 0 | 2889.4629 | 20.9238 | 0 | 1807.4957
| High Decarbonized Methane | 2049 | 1-in-40 | Current Installation Practice | 2509.4708 | 31.7068 | 0 | 88.5259 | 206.2246 | 0 | 0 | 0 | 2275.4477 | 10.8214 | 0 | 2399.0495 | 87.0333 | 121.6574 | 0 | 300.1083 | 695.4449 | 0 | 0 | 0 | 3293.5098 | 22.4844 | 0 | 1942.3054
| High Decarbonized Methane | 2050 | 1-in-2 | Current Installation Practice | 2509.4708 | 35.9575 | 0 | 70.7761 | 164.8688 | 0 | 0 | 0 | 1442.3658 | 7.7565 | 0 | 1721.1596 | 125.3467 | 118.5925 | 0 | 178.5652 | 413.7872 | 0 | 0 | 0 | 2124.8724 | 17.6677 | 0 | 1508.8497
| High Decarbonized Methane | 2050 | 1-in-10 | Current Installation Practice | 2509.4708 | 35.4897 | 0 | 89.0068 | 207.3363 | 0 | 0 | 0 | 1988.0339 | 9.8586 | 0 | 2187.6083 | 119.1917 | 118.8651 | 0 | 301.4089 | 698.4518 | 0 | 0 | 0 | 2879.4923 | 20.9261 | 0 | 1787.1205
| High Decarbonized Methane | 2050 | 1-in-40 | Current Installation Practice | 2509.4708 | 31.8086 | 0 | 88.8101 | 206.8864 | 0 | 0 | 0 | 2252.2341 | 10.8456 | 0 | 2406.6177 | 87.3126 | 122.0477 | 0 | 301.0246 | 697.5684 | 0 | 0 | 0 | 3282.1356 | 22.4867 | 0 | 1920.4049
| High Electrification | 2021 | 1-in-2 | Improved System Configuration | 2509.4708 | 32.0557 | 0 | 40.6812 | 238.7161 | 0 | 0 | 0 | 1370.1897 | 24.7651 | 0 | 2514.2832 | 96.8971 | 85.8923 | 0 | 81.1265 | 578.5159 | 0 | 0 | 0 | 1850.8673 | 23.8623 | 0 | 2488.7624
| High Electrification | 2021 | 1-in-10 | Improved System Configuration | 2509.4708 | 31.7631 | 0 | 51.3612 | 301.386 | 0 | 0 | 0 | 2080.3728 | 31.6004 | 0 | 3208.2429 | 92.5015 | 86.4283 | 0 | 137.4759 | 980.3459 | 0 | 0 | 0 | 2655.999 | 28.3743 | 0 | 2959.3472
| High Electrification | 2021 | 1-in-40 | Improved System Configuration | 2509.4708 | 28.4649 | 0 | 51.2413 | 300.6946 | 0 | 0 | 0 | 2423.8635 | 34.7597 | 0 | 3528.9924 | 67.7525 | 88.7314 | 0 | 137.2835 | 978.984 | 0 | 0 | 0 | 3082.62 | 30.4867 | 0 | 3179.6611
| High Electrification | 2022 | 1-in-2 | Improved System Configuration | 2509.4708 | 32.6982 | 0 | 65.54 | 286.928 | 0 | 0 | 0 | 1489.2055 | 32.3882 | 0 | 2292.8409 | 71.0676 | 94.5011 | 0 | 186.891 | 939.4122 | 0 | 0 | 0 | 1797.2524 | 25.8796 | 0 | 2311.7731
| High Electrification | 2022 | 1-in-10 | Improved System Configuration | 2509.4708 | 36.0249 | 0 | 65.1182 | 284.9959 | 0 | 0 | 0 | 2547.6939 | 43.3483 | 0 | 3068.7347 | 95.9114 | 90.9895 | 0 | 185.6816 | 932.9713 | 0 | 0 | 0 | 2835.9293 | 31.5766 | 0 | 2820.6748
| High Electrification | 2022 | 1-in-40 | Improved System Configuration | 2509.4708 | 32.2841 | 0 | 64.966 | 284.3415 | 0 | 0 | 0 | 2968.3379 | 47.6821 | 0 | 3375.5296 | 70.25 | 93.4139 | 0 | 185.4214 | 931.6734 | 0 | 0 | 0 | 3291.4449 | 33.9273 | 0 | 3030.6588
| High Electrification | 2023 | 1-in-2 | Improved System Configuration | 2509.4708 | 41.463 | 0 | 82.1658 | 275.0047 | 0 | 0 | 0 | 1793.6169 | 42.373 | 0 | 2140.2004 | 115.4534 | 100.397 | 0 | 255.3331 | 949.4793 | 0 | 0 | 0 | 1898.5359 | 28.472 | 0 | 2150.3559
| High Electrification | 2023 | 1-in-10 | Improved System Configuration | 2509.4708 | 40.8345 | 0 | 80.0962 | 268.5527 | 0 | 0 | 0 | 3099.1167 | 57.6488 | 0 | 2911.7603 | 99.5259 | 95.9183 | 0 | 237.4698 | 884.4931 | 0 | 0 | 0 | 3043.5868 | 35.4325 | 0 | 2676.0484
| High Electrification | 2023 | 1-in-40 | Improved System Configuration | 2509.4708 | 36.5943 | 0 | 79.9087 | 267.9352 | 0 | 0 | 0 | 3610.7939 | 63.412 | 0 | 3202.8522 | 72.8972 | 98.4738 | 0 | 237.1363 | 883.2599 | 0 | 0 | 0 | 3532.4463 | 38.0701 | 0 | 2875.2571
| High Electrification | 2024 | 1-in-2 | Improved System Configuration | 2509.4708 | 46.826 | 0 | 98.4055 | 258.9528 | 0 | 0 | 0 | 2166.904 | 54.9717 | 0 | 2011.9154 | 119.9171 | 105.9961 | 0 | 313.271 | 899.1834 | 0 | 0 | 0 | 2047.1543 | 32.157 | 0 | 2026.4465
| High Electrification | 2024 | 1-in-10 | Improved System Configuration | 2509.4708 | 46.1189 | 0 | 95.9323 | 252.892 | 0 | 0 | 0 | 3744.3203 | 74.7937 | 0 | 2737.3854 | 103.3798 | 101.2735 | 0 | 291.3711 | 837.688 | 0 | 0 | 0 | 3282.0299 | 40.0207 | 0 | 2521.9927
| High Electrification | 2024 | 1-in-40 | Improved System Configuration | 2509.4708 | 41.3297 | 0 | 95.7074 | 252.3094 | 0 | 0 | 0 | 4362.5032 | 82.2705 | 0 | 3011.0309 | 75.7196 | 103.9711 | 0 | 290.9606 | 836.5162 | 0 | 0 | 0 | 3809.1704 | 42.9997 | 0 | 2709.7207
| High Electrification | 2025 | 1-in-2 | Improved System Configuration | 2509.4708 | 53.4759 | 0 | 93.1962 | 198.0097 | 0 | 0 | 0 | 2811.0857 | 73.4623 | 0 | 1967.9683 | 111.1493 | 109.1408 | 0 | 231.6412 | 532.0412 | 0 | 0 | 0 | 2368.8005 | 38.0353 | 0 | 1973.7467
| High Electrification | 2025 | 1-in-10 | Improved System Configuration | 2509.4708 | 51.8054 | 0 | 112.2654 | 238.8487 | 0 | 0 | 0 | 4491.7879 | 95.0524 | 0 | 2546.3417 | 107.4972 | 107.0989 | 0 | 345.8462 | 795.3989 | 0 | 0 | 0 | 3553.7888 | 45.4027 | 0 | 2356.0611
| High Electrification | 2025 | 1-in-40 | Improved System Configuration | 2509.4708 | 46.4254 | 0 | 112.0014 | 238.2968 | 0 | 0 | 0 | 5233.3419 | 104.5538 | 0 | 2800.8707 | 78.7349 | 109.951 | 0 | 345.3566 | 794.2809 | 0 | 0 | 0 | 4124.5501 | 48.782 | 0 | 2531.4208
| High Electrification | 2026 | 1-in-2 | Improved System Configuration | 2509.4708 | 59.4437 | 0 | 106.479 | 187.8734 | 0 | 0 | 0 | 3326.1453 | 90.956 | 0 | 1806.3499 | 115.4341 | 115.29 | 0 | 266.6294 | 507.3064 | 0 | 0 | 0 | 2563.8875 | 42.9947 | 0 | 1821.4664
| High Electrification | 2026 | 1-in-10 | Improved System Configuration | 2509.4708 | 57.6687 | 0 | 128.4485 | 226.944 | 0 | 0 | 0 | 5322.3496 | 117.8547 | 0 | 2340.5476 | 111.8 | 113.2939 | 0 | 398.6505 | 759.4987 | 0 | 0 | 0 | 3851.9365 | 51.3957 | 0 | 2177.3755
| High Electrification | 2026 | 1-in-40 | Improved System Configuration | 2509.4708 | 51.6794 | 0 | 128.1453 | 226.4177 | 0 | 0 | 0 | 6200.9687 | 129.6341 | 0 | 2574.4835 | 81.8857 | 116.31 | 0 | 398.0828 | 758.4247 | 0 | 0 | 0 | 4470.5438 | 55.2206 | 0 | 2339.4157
| High Electrification | 2027 | 1-in-2 | Improved System Configuration | 2509.4708 | 65.5227 | 0 | 119.4607 | 179.7255 | 0 | 0 | 0 | 3886.2678 | 110.1984 | 0 | 1637.2584 | 119.8574 | 121.7405 | 0 | 299.965 | 487.4581 | 0 | 0 | 0 | 2773.8539 | 48.384 | 0 | 1660.8467
| High Electrification | 2027 | 1-in-10 | Improved System Configuration | 2509.4708 | 63.6528 | 0 | 144.305 | 217.3974 | 0 | 0 | 0 | 6227.1037 | 142.9822 | 0 | 2124.34 | 116.2421 | 119.7956 | 0 | 449.103 | 730.7775 | 0 | 0 | 0 | 4173.0629 | 57.9169 | 0 | 1988.0756
| High Electrification | 2027 | 1-in-40 | Improved System Configuration | 2509.4708 | 57.0414 | 0 | 143.963 | 216.891 | 0 | 0 | 0 | 7255.0078 | 157.2716 | 0 | 2336.6427 | 85.1384 | 122.9835 | 0 | 448.4589 | 729.7368 | 0 | 0 | 0 | 4843.1934 | 62.2265 | 0 | 2136.0067
| High Electrification | 2028 | 1-in-2 | Improved System Configuration | 2509.4708 | 71.6669 | 0 | 132.0796 | 173.4865 | 0 | 0 | 0 | 4482.2215 | 130.912 | 0 | 1465.5408 | 124.3391 | 128.3799 | 0 | 331.4843 | 472.2907 | 0 | 0 | 0 | 2994.6352 | 54.1078 | 0 | 1495.6779
| High Electrification | 2028 | 1-in-10 | Improved System Configuration | 2509.4708 | 69.7108 | 0 | 159.7525 | 210.1195 | 0 | 0 | 0 | 7191.2192 | 170.0756 | 0 | 1903.972 | 120.7431 | 126.4907 | 0 | 496.9288 | 708.946 | 0 | 0 | 0 | 4510.9822 | 64.8514 | 0 | 1792.6573
| High Electrification | 2028 | 1-in-40 | Improved System Configuration | 2509.4708 | 62.4695 | 0 | 159.3722 | 209.6278 | 0 | 0 | 0 | 8378.1801 | 187.0707 | 0 | 2094.2292 | 88.4341 | 129.8554 | 0 | 496.2108 | 707.9288 | 0 | 0 | 0 | 5235.3217 | 69.6762 | 0 | 1926.027
| High Electrification | 2029 | 1-in-2 | Improved System Configuration | 2509.4708 | 77.8326 | 0 | 144.3172 | 168.9078 | 0 | 0 | 0 | 5107.5451 | 152.9353 | 0 | 1296.1595 | 128.7938 | 135.0956 | 0 | 361.1993 | 461.115 | 0 | 0 | 0 | 3222.5137 | 60.1096 | 0 | 1330.3229
| High Electrification | 2029 | 1-in-10 | Improved System Configuration | 2509.4708 | 75.7993 | 0 | 174.7641 | 204.8199 | 0 | 0 | 0 | 8204.3363 | 198.9264 | 0 | 1685.9439 | 125.2194 | 133.2677 | 0 | 542.126 | 693.0029 | 0 | 0 | 0 | 4860.0864 | 72.1315 | 0 | 1596.3874
| High Electrification | 2029 | 1-in-40 | Improved System Configuration | 2509.4708 | 67.9248 | 0 | 174.3462 | 204.3386 | 0 | 0 | 0 | 9558.42 | 218.8021 | 0 | 1854.3951 | 91.7116 | 136.8113 | 0 | 541.337 | 692.0014 | 0 | 0 | 0 | 5640.4238 | 77.4972 | 0 | 1715.1373
| High Electrification | 2030 | 1-in-2 | Improved System Configuration | 2509.4708 | 84.933 | 0 | 161.6478 | 149.8582 | 0 | 0 | 0 | 5760.3639 | 176.297 | 0 | 1131.5601 | 133.0833 | 141.744 | 0 | 407.4561 | 409.8129 | 0 | 0 | 0 | 3454.1122 | 66.3905 | 0 | 1166.9911
| High Electrification | 2030 | 1-in-10 | Improved System Configuration | 2509.4708 | 82.8647 | 0 | 196.1069 | 182.0507 | 0 | 0 | 0 | 9269.798 | 229.7306 | 0 | 1474.5225 | 129.6251 | 140.0804 | 0 | 612.6653 | 617.0218 | 0 | 0 | 0 | 5218.8493 | 79.8135 | 0 | 1402.936
| High Electrification | 2030 | 1-in-40 | Improved System Configuration | 2509.4708 | 74.2565 | 0 | 195.6389 | 181.6237 | 0 | 0 | 0 | 10799.7802 | 252.6853 | 0 | 1621.8569 | 94.9388 | 143.8058 | 0 | 611.7765 | 616.133 | 0 | 0 | 0 | 6056.8176 | 85.7509 | 0 | 1507.3026
| High Electrification | 2031 | 1-in-2 | Improved System Configuration | 2509.4708 | 92.1173 | 0 | 179.2829 | 130.1481 | 0 | 0 | 0 | 6455.3935 | 201.6952 | 0 | 980.9335 | 137.236 | 148.3398 | 0 | 454.3496 | 356.0993 | 0 | 0 | 0 | 3692.6085 | 73.1791 | 0 | 1015.5079
| High Electrification | 2031 | 1-in-10 | Improved System Configuration | 2509.4708 | 90.0391 | 0 | 217.9011 | 158.397 | 0 | 0 | 0 | 10407.356 | 263.3096 | 0 | 1280.5917 | 133.9156 | 146.8683 | 0 | 684.4314 | 537.1349 | 0 | 0 | 0 | 5589.448 | 88.1362 | 0 | 1223.0691
| High Electrification | 2031 | 1-in-40 | Improved System Configuration | 2509.4708 | 80.6862 | 0 | 217.3825 | 158.0265 | 0 | 0 | 0 | 12125.1722 | 289.6215 | 0 | 1408.5578 | 98.0818 | 150.7752 | 0 | 683.443 | 536.3647 | 0 | 0 | 0 | 6486.9645 | 94.6934 | 0 | 1314.0637
| High Electrification | 2032 | 1-in-2 | Improved System Configuration | 2509.4708 | 99.29 | 0 | 196.8917 | 110.4563 | 0 | 0 | 0 | 7198.6512 | 229.2968 | 0 | 841.5607 | 141.3203 | 154.9813 | 0 | 500.8347 | 302.0618 | 0 | 0 | 0 | 3939.8808 | 80.5457 | 0 | 873.3485
| High Electrification | 2032 | 1-in-10 | Improved System Configuration | 2509.4708 | 97.2258 | 0 | 239.7361 | 134.6744 | 0 | 0 | 0 | 11626.646 | 299.885 | 0 | 1100.6322 | 138.1507 | 153.7217 | 0 | 755.8224 | 456.4504 | 0 | 0 | 0 | 5974.5386 | 97.1842 | 0 | 1053.758
| High Electrification | 2032 | 1-in-40 | Improved System Configuration | 2509.4708 | 87.127 | 0 | 239.1673 | 134.3604 | 0 | 0 | 0 | 13545.8172 | 329.8541 | 0 | 1210.6245 | 101.1845 | 157.8121 | 0 | 754.7366 | 455.7993 | 0 | 0 | 0 | 6933.9424 | 104.4153 | 0 | 1132.1646
| High Electrification | 2033 | 1-in-2 | Improved System Configuration | 2509.4708 | 107.1926 | 0 | 270.9252 | 116.6974 | 0 | 0 | 0 | 7554.6289 | 251.722 | 0 | 693.2757 | 167.1322 | 170.1631 | 0 | 896.8597 | 414.0887 | 0 | 0 | 0 | 4019.2913 | 86.7859 | 0 | 726.1959
| High Electrification | 2033 | 1-in-10 | Improved System Configuration | 2509.4708 | 104.2937 | 0 | 260.9134 | 112.584 | 0 | 0 | 0 | 12895.7829 | 338.3364 | 0 | 931.8232 | 142.3363 | 160.61 | 0 | 824.0471 | 381.091 | 0 | 0 | 0 | 6365.6493 | 106.6987 | 0 | 892.8196
| High Electrification | 2033 | 1-in-40 | Improved System Configuration | 2509.4708 | 93.4615 | 0 | 260.2961 | 112.3223 | 0 | 0 | 0 | 15024.5474 | 372.1508 | 0 | 1024.9524 | 104.2508 | 164.8848 | 0 | 822.8688 | 380.5499 | 0 | 0 | 0 | 7387.9082 | 114.6385 | 0 | 959.2578
| High Electrification | 2034 | 1-in-2 | Improved System Configuration | 2509.4708 | 114.4476 | 0 | 292.4211 | 96.1082 | 0 | 0 | 0 | 8293.0393 | 280.2287 | 0 | 578.1682 | 172.1058 | 177.4997 | 0 | 968.1501 | 340.4642 | 0 | 0 | 0 | 4262.177 | 94.534 | 0 | 604.9547
| High Electrification | 2034 | 1-in-10 | Improved System Configuration | 2509.4708 | 111.1929 | 0 | 281.2112 | 92.5877 | 0 | 0 | 0 | 14135.9576 | 376.1118 | 0 | 775.9945 | 146.362 | 167.2945 | 0 | 888.2745 | 312.8842 | 0 | 0 | 0 | 6740.648 | 116.058 | 0 | 742.6937
| High Electrification | 2034 | 1-in-40 | Improved System Configuration | 2509.4708 | 99.6446 | 0 | 280.5475 | 92.3729 | 0 | 0 | 0 | 16469.5326 | 413.7038 | 0 | 853.5543 | 107.1999 | 171.7482 | 0 | 887.0091 | 312.4417 | 0 | 0 | 0 | 7823.1703 | 124.695 | 0 | 797.9647
| High Electrification | 2035 | 1-in-2 | Improved System Configuration | 2509.4708 | 121.5158 | 0 | 313.0186 | 77.4413 | 0 | 0 | 0 | 8971.7321 | 306.5424 | 0 | 475.5396 | 176.6899 | 182.9761 | 0 | 1035.2675 | 273.8781 | 0 | 0 | 0 | 4481.4221 | 101.6992 | 0 | 496.0601
| High Electrification | 2035 | 1-in-10 | Improved System Configuration | 2509.4708 | 117.9232 | 0 | 300.67 | 74.5181 | 0 | 0 | 0 | 15275.0956 | 410.952 | 0 | 637.5104 | 150.0861 | 172.2561 | 0 | 948.7531 | 251.4003 | 0 | 0 | 0 | 7079.1667 | 124.7098 | 0 | 608.2992
| High Electrification | 2035 | 1-in-40 | Improved System Configuration | 2509.4708 | 105.6764 | 0 | 299.9616 | 74.3456 | 0 | 0 | 0 | 17796.7962 | 452.0282 | 0 | 701.2319 | 109.928 | 176.8426 | 0 | 947.4056 | 251.0458 | 0 | 0 | 0 | 8216.0888 | 133.9913 | 0 | 653.5715
| High Electrification | 2036 | 1-in-2 | Improved System Configuration | 2509.4708 | 127.8282 | 0 | 331.4454 | 60.6904 | 0 | 0 | 0 | 9546.0201 | 328.8304 | 0 | 386.63 | 180.7472 | 186.5339 | 0 | 1094.6087 | 214.3352 | 0 | 0 | 0 | 4664.3566 | 107.7808 | 0 | 401.3311
| High Electrification | 2036 | 1-in-10 | Improved System Configuration | 2509.4708 | 123.9363 | 0 | 318.0808 | 58.3464 | 0 | 0 | 0 | 16238.1073 | 440.431 | 0 | 517.8471 | 153.3931 | 175.446 | 0 | 1002.2242 | 196.5655 | 0 | 0 | 0 | 7361.4516 | 132.0474 | 0 | 491.6899
| High Electrification | 2036 | 1-in-40 | Improved System Configuration | 2509.4708 | 111.0654 | 0 | 317.3325 | 58.2116 | 0 | 0 | 0 | 18918.8555 | 484.4555 | 0 | 569.6099 | 112.3506 | 180.118 | 0 | 1000.8044 | 196.289 | 0 | 0 | 0 | 8543.7397 | 141.8755 | 0 | 528.2855
| High Electrification | 2037 | 1-in-2 | Improved System Configuration | 2509.4708 | 133.4002 | 0 | 347.7009 | 46.0201 | 0 | 0 | 0 | 10034.3751 | 347.8439 | 0 | 310.0451 | 184.3519 | 189.7485 | 0 | 1146.319 | 162.364 | 0 | 0 | 0 | 4817.6467 | 112.9887 | 0 | 319.6915
| High Electrification | 2037 | 1-in-10 | Improved System Configuration | 2509.4708 | 129.2456 | 0 | 333.4407 | 44.2109 | 0 | 0 | 0 | 17056.5358 | 465.5623 | 0 | 414.9716 | 156.3397 | 178.3411 | 0 | 1048.8151 | 148.7959 | 0 | 0 | 0 | 7597.9092 | 138.3283 | 0 | 391.3876
| High Electrification | 2037 | 1-in-40 | Improved System Configuration | 2509.4708 | 115.8236 | 0 | 332.6573 | 44.1088 | 0 | 0 | 0 | 19872.458 | 512.1004 | 0 | 456.4525 | 114.5091 | 183.0908 | 0 | 1047.3324 | 148.5871 | 0 | 0 | 0 | 8818.2002 | 148.6243 | 0 | 420.5191
| High Electrification | 2038 | 1-in-2 | Improved System Configuration | 2509.4708 | 135.8413 | 0 | 282.9688 | 26.2994 | 0 | 0 | 0 | 10926.3193 | 370.2169 | 0 | 247.8177 | 161.6048 | 181.3348 | 0 | 716.7955 | 71.379 | 0 | 0 | 0 | 5109.8241 | 118.4079 | 0 | 251.2784
| High Electrification | 2038 | 1-in-10 | Improved System Configuration | 2509.4708 | 133.8698 | 0 | 346.7524 | 32.2712 | 0 | 0 | 0 | 17760.3748 | 487.2905 | 0 | 326.185 | 158.9929 | 181.0139 | 0 | 1088.6684 | 108.5534 | 0 | 0 | 0 | 7798.3398 | 143.7834 | 0 | 305.1289
| High Electrification | 2038 | 1-in-40 | Improved System Configuration | 2509.4708 | 119.9679 | 0 | 345.9386 | 32.1968 | 0 | 0 | 0 | 20692.5458 | 536.0018 | 0 | 358.7917 | 116.4527 | 185.8353 | 0 | 1087.1319 | 108.4013 | 0 | 0 | 0 | 9050.8434 | 154.4858 | 0 | 327.8408
| High Electrification | 2039 | 1-in-2 | Improved System Configuration | 2509.4708 | 142.4137 | 0 | 373.7577 | 23.5469 | 0 | 0 | 0 | 10817.1195 | 378.5943 | 0 | 186.7772 | 190.5111 | 195.448 | 0 | 1227.5956 | 83.0199 | 0 | 0 | 0 | 5058.052 | 121.4623 | 0 | 189.1995
| High Electrification | 2039 | 1-in-10 | Improved System Configuration | 2509.4708 | 137.836 | 0 | 358.0591 | 22.5979 | 0 | 0 | 0 | 18368.0816 | 506.1966 | 0 | 249.729 | 161.3963 | 183.5084 | 0 | 1122.0196 | 76.0038 | 0 | 0 | 0 | 7968.8218 | 148.5488 | 0 | 231.3915
| High Electrification | 2039 | 1-in-40 | Improved System Configuration | 2509.4708 | 123.5225 | 0 | 357.2194 | 22.5458 | 0 | 0 | 0 | 21400.6213 | 556.7988 | 0 | 274.6932 | 118.2133 | 188.3965 | 0 | 1120.4381 | 75.8975 | 0 | 0 | 0 | 9248.7234 | 159.6062 | 0 | 248.6154
| High Electrification | 2040 | 1-in-2 | Improved System Configuration | 2509.4708 | 145.9227 | 0 | 383.7099 | 15.7578 | 0 | 0 | 0 | 11128.2495 | 390.9992 | 0 | 138.1585 | 193.1502 | 198.0096 | 0 | 1257.7981 | 55.5674 | 0 | 0 | 0 | 5151.2724 | 124.9007 | 0 | 138.4738
| High Electrification | 2040 | 1-in-10 | Improved System Configuration | 2509.4708 | 141.1817 | 0 | 367.4618 | 15.1173 | 0 | 0 | 0 | 18889.6411 | 522.5954 | 0 | 184.6577 | 163.5736 | 185.8471 | 0 | 1149.2136 | 50.8531 | 0 | 0 | 0 | 8112.7861 | 152.6993 | 0 | 169.2933
| High Electrification | 2040 | 1-in-40 | Improved System Configuration | 2509.4708 | 126.5209 | 0 | 366.6005 | 15.0825 | 0 | 0 | 0 | 22008.3176 | 574.8377 | 0 | 203.1174 | 119.8082 | 190.7977 | 0 | 1147.5953 | 50.782 | 0 | 0 | 0 | 9415.8224 | 164.0658 | 0 | 181.8951
| High Electrification | 2041 | 1-in-2 | Improved System Configuration | 2509.4708 | 145.9275 | 0 | 305.8081 | 7.8245 | 0 | 0 | 0 | 11879.9099 | 407.2942 | 0 | 98.98 | 168.0852 | 188.1813 | 0 | 770.0033 | 21.2446 | 0 | 0 | 0 | 5388.6659 | 128.568 | 0 | 97.2352
| High Electrification | 2041 | 1-in-10 | Improved System Configuration | 2509.4708 | 143.9631 | 0 | 375.1398 | 9.6114 | 0 | 0 | 0 | 19331.0159 | 536.6649 | 0 | 130.4194 | 165.5451 | 188.0488 | 0 | 1170.7285 | 32.3433 | 0 | 0 | 0 | 8232.6709 | 156.2875 | 0 | 118.1993
| High Electrification | 2041 | 1-in-40 | Improved System Configuration | 2509.4708 | 129.0135 | 0 | 374.2609 | 9.5893 | 0 | 0 | 0 | 22522.5833 | 590.3142 | 0 | 143.4572 | 121.2523 | 193.0582 | 0 | 1169.0809 | 32.2982 | 0 | 0 | 0 | 9554.9711 | 167.9213 | 0 | 126.9978
| High Electrification | 2042 | 1-in-2 | Improved System Configuration | 2509.4708 | 151.2235 | 0 | 398.3544 | 6.0063 | 0 | 0 | 0 | 11607.8703 | 410.5507 | 0 | 64.837 | 197.6667 | 202.6545 | 0 | 1299.8779 | 21.1972 | 0 | 0 | 0 | 5291.3863 | 130.3933 | 0 | 63.4374
| High Electrification | 2042 | 1-in-10 | Improved System Configuration | 2509.4708 | 146.2402 | 0 | 381.3034 | 5.7594 | 0 | 0 | 0 | 19694.3353 | 548.4645 | 0 | 86.6173 | 167.3183 | 190.1156 | 0 | 1187.0918 | 19.3895 | 0 | 0 | 0 | 8329.461 | 159.3381 | 0 | 77.5192
| High Electrification | 2042 | 1-in-40 | Improved System Configuration | 2509.4708 | 131.0543 | 0 | 380.4103 | 5.7462 | 0 | 0 | 0 | 22945.9022 | 603.2938 | 0 | 95.2763 | 122.5511 | 195.1803 | 0 | 1185.422 | 19.3625 | 0 | 0 | 0 | 9667.3137 | 171.199 | 0 | 83.2897
| High Electrification | 2043 | 1-in-2 | Improved System Configuration | 2509.4708 | 153.1498 | 0 | 403.5185 | 3.3375 | 0 | 0 | 0 | 11778.01 | 417.7435 | 0 | 39.5399 | 199.5629 | 204.7409 | 0 | 1313.1274 | 11.7836 | 0 | 0 | 0 | 5339.2502 | 132.4743 | 0 | 38.1193
| High Electrification | 2043 | 1-in-10 | Improved System Configuration | 2509.4708 | 148.0814 | 0 | 386.1901 | 3.1998 | 0 | 0 | 0 | 19980.0817 | 557.992 | 0 | 52.8146 | 168.8986 | 192.0448 | 0 | 1199.0165 | 10.7772 | 0 | 0 | 0 | 8403.5785 | 161.8573 | 0 | 46.5742
| High Electrification | 2043 | 1-in-40 | Improved System Configuration | 2509.4708 | 132.7044 | 0 | 385.2857 | 3.1925 | 0 | 0 | 0 | 23278.8394 | 613.7741 | 0 | 58.0945 | 123.7087 | 197.161 | 0 | 1197.3306 | 10.7621 | 0 | 0 | 0 | 9753.3413 | 173.9059 | 0 | 50.0411
| High Electrification | 2044 | 1-in-2 | Improved System Configuration | 2509.4708 | 154.6916 | 0 | 407.5815 | 1.6556 | 0 | 0 | 0 | 11901.7848 | 423.1945 | 0 | 21.2204 | 201.2292 | 206.6646 | 0 | 1322.4648 | 5.8474 | 0 | 0 | 0 | 5372.5575 | 134.1113 | 0 | 20.0336
| High Electrification | 2044 | 1-in-10 | Improved System Configuration | 2509.4708 | 149.5583 | 0 | 390.0425 | 1.5872 | 0 | 0 | 0 | 20188.1787 | 565.2205 | 0 | 28.342 | 170.2932 | 193.8313 | 0 | 1207.4305 | 5.3475 | 0 | 0 | 0 | 8455.2172 | 163.8422 | 0 | 24.4748
| High Electrification | 2044 | 1-in-40 | Improved System Configuration | 2509.4708 | 134.028 | 0 | 389.1293 | 1.5835 | 0 | 0 | 0 | 23521.3068 | 621.7256 | 0 | 31.1754 | 124.7302 | 198.9951 | 0 | 1205.7335 | 5.34 | 0 | 0 | 0 | 9813.2796 | 176.0386 | 0 | 26.2967
| High Electrification | 2045 | 1-in-2 | Improved System Configuration | 2509.4708 | 152.7271 | 0 | 320.2886 | 0.51068 | 0 | 0 | 0 | 12481.1525 | 432.4881 | 0 | 9.1993 | 174.0632 | 195.5149 | 0 | 797.6346 | 1.3886 | 0 | 0 | 0 | 5551.0541 | 135.9067 | 0 | 8.2428
| High Electrification | 2045 | 1-in-10 | Improved System Configuration | 2509.4708 | 150.7424 | 0 | 393.0894 | 0.6276 | 0 | 0 | 0 | 20318.9758 | 570.131 | 0 | 12.127 | 171.514 | 195.4698 | 0 | 1213.3139 | 2.1151 | 0 | 0 | 0 | 8484.7794 | 165.2868 | 0 | 10.0248
| High Electrification | 2045 | 1-in-40 | Improved System Configuration | 2509.4708 | 135.0892 | 0 | 392.1692 | 0.62616 | 0 | 0 | 0 | 23673.7117 | 627.1273 | 0 | 13.3393 | 125.6244 | 200.6774 | 0 | 1211.6093 | 2.1121 | 0 | 0 | 0 | 9847.5953 | 177.5908 | 0 | 10.771
| High Electrification | 2046 | 1-in-2 | Improved System Configuration | 2509.4708 | 153.6998 | 0 | 322.284 | 0.074704 | 0 | 0 | 0 | 12515.0596 | 434.4657 | 0 | 1.9995 | 175.1464 | 197.0045 | 0 | 800.3786 | 0.20322 | 0 | 0 | 0 | 5556.5599 | 136.6533 | 0 | 1.3773
| High Electrification | 2046 | 1-in-10 | Improved System Configuration | 2509.4708 | 151.7011 | 0 | 395.5348 | 0.091808 | 0 | 0 | 0 | 20373.9933 | 572.7329 | 0 | 2.6358 | 172.5798 | 196.9572 | 0 | 1217.4771 | 0.30953 | 0 | 0 | 0 | 8493.1189 | 166.1932 | 0 | 1.675
| High Electrification | 2046 | 1-in-40 | Improved System Configuration | 2509.4708 | 135.9484 | 0 | 394.6092 | 0.091597 | 0 | 0 | 0 | 23737.8242 | 629.9896 | 0 | 2.8993 | 126.4051 | 202.2046 | 0 | 1215.7672 | 0.3091 | 0 | 0 | 0 | 9857.279 | 178.5648 | 0 | 1.7997
| High Electrification | 2047 | 1-in-2 | Improved System Configuration | 2509.4708 | 154.5129 | 0 | 323.9475 | 0 | 0 | 0 | 0 | 12504.9209 | 434.7558 | 0 | 0 | 176.107 | 198.3539 | 0 | 802.4501 | 0 | 0 | 0 | 0 | 5549.4491 | 136.9731 | 0 | 0
| High Electrification | 2047 | 1-in-10 | Improved System Configuration | 2509.4708 | 152.494 | 0 | 397.551 | 0 | 0 | 0 | 0 | 20356.1905 | 573.0789 | 0 | 0 | 173.5152 | 198.2937 | 0 | 1220.5503 | 0 | 0 | 0 | 0 | 8481.7097 | 166.5715 | 0 | 0
| High Electrification | 2047 | 1-in-40 | Improved System Configuration | 2509.4708 | 136.659 | 0 | 396.6208 | 0 | 0 | 0 | 0 | 23717.0905 | 630.3704 | 0 | 0 | 127.0904 | 203.5767 | 0 | 1218.8365 | 0 | 0 | 0 | 0 | 9844.0408 | 178.9714 | 0 | 0
| High Electrification | 2048 | 1-in-2 | Improved System Configuration | 2509.4708 | 158.4061 | 0 | 417.1714 | 0 | 0 | 0 | 0 | 11948.1075 | 427.6542 | 0 | 0 | 205.9902 | 212.6598 | 0 | 1339.3226 | 0 | 0 | 0 | 0 | 5369.9253 | 136.2222 | 0 | 0
| High Electrification | 2048 | 1-in-10 | Improved System Configuration | 2509.4708 | 153.1711 | 0 | 399.276 | 0 | 0 | 0 | 0 | 20269.6131 | 571.2576 | 0 | 0 | 174.3468 | 199.4823 | 0 | 1222.9945 | 0 | 0 | 0 | 0 | 8452.2676 | 166.4445 | 0 | 0
| High Electrification | 2048 | 1-in-40 | Improved System Configuration | 2509.4708 | 137.2659 | 0 | 398.3418 | 0 | 0 | 0 | 0 | 23616.2239 | 628.3671 | 0 | 0 | 127.6995 | 204.797 | 0 | 1221.2775 | 0 | 0 | 0 | 0 | 9809.8718 | 178.835 | 0 | 0
| High Electrification | 2049 | 1-in-2 | Improved System Configuration | 2509.4708 | 159.0023 | 0 | 418.7128 | 0 | 0 | 0 | 0 | 11857.5992 | 424.7026 | 0 | 0 | 206.8454 | 213.7429 | 0 | 1341.4606 | 0 | 0 | 0 | 0 | 5340.07 | 135.7073 | 0 | 0
| High Electrification | 2049 | 1-in-10 | Improved System Configuration | 2509.4708 | 153.7715 | 0 | 400.8133 | 0 | 0 | 0 | 0 | 20119.1792 | 567.4026 | 0 | 0 | 175.0977 | 200.5293 | 0 | 1225.1362 | 0 | 0 | 0 | 0 | 8406.5749 | 165.8411 | 0 | 0
| High Electrification | 2049 | 1-in-40 | Improved System Configuration | 2509.4708 | 137.8039 | 0 | 399.8756 | 0 | 0 | 0 | 0 | 23440.9533 | 624.1268 | 0 | 0 | 128.2494 | 205.8719 | 0 | 1223.4162 | 0 | 0 | 0 | 0 | 9756.8403 | 178.1866 | 0 | 0
| High Electrification | 2050 | 1-in-2 | Improved System Configuration | 2509.4708 | 156.4382 | 0 | 327.9143 | 0 | 0 | 0 | 0 | 12237.0233 | 426.3148 | 0 | 0 | 178.4915 | 201.5994 | 0 | 807.1861 | 0 | 0 | 0 | 0 | 5463.4684 | 135.5826 | 0 | 0
| High Electrification | 2050 | 1-in-10 | Improved System Configuration | 2509.4708 | 154.3239 | 0 | 402.2361 | 0 | 0 | 0 | 0 | 19911.0305 | 561.6967 | 0 | 0 | 175.7847 | 201.4465 | 0 | 1227.1954 | 0 | 0 | 0 | 0 | 8346.4992 | 164.8055 | 0 | 0
| High Electrification | 2050 | 1-in-40 | Improved System Configuration | 2509.4708 | 138.2989 | 0 | 401.2949 | 0 | 0 | 0 | 0 | 23198.4343 | 617.8503 | 0 | 0 | 128.7526 | 206.8135 | 0 | 1225.4723 | 0 | 0 | 0 | 0 | 9687.1135 | 177.0739 | 0 | 0
| MWG Scenario | 2021 | 1-in-2 | Current Installation Practice | 2509.4708 | 22.247 | 0 | 40.9688 | 240.4034 | 0 | 0 | 0 | 670.0605 | 8.2076 | 8.1352 | 2784.2477 | 97.582 | 86.4994 | 0 | 81.6999 | 582.605 | 0 | 0 | 0 | 1914.6513 | 24.031 | 0 | 2506.3534
| MWG Scenario | 2021 | 1-in-10 | Current Installation Practice | 2509.4708 | 21.8873 | 0 | 51.3567 | 301.3592 | 0 | 0 | 0 | 920.5969 | 10.3985 | 7.5527 | 3527.4709 | 92.4932 | 86.4206 | 0 | 137.4637 | 980.2587 | 0 | 0 | 0 | 2586.3059 | 28.3718 | 0 | 2959.084
| MWG Scenario | 2021 | 1-in-40 | Current Installation Practice | 2509.4708 | 19.6163 | 0 | 51.241 | 300.693 | 0 | 0 | 0 | 1042.8974 | 11.4391 | 7.1676 | 3880.4607 | 67.7522 | 88.731 | 0 | 137.2828 | 978.979 | 0 | 0 | 0 | 2947.8325 | 30.4865 | 0 | 3179.6447
| MWG Scenario | 2022 | 1-in-2 | Current Installation Practice | 2509.4708 | 19.8579 | 0 | 65.0474 | 284.7716 | 0 | 0 | 0 | 676.5561 | 8.753 | 11.9435 | 2545.3528 | 70.5335 | 93.7908 | 0 | 185.4864 | 932.3521 | 0 | 0 | 0 | 1896.6724 | 25.6851 | 0 | 2294.3991
| MWG Scenario | 2022 | 1-in-10 | Current Installation Practice | 2509.4708 | 22.042 | 0 | 65.1125 | 284.9709 | 0 | 0 | 0 | 1020.0549 | 11.8027 | 11.2395 | 3432.1915 | 95.903 | 90.9815 | 0 | 185.6653 | 932.8894 | 0 | 0 | 0 | 2795.8448 | 31.5738 | 0 | 2820.4271
| MWG Scenario | 2022 | 1-in-40 | Current Installation Practice | 2509.4708 | 19.7549 | 0 | 64.9659 | 284.3411 | 0 | 0 | 0 | 1155.5688 | 12.9838 | 10.6663 | 3775.6486 | 70.2499 | 93.4138 | 0 | 185.4211 | 931.6719 | 0 | 0 | 0 | 3186.6632 | 33.9272 | 0 | 3030.6541
| MWG Scenario | 2023 | 1-in-2 | Current Installation Practice | 2509.4708 | 22.5289 | 0 | 63.8042 | 213.9277 | 0 | 0 | 0 | 822.7534 | 10.5971 | 16.9484 | 2624.7704 | 104.8521 | 95.8691 | 0 | 140.9364 | 524.9396 | 0 | 0 | 0 | 2245.5278 | 29.9687 | 0 | 2263.3951
| MWG Scenario | 2023 | 1-in-10 | Current Installation Practice | 2509.4708 | 22.1943 | 0 | 80.0893 | 268.5296 | 0 | 0 | 0 | 1131.8956 | 13.4438 | 15.756 | 3329.8763 | 99.5173 | 95.91 | 0 | 237.4493 | 884.4169 | 0 | 0 | 0 | 3037.3151 | 35.4294 | 0 | 2675.818
| MWG Scenario | 2023 | 1-in-40 | Current Installation Practice | 2509.4708 | 19.8914 | 0 | 79.909 | 267.936 | 0 | 0 | 0 | 1282.2671 | 14.7892 | 14.9526 | 3663.0935 | 72.8974 | 98.4741 | 0 | 237.137 | 883.2624 | 0 | 0 | 0 | 3461.8864 | 38.0702 | 0 | 2875.2653
| MWG Scenario | 2024 | 1-in-2 | Current Installation Practice | 2509.4708 | 20.1582 | 0 | 95.9621 | 253.0464 | 0 | 0 | 0 | 835.5876 | 11.4001 | 22.5615 | 2391.8245 | 76.1321 | 104.5375 | 0 | 291.4719 | 838.3029 | 0 | 0 | 0 | 2251.4918 | 32.5992 | 0 | 2054.3138
| MWG Scenario | 2024 | 1-in-10 | Current Installation Practice | 2509.4708 | 22.3442 | 0 | 95.9243 | 252.8709 | 0 | 0 | 0 | 1258.0749 | 15.3507 | 21.202 | 3220.6805 | 103.3711 | 101.265 | 0 | 291.3468 | 837.618 | 0 | 0 | 0 | 3314.255 | 40.0173 | 0 | 2521.7818
| MWG Scenario | 2024 | 1-in-40 | Current Installation Practice | 2509.4708 | 20.0257 | 0 | 95.7082 | 252.3115 | 0 | 0 | 0 | 1425.2066 | 16.8868 | 20.1207 | 3542.964 | 75.7202 | 103.972 | 0 | 290.9629 | 836.523 | 0 | 0 | 0 | 3777.5312 | 43 | 0 | 2709.7426
| MWG Scenario | 2025 | 1-in-2 | Current Installation Practice | 2509.4708 | 22.798 | 0 | 89.3021 | 189.9934 | 0 | 0 | 0 | 1016.4188 | 13.8162 | 29.7234 | 2444.1702 | 113.088 | 106.8908 | 0 | 204.9633 | 471.3875 | 0 | 0 | 0 | 2679.4529 | 38.3466 | 0 | 1989.8997
| MWG Scenario | 2025 | 1-in-10 | Current Installation Practice | 2509.4708 | 22.4917 | 0 | 112.2564 | 238.8295 | 0 | 0 | 0 | 1400.3407 | 17.5529 | 27.672 | 3105.2212 | 107.4886 | 107.0903 | 0 | 345.8185 | 795.3351 | 0 | 0 | 0 | 3629.4588 | 45.3991 | 0 | 2355.8722
| MWG Scenario | 2025 | 1-in-40 | Current Installation Practice | 2509.4708 | 20.1579 | 0 | 112.003 | 238.3002 | 0 | 0 | 0 | 1586.3655 | 19.3093 | 26.2607 | 3415.937 | 78.736 | 109.9525 | 0 | 345.3615 | 794.2921 | 0 | 0 | 0 | 4136.7781 | 48.7827 | 0 | 2531.4565
| MWG Scenario | 2026 | 1-in-2 | Current Installation Practice | 2509.4708 | 22.9204 | 0 | 102.1058 | 180.4016 | 0 | 0 | 0 | 1128.258 | 15.726 | 37.5645 | 2347.3101 | 117.5349 | 112.9972 | 0 | 236.0975 | 449.8068 | 0 | 0 | 0 | 2932.4891 | 43.3788 | 0 | 1837.7391
| MWG Scenario | 2026 | 1-in-10 | Current Installation Practice | 2509.4708 | 22.6279 | 0 | 128.4388 | 226.9268 | 0 | 0 | 0 | 1555.4839 | 19.9928 | 34.9958 | 2984.1978 | 111.7915 | 113.2853 | 0 | 398.6203 | 759.4412 | 0 | 0 | 0 | 3974.9181 | 51.3918 | 0 | 2177.2105
| MWG Scenario | 2026 | 1-in-40 | Current Installation Practice | 2509.4708 | 20.2797 | 0 | 128.148 | 226.4224 | 0 | 0 | 0 | 1762.1069 | 21.9932 | 33.2108 | 3282.7827 | 81.8874 | 116.3124 | 0 | 398.091 | 758.4404 | 0 | 0 | 0 | 4530.4961 | 55.2217 | 0 | 2339.4642
| MWG Scenario | 2027 | 1-in-2 | Current Installation Practice | 2509.4708 | 23.032 | 0 | 114.6386 | 172.7046 | 0 | 0 | 0 | 1248.3624 | 17.8059 | 46.2545 | 2248.3763 | 122.1285 | 119.4071 | 0 | 265.8111 | 432.526 | 0 | 0 | 0 | 3204.6074 | 48.8522 | 0 | 1676.9168
| MWG Scenario | 2027 | 1-in-10 | Current Installation Practice | 2509.4708 | 22.7525 | 0 | 144.2949 | 217.3821 | 0 | 0 | 0 | 1722.1543 | 22.6514 | 43.1188 | 2860.2268 | 116.234 | 119.7872 | 0 | 449.0715 | 730.7261 | 0 | 0 | 0 | 4346.5126 | 57.9129 | 0 | 1987.936
| MWG Scenario | 2027 | 1-in-40 | Current Installation Practice | 2509.4708 | 20.3912 | 0 | 143.967 | 216.8971 | 0 | 0 | 0 | 1950.9004 | 24.9175 | 40.9191 | 3146.3808 | 85.1408 | 122.9869 | 0 | 448.4713 | 729.757 | 0 | 0 | 0 | 4953.9864 | 62.2282 | 0 | 2136.066
| MWG Scenario | 2028 | 1-in-2 | Current Installation Practice | 2509.4708 | 20.6805 | 0 | 160.2081 | 210.782 | 0 | 0 | 0 | 1263.7167 | 18.9867 | 55.4123 | 2037.6817 | 89.145 | 130.8993 | 0 | 498.364 | 711.2692 | 0 | 0 | 0 | 3226.1589 | 52.9596 | 0 | 1463.9372
| MWG Scenario | 2028 | 1-in-10 | Current Installation Practice | 2509.4708 | 22.8655 | 0 | 159.7424 | 210.1061 | 0 | 0 | 0 | 1897.8886 | 25.5021 | 51.9423 | 2736.9141 | 120.7355 | 126.4827 | 0 | 496.8972 | 708.9009 | 0 | 0 | 0 | 4737.0478 | 64.8473 | 0 | 1792.5433
| MWG Scenario | 2028 | 1-in-40 | Current Installation Practice | 2509.4708 | 20.4923 | 0 | 159.3778 | 209.6352 | 0 | 0 | 0 | 2149.955 | 28.0531 | 49.292 | 3010.7007 | 88.4372 | 129.86 | 0 | 496.2281 | 707.9535 | 0 | 0 | 0 | 5399.0487 | 69.6786 | 0 | 1926.0942
| MWG Scenario | 2029 | 1-in-2 | Current Installation Practice | 2509.4708 | 20.783 | 0 | 175.3529 | 205.5717 | 0 | 0 | 0 | 1386.3435 | 21.2525 | 65.5575 | 1950.0324 | 92.4975 | 137.9836 | 0 | 543.972 | 695.6325 | 0 | 0 | 0 | 3502.4935 | 58.9351 | 0 | 1304.3298
| MWG Scenario | 2029 | 1-in-10 | Current Installation Practice | 2509.4708 | 22.9671 | 0 | 174.7543 | 204.8084 | 0 | 0 | 0 | 2080.9959 | 28.5308 | 61.421 | 2617.8575 | 125.2124 | 133.2602 | 0 | 542.0956 | 692.9641 | 0 | 0 | 0 | 5140.1845 | 72.1275 | 0 | 1596.298
| MWG Scenario | 2029 | 1-in-40 | Current Installation Practice | 2509.4708 | 20.5831 | 0 | 174.3535 | 204.3472 | 0 | 0 | 0 | 2357.3559 | 31.3845 | 58.2864 | 2879.7032 | 91.7155 | 136.817 | 0 | 541.3598 | 692.0305 | 0 | 0 | 0 | 5858.4602 | 77.5004 | 0 | 1715.2093
| MWG Scenario | 2030 | 1-in-2 | Current Installation Practice | 2509.4708 | 23.2852 | 0 | 150.0545 | 159.4069 | 0 | 0 | 0 | 1643.2386 | 24.9131 | 76.6735 | 1964.878 | 135.872 | 139.3011 | 0 | 361.7744 | 364.3469 | 0 | 0 | 0 | 4085.5758 | 67.1649 | 0 | 1180.6033
| MWG Scenario | 2030 | 1-in-10 | Current Installation Practice | 2509.4708 | 23.0567 | 0 | 189.3169 | 201.1164 | 0 | 0 | 0 | 2272.2321 | 31.7673 | 71.6439 | 2505.4616 | 129.6185 | 140.0733 | 0 | 612.6338 | 616.9901 | 0 | 0 | 0 | 5554.4374 | 79.8094 | 0 | 1402.864
| MWG Scenario | 2030 | 1-in-40 | Current Installation Practice | 2509.4708 | 20.6636 | 0 | 188.8841 | 200.6649 | 0 | 0 | 0 | 2574.0068 | 34.945 | 67.9881 | 2756.0845 | 94.9435 | 143.8129 | 0 | 611.8065 | 616.1632 | 0 | 0 | 0 | 6330.6441 | 85.7551 | 0 | 1507.3767
| MWG Scenario | 2031 | 1-in-2 | Current Installation Practice | 2509.4708 | 23.3437 | 0 | 161.108 | 157.3573 | 0 | 0 | 0 | 1788.6581 | 27.6531 | 88.5921 | 1880.9772 | 140.1851 | 145.8595 | 0 | 403.6216 | 316.7582 | 0 | 0 | 0 | 4394.6622 | 74.0714 | 0 | 1027.8907
| MWG Scenario | 2031 | 1-in-10 | Current Installation Practice | 2509.4708 | 23.1451 | 0 | 203.5305 | 198.7922 | 0 | 0 | 0 | 2476.5746 | 35.3076 | 82.8899 | 2401.6388 | 133.9093 | 146.8614 | 0 | 684.3992 | 537.1096 | 0 | 0 | 0 | 5982.5219 | 88.1321 | 0 | 1223.0114
| MWG Scenario | 2031 | 1-in-40 | Current Installation Practice | 2509.4708 | 20.743 | 0 | 203.0671 | 198.3477 | 0 | 0 | 0 | 2805.5146 | 38.8398 | 78.6609 | 2641.9013 | 98.0874 | 150.7836 | 0 | 683.4815 | 536.3949 | 0 | 0 | 0 | 6818.6161 | 94.6988 | 0 | 1314.1376
| MWG Scenario | 2032 | 1-in-2 | Current Installation Practice | 2509.4708 | 21.0895 | 0 | 218.8043 | 198.924 | 0 | 0 | 0 | 1801.4321 | 29.2807 | 101.9949 | 1724.0273 | 102.373 | 159.6656 | 0 | 760.7989 | 459.634 | 0 | 0 | 0 | 4393.63 | 79.656 | 0 | 863.7016
| MWG Scenario | 2032 | 1-in-10 | Current Installation Practice | 2509.4708 | 23.2324 | 0 | 217.3714 | 197.562 | 0 | 0 | 0 | 2695.5655 | 39.1848 | 95.2586 | 2307.1719 | 138.1447 | 153.715 | 0 | 755.7895 | 456.4305 | 0 | 0 | 0 | 6427.7132 | 97.1799 | 0 | 1053.712
| MWG Scenario | 2032 | 1-in-40 | Current Installation Practice | 2509.4708 | 20.8215 | 0 | 216.8789 | 197.1225 | 0 | 0 | 0 | 3053.6258 | 43.1053 | 90.3996 | 2538.0119 | 101.1909 | 157.8221 | 0 | 754.7844 | 455.8282 | 0 | 0 | 0 | 7326.1069 | 104.4219 | 0 | 1132.2363
| MWG Scenario | 2033 | 1-in-2 | Current Installation Practice | 2509.4708 | 21.1654 | 0 | 232.3455 | 198.4672 | 0 | 0 | 0 | 1953.1951 | 32.3505 | 116.0649 | 1662.7679 | 105.4627 | 166.8015 | 0 | 829.3792 | 383.7057 | 0 | 0 | 0 | 4702.4021 | 87.4446 | 0 | 731.7076
| MWG Scenario | 2033 | 1-in-10 | Current Installation Practice | 2509.4708 | 23.3188 | 0 | 230.8506 | 197.1311 | 0 | 0 | 0 | 2922.9932 | 43.2979 | 108.4119 | 2225.4488 | 142.3305 | 160.6035 | 0 | 824.0134 | 381.0754 | 0 | 0 | 0 | 6880.2299 | 106.6943 | 0 | 892.7831
| MWG Scenario | 2033 | 1-in-40 | Current Installation Practice | 2509.4708 | 20.8991 | 0 | 230.33 | 196.6946 | 0 | 0 | 0 | 3311.2988 | 47.6305 | 102.883 | 2448.1383 | 104.2581 | 164.8964 | 0 | 822.9263 | 380.5765 | 0 | 0 | 0 | 7841.955 | 114.6466 | 0 | 959.325
| MWG Scenario | 2034 | 1-in-2 | Current Installation Practice | 2509.4708 | 23.7684 | 0 | 250.3625 | 201.9865 | 0 | 0 | 0 | 2072.2379 | 34.8421 | 127.2633 | 1590.4409 | 169.8087 | 175.1306 | 0 | 955.2282 | 335.92 | 0 | 0 | 0 | 4913.8629 | 93.2723 | 0 | 596.8803
| MWG Scenario | 2034 | 1-in-10 | Current Installation Practice | 2509.4708 | 23.404 | 0 | 244.0123 | 197.2122 | 0 | 0 | 0 | 3143.8837 | 47.3944 | 121.5329 | 2163.419 | 146.3563 | 167.288 | 0 | 888.2398 | 312.872 | 0 | 0 | 0 | 7314.3449 | 116.0535 | 0 | 742.6647
| MWG Scenario | 2034 | 1-in-40 | Current Installation Practice | 2509.4708 | 20.9757 | 0 | 243.4643 | 196.7774 | 0 | 0 | 0 | 3561.5664 | 52.1374 | 115.336 | 2379.9234 | 107.208 | 171.7612 | 0 | 887.0763 | 312.4654 | 0 | 0 | 0 | 8336.828 | 124.7044 | 0 | 798.0252
| MWG Scenario | 2035 | 1-in-2 | Current Installation Practice | 2509.4708 | 21.3148 | 0 | 258.5245 | 198.8902 | 0 | 0 | 0 | 2234.6447 | 38.2861 | 143.3047 | 1588.5702 | 111.1824 | 178.8605 | 0 | 954.6999 | 253.0742 | 0 | 0 | 0 | 5265.9301 | 102.185 | 0 | 498.4294
| MWG Scenario | 2035 | 1-in-10 | Current Installation Practice | 2509.4708 | 23.4881 | 0 | 256.9137 | 197.5917 | 0 | 0 | 0 | 3344.872 | 51.2526 | 133.883 | 2126.5776 | 150.0804 | 172.2496 | 0 | 948.7173 | 251.3908 | 0 | 0 | 0 | 7706.3214 | 124.7051 | 0 | 608.2763
| MWG Scenario | 2035 | 1-in-40 | Current Installation Practice | 2509.4708 | 21.0513 | 0 | 256.3386 | 197.1575 | 0 | 0 | 0 | 3789.2858 | 56.3822 | 127.0572 | 2339.4129 | 109.9369 | 176.8568 | 0 | 947.4817 | 251.0659 | 0 | 0 | 0 | 8783.6657 | 134.002 | 0 | 653.624
| MWG Scenario | 2036 | 1-in-2 | Current Installation Practice | 2509.4708 | 21.3885 | 0 | 270.0458 | 199.4182 | 0 | 0 | 0 | 2347.5215 | 40.7966 | 154.8189 | 1577.924 | 113.6233 | 182.1584 | 0 | 1008.4274 | 197.8588 | 0 | 0 | 0 | 5488.7672 | 108.1888 | 0 | 402.8504
| MWG Scenario | 2036 | 1-in-10 | Current Installation Practice | 2509.4708 | 23.5712 | 0 | 268.3842 | 198.1317 | 0 | 0 | 0 | 3514.1038 | 54.6176 | 144.6514 | 2112.4911 | 153.3873 | 175.4394 | 0 | 1002.1866 | 196.5581 | 0 | 0 | 0 | 8033.0564 | 132.0425 | 0 | 491.6714
| MWG Scenario | 2036 | 1-in-40 | Current Installation Practice | 2509.4708 | 21.1259 | 0 | 267.7853 | 197.6977 | 0 | 0 | 0 | 3981.0294 | 60.0843 | 137.2776 | 2323.9323 | 112.36 | 180.1331 | 0 | 1000.8881 | 196.3054 | 0 | 0 | 0 | 9156.1407 | 141.8874 | 0 | 528.3297
| MWG Scenario | 2037 | 1-in-2 | Current Installation Practice | 2509.4708 | 24.0278 | 0 | 285.8204 | 203.614 | 0 | 0 | 0 | 2412.7274 | 42.3519 | 161.4735 | 1553.1492 | 181.4315 | 186.7426 | 0 | 1128.1595 | 159.7919 | 0 | 0 | 0 | 5581.8421 | 111.1988 | 0 | 314.6271
| MWG Scenario | 2037 | 1-in-10 | Current Installation Practice | 2509.4708 | 23.6533 | 0 | 278.4996 | 198.7502 | 0 | 0 | 0 | 3659.5179 | 57.595 | 154.1632 | 2112.1513 | 156.3337 | 178.3343 | 0 | 1048.7752 | 148.7903 | 0 | 0 | 0 | 8306.5125 | 138.323 | 0 | 391.3726
| MWG Scenario | 2037 | 1-in-40 | Current Installation Practice | 2509.4708 | 21.1996 | 0 | 277.8798 | 198.316 | 0 | 0 | 0 | 4145.7898 | 63.3602 | 146.3054 | 2323.5725 | 114.519 | 183.1065 | 0 | 1047.4226 | 148.5999 | 0 | 0 | 0 | 9467.8846 | 148.6371 | 0 | 420.5553
| MWG Scenario | 2038 | 1-in-2 | Current Installation Practice | 2509.4708 | 24.1114 | 0 | 294.9056 | 204.2926 | 0 | 0 | 0 | 2497.9322 | 44.3297 | 170.4528 | 1556.8242 | 184.521 | 189.5521 | 0 | 1171.094 | 116.5821 | 0 | 0 | 0 | 5737.7568 | 115.5906 | 0 | 245.2997
| MWG Scenario | 2038 | 1-in-10 | Current Installation Practice | 2509.4708 | 23.7342 | 0 | 287.3356 | 199.4012 | 0 | 0 | 0 | 3788.5353 | 60.2811 | 162.7267 | 2117.0275 | 158.9867 | 181.0069 | 0 | 1088.6261 | 108.5492 | 0 | 0 | 0 | 8538.0436 | 143.7778 | 0 | 305.117
| MWG Scenario | 2038 | 1-in-40 | Current Installation Practice | 2509.4708 | 21.2722 | 0 | 286.6975 | 198.9666 | 0 | 0 | 0 | 4291.9725 | 66.3154 | 154.4331 | 2328.9484 | 116.463 | 185.8516 | 0 | 1087.2276 | 108.4109 | 0 | 0 | 0 | 9731.8364 | 154.4994 | 0 | 327.8697
| MWG Scenario | 2039 | 1-in-2 | Current Installation Practice | 2509.4708 | 24.1938 | 0 | 302.7535 | 204.9785 | 0 | 0 | 0 | 2575.0043 | 46.1363 | 178.6367 | 1561.2549 | 187.3186 | 192.1727 | 0 | 1207.0239 | 81.6287 | 0 | 0 | 0 | 5870.2191 | 119.4269 | 0 | 186.0289
| MWG Scenario | 2039 | 1-in-10 | Current Installation Practice | 2509.4708 | 23.8142 | 0 | 294.9687 | 200.0616 | 0 | 0 | 0 | 3905.2516 | 62.7351 | 170.5318 | 2122.9566 | 161.3899 | 183.5011 | 0 | 1121.9751 | 76.0008 | 0 | 0 | 0 | 8734.7587 | 148.5429 | 0 | 231.3824
| MWG Scenario | 2039 | 1-in-40 | Current Installation Practice | 2509.4708 | 21.344 | 0 | 294.315 | 199.6264 | 0 | 0 | 0 | 4424.2168 | 69.0153 | 161.8412 | 2335.4807 | 118.2239 | 188.4134 | 0 | 1120.5384 | 75.9042 | 0 | 0 | 0 | 9956.0972 | 159.6205 | 0 | 248.6376
| MWG Scenario | 2040 | 1-in-2 | Current Installation Practice | 2509.4708 | 24.6449 | 0 | 250.0799 | 166.2747 | 0 | 0 | 0 | 2811.4398 | 50.1892 | 191.593 | 1644.0329 | 168.9959 | 189.2394 | 0 | 769.1075 | 33.9885 | 0 | 0 | 0 | 6333.6339 | 127.819 | 0 | 141.7093
| MWG Scenario | 2040 | 1-in-10 | Current Installation Practice | 2509.4708 | 23.8931 | 0 | 301.4779 | 200.7204 | 0 | 0 | 0 | 4011.4 | 64.9887 | 177.6804 | 2128.8153 | 163.567 | 185.8396 | 0 | 1149.1671 | 50.8511 | 0 | 0 | 0 | 8900.6851 | 152.6931 | 0 | 169.2865
| MWG Scenario | 2040 | 1-in-40 | Current Installation Practice | 2509.4708 | 21.4148 | 0 | 300.8107 | 200.2844 | 0 | 0 | 0 | 4544.4858 | 71.4947 | 168.626 | 2341.9334 | 119.819 | 190.815 | 0 | 1147.6993 | 50.7866 | 0 | 0 | 0 | 10145.2571 | 164.0807 | 0 | 181.9115
| MWG Scenario | 2041 | 1-in-2 | Current Installation Practice | 2509.4708 | 24.7209 | 0 | 254.5756 | 166.787 | 0 | 0 | 0 | 2878.4281 | 51.7758 | 198.6124 | 1648.0737 | 170.996 | 191.4402 | 0 | 783.3381 | 21.6125 | 0 | 0 | 0 | 6430.3655 | 130.7945 | 0 | 98.9191
| MWG Scenario | 2041 | 1-in-10 | Current Installation Practice | 2509.4708 | 23.972 | 0 | 306.9633 | 201.382 | 0 | 0 | 0 | 4107.8586 | 67.0575 | 184.2295 | 2134.5043 | 165.5383 | 188.041 | 0 | 1170.6802 | 32.342 | 0 | 0 | 0 | 9038.5559 | 156.2811 | 0 | 118.1944
| MWG Scenario | 2041 | 1-in-40 | Current Installation Practice | 2509.4708 | 21.4855 | 0 | 306.2847 | 200.945 | 0 | 0 | 0 | 4653.775 | 73.7709 | 174.8418 | 2348.198 | 121.2634 | 193.0759 | 0 | 1169.188 | 32.3011 | 0 | 0 | 0 | 10302.4327 | 167.9366 | 0 | 127.0095
| MWG Scenario | 2042 | 1-in-2 | Current Installation Practice | 2509.4708 | 24.7981 | 0 | 258.3129 | 167.3077 | 0 | 0 | 0 | 2938.8432 | 53.2265 | 205.0067 | 1652.0637 | 172.7985 | 193.5117 | 0 | 794.1533 | 12.9543 | 0 | 0 | 0 | 6508.1561 | 133.325 | 0 | 64.8637
| MWG Scenario | 2042 | 1-in-10 | Current Installation Practice | 2509.4708 | 24.0509 | 0 | 311.5218 | 202.0444 | 0 | 0 | 0 | 4194.7798 | 68.9479 | 190.1925 | 2140.0299 | 167.3112 | 190.1076 | 0 | 1187.0418 | 19.3887 | 0 | 0 | 0 | 9149.4295 | 159.3314 | 0 | 77.516
| MWG Scenario | 2042 | 1-in-40 | Current Installation Practice | 2509.4708 | 21.5563 | 0 | 310.8339 | 201.6065 | 0 | 0 | 0 | 4752.2578 | 75.8507 | 180.5014 | 2354.2818 | 122.5624 | 195.1982 | 0 | 1185.5313 | 19.3643 | 0 | 0 | 0 | 10428.8321 | 171.2148 | 0 | 83.2974
| MWG Scenario | 2043 | 1-in-2 | Current Installation Practice | 2509.4708 | 24.5325 | 0 | 323.8222 | 207.8425 | 0 | 0 | 0 | 2818.913 | 51.9992 | 205.0068 | 1578.9712 | 196.1701 | 201.2601 | 0 | 1290.8031 | 11.5833 | 0 | 0 | 0 | 6210.1659 | 130.2221 | 0 | 37.4712
| MWG Scenario | 2043 | 1-in-10 | Current Installation Practice | 2509.4708 | 24.1299 | 0 | 315.2627 | 202.7071 | 0 | 0 | 0 | 4272.0065 | 70.6551 | 195.561 | 2145.4613 | 168.8914 | 192.0366 | 0 | 1198.965 | 10.7767 | 0 | 0 | 0 | 9233.7684 | 161.8503 | 0 | 46.5722
| MWG Scenario | 2043 | 1-in-40 | Current Installation Practice | 2509.4708 | 21.6271 | 0 | 314.567 | 202.2682 | 0 | 0 | 0 | 4839.7569 | 77.7289 | 185.5967 | 2360.2615 | 123.7202 | 197.1792 | 0 | 1197.4415 | 10.7631 | 0 | 0 | 0 | 10524.9842 | 173.922 | 0 | 50.0458
| MWG Scenario | 2044 | 1-in-2 | Current Installation Practice | 2509.4708 | 24.9553 | 0 | 263.8791 | 168.3677 | 0 | 0 | 0 | 3039.3759 | 55.7021 | 215.87 | 1660.0789 | 175.8312 | 197.2493 | 0 | 807.5777 | 3.5719 | 0 | 0 | 0 | 6608.0277 | 137.0629 | 0 | 20.4745
| MWG Scenario | 2044 | 1-in-10 | Current Installation Practice | 2509.4708 | 24.2087 | 0 | 318.3057 | 203.37 | 0 | 0 | 0 | 4339.2456 | 72.1708 | 200.3156 | 2150.8932 | 170.2857 | 193.8228 | 0 | 1207.3774 | 5.3473 | 0 | 0 | 0 | 9291.9095 | 163.835 | 0 | 24.4737
| MWG Scenario | 2044 | 1-in-40 | Current Installation Practice | 2509.4708 | 21.6978 | 0 | 317.6039 | 202.9299 | 0 | 0 | 0 | 4915.9403 | 79.3966 | 190.1093 | 2366.2411 | 124.7418 | 199.0136 | 0 | 1205.8452 | 5.3405 | 0 | 0 | 0 | 10591.2733 | 176.0549 | 0 | 26.2991
| MWG Scenario | 2045 | 1-in-2 | Current Installation Practice | 2509.4708 | 24.6968 | 0 | 329.5361 | 209.2344 | 0 | 0 | 0 | 2901.3282 | 54.0932 | 214.3442 | 1587.2815 | 199.2385 | 204.881 | 0 | 1306.3963 | 2.2736 | 0 | 0 | 0 | 6272.1623 | 133.0018 | 0 | 8.0667
| MWG Scenario | 2045 | 1-in-10 | Current Installation Practice | 2509.4708 | 24.2876 | 0 | 320.7755 | 204.0328 | 0 | 0 | 0 | 4396.2189 | 73.4888 | 204.4363 | 2156.4165 | 171.5063 | 195.461 | 0 | 1213.2594 | 2.115 | 0 | 0 | 0 | 9324.494 | 165.2793 | 0 | 10.0243
| MWG Scenario | 2045 | 1-in-40 | Current Installation Practice | 2509.4708 | 21.7686 | 0 | 320.0686 | 203.5916 | 0 | 0 | 0 | 4980.4926 | 80.8466 | 194.0203 | 2372.3208 | 125.6361 | 200.696 | 0 | 1211.7215 | 2.1123 | 0 | 0 | 0 | 10628.4296 | 177.6073 | 0 | 10.772
| MWG Scenario | 2046 | 1-in-2 | Current Installation Practice | 2509.4708 | 25.1159 | 0 | 267.5787 | 169.4516 | 0 | 0 | 0 | 3111.6436 | 57.5748 | 224.0372 | 1668.6071 | 178.1775 | 200.4138 | 0 | 814.2298 | 0.20674 | 0 | 0 | 0 | 6636.448 | 139.0181 | 0 | 1.4011
| MWG Scenario | 2046 | 1-in-10 | Current Installation Practice | 2509.4708 | 24.3665 | 0 | 322.7944 | 204.6957 | 0 | 0 | 0 | 4442.7796 | 74.6032 | 207.9112 | 2162.1176 | 172.5718 | 196.9482 | 0 | 1217.4212 | 0.30951 | 0 | 0 | 0 | 9332.6273 | 166.1855 | 0 | 1.6749
| MWG Scenario | 2046 | 1-in-40 | Current Installation Practice | 2509.4708 | 21.8393 | 0 | 322.0835 | 204.2533 | 0 | 0 | 0 | 5033.2472 | 82.0727 | 197.3184 | 2378.5954 | 126.4168 | 202.2232 | 0 | 1215.8794 | 0.30913 | 0 | 0 | 0 | 10637.7124 | 178.5813 | 0 | 1.7999
| MWG Scenario | 2047 | 1-in-2 | Current Installation Practice | 2509.4708 | 25.1978 | 0 | 268.9781 | 170.0041 | 0 | 0 | 0 | 3137.0837 | 58.2793 | 227.092 | 1673.2305 | 179.1471 | 201.778 | 0 | 816.3024 | 0 | 0 | 0 | 0 | 6626.2356 | 139.3376 | 0 | 0
| MWG Scenario | 2047 | 1-in-10 | Current Installation Practice | 2509.4708 | 24.4454 | 0 | 324.4755 | 205.3586 | 0 | 0 | 0 | 4479.004 | 75.5144 | 210.7414 | 2168.0606 | 173.5071 | 198.2844 | 0 | 1220.4932 | 0 | 0 | 0 | 0 | 9318.0603 | 166.5638 | 0 | 0
| MWG Scenario | 2047 | 1-in-40 | Current Installation Practice | 2509.4708 | 21.9101 | 0 | 323.7611 | 204.9149 | 0 | 0 | 0 | 5074.2895 | 83.0752 | 200.0045 | 2385.1351 | 127.102 | 203.5954 | 0 | 1218.9483 | 0 | 0 | 0 | 0 | 10621.1156 | 178.9878 | 0 | 0
| MWG Scenario | 2048 | 1-in-2 | Current Installation Practice | 2509.4708 | 25.2807 | 0 | 270.1885 | 170.563 | 0 | 0 | 0 | 3155.5746 | 58.8306 | 229.4749 | 1678.1414 | 180.016 | 202.9992 | 0 | 817.9842 | 0 | 0 | 0 | 0 | 6601.5387 | 139.2394 | 0 | 0
| MWG Scenario | 2048 | 1-in-10 | Current Installation Practice | 2509.4708 | 24.5244 | 0 | 325.9166 | 206.0216 | 0 | 0 | 0 | 4505.1408 | 76.2243 | 212.9403 | 2174.2966 | 174.3385 | 199.4728 | 0 | 1222.9362 | 0 | 0 | 0 | 0 | 9282.7872 | 166.4366 | 0 | 0
| MWG Scenario | 2048 | 1-in-40 | Current Installation Practice | 2509.4708 | 21.9809 | 0 | 325.1991 | 205.5766 | 0 | 0 | 0 | 5103.9017 | 83.8562 | 202.0914 | 2391.9963 | 127.7111 | 204.8157 | 0 | 1221.3886 | 0 | 0 | 0 | 0 | 10580.9132 | 178.8512 | 0 | 0
| MWG Scenario | 2049 | 1-in-2 | Current Installation Practice | 2509.4708 | 25.0143 | 0 | 336.0843 | 211.9239 | 0 | 0 | 0 | 2983.6853 | 56.4825 | 224.9003 | 1605.0397 | 203.3717 | 210.1534 | 0 | 1318.9325 | 0 | 0 | 0 | 0 | 6206.9492 | 133.4283 | 0 | 0
| MWG Scenario | 2049 | 1-in-10 | Current Installation Practice | 2509.4708 | 24.6034 | 0 | 327.1963 | 206.6849 | 0 | 0 | 0 | 4521.6553 | 76.7458 | 214.535 | 2180.8533 | 175.0892 | 200.5195 | 0 | 1225.0767 | 0 | 0 | 0 | 0 | 9228.8625 | 165.833 | 0 | 0
| MWG Scenario | 2049 | 1-in-40 | Current Installation Practice | 2509.4708 | 22.0516 | 0 | 326.476 | 206.2384 | 0 | 0 | 0 | 5122.6107 | 84.4299 | 203.6049 | 2399.2094 | 128.261 | 205.8905 | 0 | 1223.5264 | 0 | 0 | 0 | 0 | 10519.4471 | 178.2026 | 0 | 0
| MWG Scenario | 2050 | 1-in-2 | Current Installation Practice | 2509.4708 | 25.4492 | 0 | 272.2868 | 171.6996 | 0 | 0 | 0 | 3173.2378 | 59.5137 | 232.3662 | 1688.8904 | 181.541 | 205.0437 | 0 | 820.9768 | 0 | 0 | 0 | 0 | 6514.5671 | 137.899 | 0 | 0
| MWG Scenario | 2050 | 1-in-10 | Current Installation Practice | 2509.4708 | 24.6823 | 0 | 328.3739 | 207.3481 | 0 | 0 | 0 | 4529.3412 | 77.092 | 215.5749 | 2187.7324 | 175.776 | 201.4365 | 0 | 1227.1347 | 0 | 0 | 0 | 0 | 9158.4352 | 164.7974 | 0 | 0
| MWG Scenario | 2050 | 1-in-40 | Current Installation Practice | 2509.4708 | 22.1223 | 0 | 327.6508 | 206.9 | 0 | 0 | 0 | 5131.3158 | 84.8108 | 204.5917 | 2406.7761 | 128.764 | 206.8319 | 0 | 1225.5813 | 0 | 0 | 0 | 0 | 10439.1664 | 177.0897 | 0 | 0

## Incr Electric System Cost
<< Back to Directory
High Decarbonized Methane
Incremental to 2030 GGRA Plan
| 2021$ | 2021 | 2022 | 2023 | 2024 | 2025 | 2026 | 2027 | 2028 | 2029 | 2030 | 2031 | 2032 | 2033 | 2034 | 2035 | 2036 | 2037 | 2038 | 2039 | 2040 | 2041 | 2042 | 2043 | 2044 | 2045 | 2046 | 2047 | 2048 | 2049 | 2050
| Total Energy + Storage | -66165335.7636 | -85523816.1938 | -106808152.4733 | -126347248.1189 | -144939288.3039 | -168045587.6844 | -183152917.8006 | -201989105.6751 | -211997789.9814 | -225449567.4429 | -232469610.4333 | -234327282.8684 | -235158751.2623 | -235032434.5314 | -233981927.797 | -232283662.6788 | -230407436.3049 | -228723625.2509 | -227382981.0177 | -228622083.1678 | -230623745.0294 | -232772799.8583 | -235088886.4535 | -237560190.0641 | -240158334.9758 | -243225632.6673 | -246393344.8191 | -249659129.3435 | -253022718.9316 | -256484207.7619
| Residential | -32066798.1097 | -41486971.6757 | -51843522.1403 | -61307409.5202 | -70282021.5893 | -81401602.4103 | -88594347.9503 | -97542965.5463 | -102182656.9999 | -108458586.8684 | -111594507.5625 | -112208507.3453 | -112296787.544 | -111908440.947 | -111087645.4222 | -109955166.7338 | -108732094.4428 | -107592675.1867 | -106608938.3786 | -106826807.6188 | -107398760.3116 | -108044116.271 | -108774639.5674 | -109583926.7679 | -110457474.6773 | -111532308.6923 | -112651998.1327 | -113814401.1128 | -115017114.813 | -116257301.1087
| Commercial | -34098537.6538 | -44036844.5181 | -54964630.333 | -65039838.5987 | -74657266.7146 | -86643985.2741 | -94558569.8503 | -104446140.1287 | -109815132.9815 | -116990980.5745 | -120875102.8708 | -122118775.5231 | -122861963.7183 | -123123993.5844 | -122894282.3747 | -122328495.945 | -121675341.8622 | -121130950.0642 | -120774042.6391 | -121795275.5489 | -123224984.7178 | -124728683.5874 | -126314246.8862 | -127976263.2961 | -129700860.2986 | -131693323.975 | -133741346.6864 | -135844728.2307 | -138005604.1186 | -140226906.6532
| Total Generating Capacity | 20411409.7697 | 20494692.9692 | 45153477.1989 | 45272510.6349 | 45515144.2762 | 46916614.9409 | 48404817.3451 | 49958827.3891 | 51500604.513 | 52932851.082 | 54441269.7258 | 56038918.6061 | 57815102.0531 | 59909230.583 | 62390454.8706 | 65129704.5603 | 67918988.7949 | 70673530.4114 | 73395731.8629 | 76093957.18 | 78819864.9861 | 81579878.8273 | 84374709.6418 | 87197970.6035 | 90038131.3461 | 91686711.3692 | 93320150.1448 | 94938305.1067 | 96550671.0247 | 98176526.1411
| Residential | 9892318.2157 | 9941824.2141 | 21917009.5228 | 21967556.7994 | 22070595.1443 | 22726497.5444 | 23414277.4346 | 24125717.882 | 24823223.8963 | 25464773.7513 | 26133939.2913 | 26834448.5246 | 27608797.0243 | 28525205.92 | 29621128.4079 | 30830181.691 | 32051803.6333 | 33245162.9932 | 34411726.9481 | 35555946.3548 | 36705482.284 | 37866219.4155 | 39039823.4827 | 40223473.5641 | 41411781.9985 | 42043391.9044 | 42666336.5749 | 43280397.4234 | 43889258.8832 | 44500743.5779
| Commercial | 10519091.554 | 10552868.7551 | 23236467.6761 | 23304953.8355 | 23444549.1319 | 24190117.3965 | 24990539.9105 | 25833109.5071 | 26677380.6166 | 27468077.3307 | 28307330.4345 | 29204470.0815 | 30206305.0288 | 31384024.6631 | 32769326.4627 | 34299522.8692 | 35867185.1616 | 37428367.4183 | 38984004.9148 | 40538010.8253 | 42114382.7021 | 43713659.4118 | 45334886.1591 | 46974497.0394 | 48626349.3475 | 49643319.4649 | 50653813.57 | 51657907.6832 | 52661412.1415 | 53675782.5632
| Total Transmission Capacity | 46192341.3189 | 46014175.2822 | 45627495.7218 | 45039725.0522 | 44294112.2076 | 43311081.9278 | 42151332.5005 | 40864202.7353 | 39468441.8323 | 37943333.151 | 36476623.6391 | 35050488.7641 | 33706634.4622 | 32575920.6986 | 31791429.4104 | 31341531.7994 | 31064129.6638 | 32962992.3201 | 34978492.7469 | 37056883.4913 | 39224726.3173 | 41488406.1581 | 43851796.2624 | 46315230.382 | 48876144.2393 | 50874041.4834 | 52928392.686 | 55040511.1406 | 57217383.2916 | 59472379.0676
| Residential | 22386956.345 | 22321136.6327 | 22147092.9876 | 21854602.3721 | 21478508.601 | 20979970.4927 | 20389354.7696 | 19733814.3865 | 19023737.2494 | 18253662.4102 | 17510206.3662 | 16784059.3626 | 16096133.9891 | 15510712.4047 | 15093623.1317 | 14836012.6362 | 14659543.696 | 15505947.5032 | 16399732.1222 | 17315337.6473 | 18266492.8085 | 19257310.9125 | 20290041.7999 | 21364711.0362 | 22479900.4589 | 23328541.6382 | 24199067.5454 | 25091823.5151 | 26009436.5089 | 26957208.5597
| Commercial | 23805384.9739 | 23693038.6495 | 23480402.7342 | 23185122.68 | 22815603.6066 | 22331111.4351 | 21761977.7309 | 21130388.3488 | 20444704.5828 | 19689670.7408 | 18966417.2729 | 18266429.4015 | 17610500.4731 | 17065208.2939 | 16697806.2786 | 16505519.1631 | 16404585.9678 | 17457044.8169 | 18578760.6247 | 19741545.844 | 20958233.5088 | 22231095.2456 | 23561754.4625 | 24950519.3458 | 26396243.7804 | 27545499.8452 | 28729325.1405 | 29948687.6256 | 31207946.7827 | 32515170.5079
| Total Distribution Capacity | 0 | 65961300.8204 | 65406995.834 | 64564426.8276 | 63495591.13 | 62086417.6393 | 60423917.3254 | 58578817.351 | 56577994.6864 | 54391752.0363 | 52289224.5709 | 50244860.8303 | 48318446.2564 | 46697568.5542 | 45573000.6241 | 44928072.5888 | 44530416.7447 | 47252435.56 | 50141654.5701 | 53121026.8238 | 56228628.5986 | 59473612.6938 | 62861531.4095 | 66392863.1788 | 70063932.111 | 72927916.966 | 75872828.5467 | 78900549.4588 | 82021094.7672 | 85253630.2591
| Residential | 0 | 31997339.9296 | 31747848.4379 | 31328563.2642 | 30789433.0022 | 30074778.8347 | 29228131.4452 | 28288414.5831 | 27270519.3072 | 26166617.3507 | 25100873.4257 | 24059942.003 | 23073801.2708 | 22234599.677 | 21636702.3805 | 21267417.844 | 21014449.6927 | 22227769.1927 | 23509009.0663 | 24821529.1996 | 26185009.7211 | 27605347.0545 | 29085766.3451 | 30626304.2412 | 32224927.8074 | 33441454.5792 | 34689353.0994 | 35969118.4045 | 37284516.2433 | 38643147.0776
| Commercial | 0 | 33963960.8909 | 33659147.3961 | 33235863.5633 | 32706158.1277 | 32011638.8046 | 31195785.8802 | 30290402.7679 | 29307475.3792 | 28225134.6856 | 27188351.1451 | 26184918.8273 | 25244644.9856 | 24462968.8772 | 23936298.2436 | 23660654.7448 | 23515967.052 | 25024666.3673 | 26632645.5038 | 28299497.6242 | 30043618.8775 | 31868265.6393 | 33775765.0644 | 35766558.9376 | 37839004.3036 | 39486462.3868 | 41183475.4473 | 42931431.0543 | 44736578.5239 | 46610483.1814
| Total | 438415.3251 | 46946352.878 | 49379816.2814 | 28529414.3957 | 8365559.3099 | -15731473.1765 | -32172850.6296 | -52587258.1997 | -64450748.9497 | -80181631.1736 | -89262492.4976 | -92993014.6679 | -95318568.4906 | -95849714.6955 | -94227042.8919 | -90884353.7304 | -86893901.1015 | -77834666.9594 | -68867101.8378 | -62350215.6727 | -56350525.1274 | -50230902.1791 | -44000849.1399 | -37654125.8998 | -31180127.2795 | -27736962.8487 | -24271973.4416 | -20779763.6374 | -17233569.848 | -13581672.2941
| Residential | 212476.4509 | 22773329.1006 | 23968428.808 | 13843312.9156 | 4056515.1582 | -7620355.5386 | -15562584.3009 | -25395018.6947 | -31065176.5469 | -38573533.3562 | -42849488.4794 | -44530057.4551 | -45518055.2598 | -45637922.9453 | -44736191.5021 | -43021554.5625 | -41006297.4207 | -36613795.4977 | -32288470.2421 | -29133994.4172 | -26241775.4981 | -23315238.8885 | -20359007.9397 | -17369437.9264 | -14340864.4124 | -12718920.5706 | -11097240.913 | -9473061.7698 | -7833903.1776 | -6156201.8934
| Commercial | 225938.8741 | 24173023.7774 | 25411387.4734 | 14686101.4802 | 4309044.1517 | -8111117.6379 | -16610266.3287 | -27192239.505 | -33385572.4029 | -41608097.8174 | -46413004.0182 | -48462957.2128 | -49800513.2308 | -50211791.7502 | -49490851.3898 | -47862799.1679 | -45887603.6808 | -41220871.4617 | -36578631.5958 | -33216221.2555 | -30108749.6293 | -26915663.2906 | -23641841.2002 | -20284687.9733 | -16839262.867 | -15018042.2781 | -13174732.5286 | -11306701.8677 | -9399666.6704 | -7425470.4007
Electrification with Fuel Backup
Incremental to 2030 GGRA Plan
| 2021$ | 2021 | 2022 | 2023 | 2024 | 2025 | 2026 | 2027 | 2028 | 2029 | 2030 | 2031 | 2032 | 2033 | 2034 | 2035 | 2036 | 2037 | 2038 | 2039 | 2040 | 2041 | 2042 | 2043 | 2044 | 2045 | 2046 | 2047 | 2048 | 2049 | 2050
| Total Energy + Storage | -63697812.939 | -76994836.6832 | -89774651.9236 | -98731440.0566 | -104536971.6278 | -111076666.3825 | -109859177.2963 | -108462057.368 | -100005870.5175 | -90902316.227 | -76790959.5827 | -59279621.6307 | -45527009.4537 | -33731665.2445 | -21812825.685 | 4623807.6846 | 28762716.356 | 43847161.4515 | 55656253.1328 | 66041414.2505 | 74649647.3627 | 81767929.2098 | 87441914.1548 | 91810655.5785 | 95065925.1782 | 97144253.0692 | 98458923.637 | 99062878.8832 | 99044545.9075 | 98494711.7701
| Residential | -30858766.662 | -37362362.8498 | -43634574.5813 | -48032792.5789 | -50899043.4837 | -54114763.8562 | -53539611.4091 | -52869139.1373 | -48751810.2019 | -44323424.6426 | -37447564.8455 | -28907490.0405 | -22197439.9684 | -16442294.1268 | -10630683.6431 | 2252441.314 | 14000966.0049 | 21321310.4544 | 27028163.4855 | 32022254.2345 | 36135712.6445 | 39511970.6359 | 42177018.9868 | 44202329.8716 | 45685164.7756 | 46594185.9239 | 47135323.3339 | 47336522.1068 | 47241747.656 | 46895444.3667
| Commercial | -32839046.277 | -39632473.8335 | -46140077.3422 | -50698647.4777 | -53637928.1441 | -56961902.5263 | -56319565.8872 | -55592918.2307 | -51254060.3156 | -46578891.5844 | -39343394.7372 | -30372131.5903 | -23329569.4853 | -17289371.1177 | -11182142.0419 | 2371366.3706 | 14761750.3511 | 22525850.9971 | 28628089.6473 | 34019160.016 | 38513934.7182 | 42255958.5739 | 45264895.1681 | 47608325.7069 | 49380760.4026 | 50550067.1453 | 51323600.303 | 51726356.7764 | 51802798.2515 | 51599267.4033
| Total Generating Capacity | 18233670.2438 | 17809217.5461 | 38057290.8383 | 36851938.584 | 35592053.6982 | 35253254.4899 | 34800652.408 | 34243216.3243 | 33519879.2338 | 32501733.1814 | 31273211.7573 | 29787412.8513 | 28220510.1148 | 34501167.7705 | 58929042.0609 | 77635340.1233 | 94900293.1725 | 110671720.5138 | 125011800.2171 | 138059349.5871 | 149987260.6205 | 160852688.1124 | 170660397.6618 | 179380878.0311 | 186985017.3381 | 193526037.01 | 198974031.7031 | 203377738.0227 | 206805693.1371 | 209357803.0262
| Residential | 8833404.9394 | 8642065.841 | 18497578.7694 | 17928448.3354 | 17329768.2212 | 17174818.1145 | 16960016.0184 | 16691637.7238 | 16340588.6268 | 15847650.3263 | 15250566.3632 | 14525722.6116 | 13759372.4399 | 16817383.4315 | 28719617.1916 | 37819273.5182 | 46195072.8894 | 53815709.6944 | 60709070.117 | 66942412.456 | 72604449.473 | 77727377.3571 | 82316894.6156 | 86363099.0697 | 89858078.0826 | 92822661.8114 | 95255005.5692 | 97182667.2158 | 98641094.0601 | 99679739.4308
| Commercial | 9400265.3044 | 9167151.7052 | 19559712.069 | 18923490.2486 | 18262285.477 | 18078436.3754 | 17840636.3896 | 17551578.6006 | 17179290.6069 | 16654082.8551 | 16022645.3941 | 15261690.2397 | 14461137.6749 | 17683784.3389 | 30209424.8693 | 39816066.6051 | 48705220.2831 | 56856010.8193 | 64302730.1001 | 71116937.1312 | 77382811.1475 | 83125310.7552 | 88343503.0462 | 93017778.9614 | 97126939.2555 | 100703375.1986 | 103719026.1339 | 106195070.8069 | 108164599.077 | 109678063.5954
| Total Transmission Capacity | 42377082.9663 | 43413441.1757 | 45242595.8431 | 48003595.706 | 51875373.5077 | 56669182.0367 | 62486484.4116 | 69395531.2533 | 77487336.6499 | 86933821.6294 | 98228171.4564 | 111536476.1409 | 126689660.282 | 143159517.2969 | 160433938.278 | 177323345.8305 | 193783768.864 | 209764051.2634 | 225275031.8393 | 240365791.4101 | 255098164.1309 | 269454002.6042 | 283387770.3645 | 296849178.8176 | 309798266.5171 | 322203006.9835 | 334053393.0149 | 345348690.3449 | 356104021.6447 | 366364560.8152
| Residential | 20529818.1324 | 21066720.9859 | 21989964.6534 | 23353723.538 | 25258115.39 | 27608313.2823 | 30452641.0634 | 33826409.7729 | 37774261.7494 | 42388410.4588 | 47901547.7897 | 54390353.4553 | 61769621.2088 | 69782232.0181 | 78188973.2252 | 86381280.8249 | 94329058.7225 | 102000775.218 | 109399574.1186 | 116548904.4893 | 123485565.9852 | 130205800.0186 | 136690184.4133 | 142918327.3066 | 148877579.7058 | 154541172.929 | 159921661.8354 | 165022520.0334 | 169852627.1757 | 174434023.6231
| Commercial | 21847264.8338 | 22346720.1898 | 23252631.1897 | 24649872.168 | 26617258.1177 | 29060868.7544 | 32033843.3482 | 35569121.4804 | 39713074.9005 | 44545411.1707 | 50326623.6667 | 57146122.6856 | 64920039.0733 | 73377285.2788 | 82244965.0528 | 90942065.0056 | 99454710.1415 | 107763276.0453 | 115875457.7207 | 123816886.9208 | 131612598.1457 | 139248202.5856 | 146697585.9512 | 153930851.511 | 160920686.8113 | 167661834.0545 | 174131731.1795 | 180326170.3115 | 186251394.469 | 191930537.1921
| Total Distribution Capacity | 0 | 62233149.5779 | 64855242.0206 | 68813134.1573 | 74363325.9997 | 81235248.5 | 89574348.996 | 99478464.7236 | 111078064.3399 | 124619596.5657 | 140810042.2694 | 159887491.4103 | 181609574.4726 | 205219107.5428 | 229981982.7187 | 254192941.3075 | 277788950.7695 | 300696678.8354 | 322931662.9357 | 344564260.4027 | 365683110.4718 | 386262198.8562 | 406236249.0519 | 425533172.3804 | 444095684.1251 | 461877874.3411 | 478865397.709 | 495057201.6578 | 510474964.5306 | 525183443.0953
| Residential | 0 | 30199135.6301 | 31522605.0372 | 33477552.8219 | 36207497.737 | 39576505.4223 | 43653848.0944 | 48490144.1137 | 54149388.2536 | 60763768.4784 | 68666848.5123 | 77968548.6916 | 88546725.8976 | 100032800.1065 | 112083860.074 | 123827529.5559 | 135220665.8133 | 146218068.1674 | 156824243.2644 | 167072805.3294 | 177016506.6522 | 186649959.2989 | 195945321.5883 | 204873361.7938 | 213415947.5895 | 221534706.0814 | 229247634.6548 | 236559712.7259 | 243483669.2731 | 250051099.1443
| Commercial | 0 | 32034013.9478 | 33332636.9834 | 35335581.3353 | 38155828.2626 | 41658743.0777 | 45920500.9015 | 50988320.6099 | 56928676.0863 | 63855828.0873 | 72143193.7571 | 81918942.7186 | 93062848.575 | 105186307.4364 | 117898122.6447 | 130365411.7516 | 142568284.9563 | 154478610.668 | 166107419.6713 | 177491455.0734 | 188666603.8197 | 199612239.5573 | 210290927.4636 | 220659810.5866 | 230679736.5355 | 240343168.2597 | 249617763.0541 | 258497488.9319 | 266991295.2576 | 275132343.9511
| Total | -3087059.7289 | 46460971.6165 | 58380476.7784 | 54937228.3907 | 57293781.5778 | 62081018.6441 | 77002308.5193 | 94655154.9332 | 122079409.7062 | 153152835.1496 | 193520465.9005 | 241931758.7717 | 290992735.4157 | 349148127.3657 | 427532137.3726 | 513775434.946 | 595235729.1621 | 664979612.064 | 728874748.1249 | 789030815.6505 | 845418182.5859 | 898336818.7825 | 947726331.233 | 993573884.8075 | 1035944893.1584 | 1074751171.4039 | 1110351746.064 | 1142846508.9086 | 1172429225.2199 | 1199400518.7068
| Residential | -1495543.5901 | 22545559.6072 | 28375573.8786 | 26726932.1164 | 27896337.8646 | 30244872.9629 | 37526893.767 | 46139052.473 | 59512428.428 | 74676404.6209 | 94371397.8197 | 117977134.7181 | 141878279.5779 | 170190121.4292 | 208361766.8478 | 250280525.213 | 289745763.43 | 323355863.5343 | 353961050.9856 | 382586376.5092 | 409242234.7548 | 434095107.3105 | 457129419.6039 | 478357118.0417 | 497836770.1536 | 515492726.7458 | 531559625.3933 | 546101422.082 | 559219138.1647 | 571060306.5649
| Commercial | -1591516.1388 | 23915412.0093 | 30004902.8998 | 28210296.2743 | 29397443.7132 | 31836145.6813 | 39475414.7523 | 48516102.4603 | 62566981.2781 | 78476430.5287 | 99149068.0808 | 123954624.0536 | 149114455.8378 | 178958005.9365 | 219170370.5249 | 263494909.733 | 305489965.7321 | 341623748.5297 | 374913697.1393 | 406444439.1413 | 436175947.8311 | 464241711.472 | 490596911.6291 | 515216766.7659 | 538108123.0049 | 559258444.6582 | 578792120.6706 | 596745086.8266 | 613210087.0552 | 628340212.1419
High Electrification - Current Installation Practice
Incremental to 2030 GGRA Plan
| 2021$ | 2021 | 2022 | 2023 | 2024 | 2025 | 2026 | 2027 | 2028 | 2029 | 2030 | 2031 | 2032 | 2033 | 2034 | 2035 | 2036 | 2037 | 2038 | 2039 | 2040 | 2041 | 2042 | 2043 | 2044 | 2045 | 2046 | 2047 | 2048 | 2049 | 2050
| Total Energy + Storage | -45320723.6355 | -48869074.5906 | -50203743.3482 | -50781546.1378 | -51478458.3779 | -51872973.5491 | -48014572.9145 | -37083312.0367 | -8149701.7995 | 2746715.8684 | 20076935.9091 | 42893674.2632 | 70670606.1443 | 100826713.469 | 129637747.8934 | 153225005.1974 | 173602246.6859 | 191887734.0519 | 208770044.2394 | 224411273.2337 | 237668196.0721 | 249006641.714 | 258052142.0612 | 264636696.3924 | 268753892.207 | 269941178.4539 | 268973827.1432 | 265461617.0211 | 259435794.5991 | 251068504.9772
| Residential | -21944447.4216 | -23687498.4142 | -24351051.7107 | -24623674.0932 | -24943474.6359 | -25104539.1736 | -23198912.7374 | -17882151.5408 | -3921212.0935 | 1315647.809 | 9569212.0804 | 20336063.8332 | 33324568.6286 | 47292064.8721 | 60485511.1302 | 71110038.0276 | 80156932.4392 | 88175148.3746 | 95505732.6166 | 102239470.7212 | 107875193.5693 | 112640353.0629 | 116374782.9412 | 119012173.9666 | 120559766.7806 | 120802682.0644 | 120104301.2797 | 118292547.6412 | 115382972.3807 | 111453732.3057
| Commercial | -23376276.2139 | -25181576.1763 | -25852691.6376 | -26157872.0446 | -26534983.742 | -26768434.3755 | -24815660.1771 | -19201160.4959 | -4228489.706 | 1431068.0594 | 10507723.8287 | 22557610.43 | 37346037.5157 | 53534648.5969 | 69152236.7632 | 82114967.1698 | 93445314.2467 | 103712585.6774 | 113264311.6228 | 122171802.5125 | 129793002.5028 | 136366288.6511 | 141677359.12 | 145624522.4258 | 148194125.4263 | 149138496.3895 | 148869525.8635 | 147169069.3799 | 144052822.2184 | 139614772.6714
| Total Generating Capacity | 22464215.2312 | 23122937.8012 | 52368550.3343 | 75408083.1736 | 129011927.5676 | 189706715.2835 | 258315397.3998 | 331478322.4322 | 406751731.9772 | 485402998.4201 | 572187804.3418 | 667632983.3563 | 768535286.1886 | 867760227.7844 | 959108175.1415 | 1035667888.9245 | 1100325039.502 | 1155707827.7452 | 1203427392.3043 | 1244366604.7768 | 1279079692.6169 | 1307733531.8296 | 1330318870.3544 | 1346736704.9403 | 1356889448.801 | 1360811932.9386 | 1358927261.881 | 1350922439.3753 | 1336999650.2232 | 1317787717.8359
| Residential | 10877248.8713 | 11207999.2733 | 25401079.5243 | 36564937.5665 | 62511696.0455 | 91810808.972 | 124808698.6774 | 159844017.9332 | 195707750.9968 | 232502895.0699 | 272720223.5612 | 316527488.0248 | 362401120.9949 | 407016866.601 | 447494261.0874 | 480642065.3765 | 508050336.5383 | 531064216.7545 | 550530202.6048 | 566920641.8297 | 580561352.8104 | 591564810.1735 | 599939099.6852 | 605653203.8092 | 608684302.7695 | 608983528.2847 | 606798851.0692 | 601985548.0902 | 594624939.6817 | 584989182.7444
| Commercial | 11586966.36 | 11914938.5279 | 26967470.8101 | 38843145.6071 | 66500231.522 | 97895906.3114 | 133506698.7224 | 171634304.499 | 211043980.9803 | 252900103.3502 | 299467580.7806 | 351105495.3315 | 406134165.1937 | 460743361.1834 | 511613914.0541 | 555025823.5479 | 592274702.9637 | 624643610.9907 | 652897189.6995 | 677445962.947 | 698518339.8064 | 716168721.6561 | 730379770.6692 | 741083501.131 | 748205146.0316 | 751828404.6539 | 752128410.8118 | 748936891.2851 | 742374710.5415 | 732798535.0915
| Total Transmission Capacity | 74405534.4075 | 91132481.9083 | 112121403.3592 | 138072628.3605 | 169722789.9493 | 206414332.0388 | 248173160.5898 | 294779147.331 | 346216003.1755 | 401345352.1361 | 463698232.3335 | 534083949.2042 | 611055677.5389 | 690364576.3604 | 767852984.5504 | 838455188.612 | 903641299.396 | 964815359.2648 | 1022786054.9459 | 1077893441.2666 | 1130247346.3426 | 1179672309.8816 | 1225857218.8064 | 1268425459.7025 | 1306996187.7821 | 1341226429.2663 | 1371133185.1284 | 1396191497.8985 | 1416236716.5259 | 1431461576.4306
| Residential | 36027411.0099 | 44173140.9644 | 54383874.7667 | 66950608.2527 | 82237818.2959 | 99896657.7413 | 119908335.0495 | 142147103.2151 | 166581110.8197 | 192240172.8012 | 221011151.6312 | 253211352.7197 | 288141958.4892 | 323810676.8271 | 358259696.7171 | 389117822.3153 | 417236043.702 | 443346407.0935 | 467892469.1688 | 491077178.7037 | 513007854.1553 | 533635185.6679 | 552829620.4634 | 570435141.9575 | 586302785.3783 | 600218724.8311 | 612249135.5771 | 622157926.7645 | 629865289.7917 | 635451011.1092
| Commercial | 38378123.3976 | 46959340.9439 | 57737528.5925 | 71122020.1078 | 87484971.6534 | 106517674.2975 | 128264825.5403 | 152632044.116 | 179634892.3558 | 209105179.3349 | 242687080.7023 | 280872596.4844 | 322913719.0497 | 366553899.5333 | 409593287.8332 | 449337366.2967 | 486405255.6941 | 521468952.1713 | 554893585.777 | 586816262.5629 | 617239492.1873 | 646037124.2137 | 673027598.343 | 697990317.745 | 720693402.4038 | 741007704.4353 | 758884049.5513 | 774033571.134 | 786371426.7342 | 796010565.3214
| Total Distribution Capacity | 0 | 130638374.301 | 160725984.3306 | 197927054.4023 | 243297547.6639 | 295894857.7426 | 355756120.8224 | 422565783.1192 | 496300494.2339 | 575328392.6701 | 664711220.0815 | 765609115.4691 | 875948055.5071 | 989637328.4502 | 1100716928.8422 | 1201925158.5266 | 1295369420.7865 | 1383062409.755 | 1466163377.5141 | 1545159792.5153 | 1620209093.3159 | 1691059757.6611 | 1757265805.0861 | 1818287360.4204 | 1873578482.8217 | 1922647519.5229 | 1965518841.4119 | 2001439922.1777 | 2030174734.6085 | 2051999564.8476
| Residential | 0 | 63322178.904 | 77959261.4944 | 95973668.6355 | 117887877.7718 | 143201816.6537 | 171888547.6177 | 203767812.3844 | 238793951.9593 | 275576206.4658 | 316819392.4595 | 362978367.1113 | 413051375.7194 | 464182468.3825 | 513565123.8359 | 557800233.8396 | 598107692.3141 | 635536887.2011 | 670723656.8124 | 703958928.1323 | 735396542.1238 | 764965813.1296 | 792481027.2969 | 817718534.9183 | 840464795.056 | 860413288.3803 | 877658877.1004 | 891863125.0799 | 902911626.7221 | 910918755.8701
| Commercial | 0 | 67316195.397 | 82766722.8362 | 101953385.7669 | 125409669.8921 | 152693041.0888 | 183867573.2046 | 218797970.7348 | 257506542.2746 | 299752186.2043 | 347891827.6221 | 402630748.3578 | 462896679.7877 | 525454860.0677 | 587151805.0062 | 644124924.687 | 697261728.4724 | 747525522.5539 | 795439720.7017 | 841200864.383 | 884812551.1921 | 926093944.5315 | 964784777.7891 | 1000568825.5021 | 1033113687.7657 | 1062234231.1426 | 1087859964.3115 | 1109576797.0978 | 1127263107.8865 | 1141080808.9775
| Total | 51549026.0033 | 196024719.4199 | 275012194.6759 | 360626219.7986 | 490553806.8029 | 640142931.5157 | 814230105.8974 | 1011739940.8458 | 1241118527.5871 | 1464823459.0947 | 1720674192.6659 | 2010219722.2927 | 2326209625.379 | 2648588846.064 | 2957315836.4275 | 3229273241.2604 | 3472938006.3704 | 3695473330.8169 | 3901146869.0037 | 4091831111.7924 | 4267204328.3476 | 4427472241.0863 | 4571494036.3081 | 4698086221.4555 | 4806218011.6118 | 4894627060.1817 | 4964553115.5645 | 5014015476.4727 | 5042846895.9568 | 5052317364.0912
| Residential | 24960212.4596 | 95015820.7274 | 133393164.0747 | 174865540.3614 | 237693917.4773 | 309804744.1935 | 393406668.6072 | 487876781.9919 | 597161601.6824 | 701634922.1458 | 820119979.7323 | 953053271.6891 | 1096919023.8322 | 1242302076.6827 | 1379804592.7707 | 1498670159.559 | 1603551004.9936 | 1698122659.4236 | 1784652061.2027 | 1864196219.3869 | 1936840942.6589 | 2002806162.034 | 2061624530.3867 | 2112819054.6516 | 2156011649.9844 | 2190418223.5605 | 2216811165.0264 | 2234299147.5759 | 2242784828.5762 | 2242812682.0294
| Commercial | 26588813.5437 | 101008898.6925 | 141619030.6012 | 185760679.4371 | 252859889.3255 | 330338187.3222 | 420823437.2902 | 523863158.8538 | 643956925.9047 | 763188536.9488 | 900554212.9336 | 1057166450.6036 | 1229290601.5468 | 1406286769.3813 | 1577511243.6568 | 1730603081.7014 | 1869387001.3768 | 1997350671.3933 | 2116494807.801 | 2227634892.4054 | 2330363385.6886 | 2424666079.0523 | 2509869505.9214 | 2585267166.8039 | 2650206361.6274 | 2704208836.6212 | 2747741950.5381 | 2779716328.8968 | 2800062067.3806 | 2809504682.0618
High Electrification - Improved System Configuration
Incremental to 2030 GGRA Plan
| 2021$ | 2021 | 2022 | 2023 | 2024 | 2025 | 2026 | 2027 | 2028 | 2029 | 2030 | 2031 | 2032 | 2033 | 2034 | 2035 | 2036 | 2037 | 2038 | 2039 | 2040 | 2041 | 2042 | 2043 | 2044 | 2045 | 2046 | 2047 | 2048 | 2049 | 2050
| Total Energy + Storage | -55681344.1616 | -62923287.1006 | -68876186.9282 | -70798108.9019 | -69132787.0129 | -69348394.2749 | -68637450.5059 | -67992670.9982 | -63048004.6311 | -67783630.4427 | -69916944.7495 | -69431326.7108 | -55028160.2621 | -36723235.5017 | -18810723.2016 | -4990211.5152 | 6879995.821 | 17656332.776 | 27857974.8506 | 37052372.6716 | 45146052.0947 | 52107773.2308 | 57558464.5457 | 61332714.5385 | 63416850.5193 | 63526512.6416 | 62098345.7227 | 58804071.107 | 53628877.18 | 46688390.2925
| Residential | -26955634.1894 | -30495773.03 | -33407260.1665 | -34333701.7396 | -33507868.0128 | -33578462.4567 | -33186572.6707 | -32818106.5591 | -30371984.5779 | -32514845.9623 | -33381966.3709 | -32984532.7323 | -26009112.4676 | -17269925.1213 | -8801573.2974 | -2322819.1932 | 3186425.7257 | 8138531.5791 | 12783821.8049 | 16932939.1064 | 20554025.3198 | 23642293.6942 | 26033681.6502 | 27661288.8015 | 28526422.5455 | 28504868.0015 | 27799506.7728 | 26267166.2604 | 23905162.6605 | 20768875.0585
| Commercial | -28725709.9722 | -32427514.0706 | -35468926.7617 | -36464407.1623 | -35624919.0001 | -35769931.8183 | -35450877.8352 | -35174564.4391 | -32676020.0532 | -35268784.4803 | -36534978.3787 | -36446793.9785 | -29019047.7945 | -19453310.3805 | -10009149.9042 | -2667392.322 | 3693570.0953 | 9517801.197 | 15074153.0457 | 20119433.5652 | 24592026.7749 | 28465479.5366 | 31524782.8955 | 33671425.737 | 34890427.9738 | 35021644.6401 | 34298838.9499 | 32536904.8466 | 29723714.5194 | 25919515.2339
| Total Generating Capacity | 25794985.7086 | 26305260.5661 | 58967611.0245 | 60179242.5693 | 61509167.0336 | 87186000.6942 | 134846037.3393 | 186978131.1015 | 243380145.6203 | 300596172.7223 | 365107029.9104 | 437349766.4892 | 511429915.2127 | 584470208.4248 | 651859085.7083 | 708268323.0688 | 755899720.2899 | 796731107.6619 | 831970065.6412 | 862277748.7013 | 888078675.218 | 909493007.5303 | 926496762.07 | 938981046.0422 | 946825229.3872 | 949990334.8001 | 948854659.6965 | 943012206.168 | 932556756.9927 | 917985380.6217
| Residential | 12487489.4662 | 12748845.343 | 28601268.606 | 29184058.6893 | 29812786.9509 | 42215423.7552 | 65198776.8271 | 90248965.6697 | 117243013.0437 | 144191719.8755 | 174320983.8173 | 207770445.5844 | 241727837.5416 | 274860223.9755 | 305006110.6592 | 329681266.9659 | 350090083.9828 | 367246209.1628 | 381785004.9475 | 394061042.7562 | 404323096.4717 | 412654378.8696 | 419054294.5163 | 423484042.5557 | 425904729.5645 | 426268466.0332 | 424772853.9567 | 421233733.2896 | 415688750.8809 | 408356843.2381
| Commercial | 13307496.2424 | 13556415.2231 | 30366342.4185 | 30995183.8799 | 31696380.0827 | 44970576.939 | 69647260.5121 | 96729165.4318 | 126137132.5766 | 156404452.8468 | 190786046.0931 | 229579320.9048 | 269702077.6711 | 309609984.4494 | 346852975.0491 | 378587056.1029 | 405809636.3071 | 429484898.4991 | 450185060.6937 | 468216705.9452 | 483755578.7463 | 496838628.6607 | 507442467.5537 | 515497003.4865 | 520920499.8227 | 523721868.7669 | 524081805.7398 | 521778472.8784 | 516868006.1119 | 509628537.3836
| Total Transmission Capacity | 74820397.5018 | 88414564.0545 | 105566537.5346 | 126867272.4461 | 152949058.7465 | 183235909.8668 | 217775758.6793 | 256416302.476 | 299178927.231 | 344855931.2036 | 396780467.0372 | 455624958.0794 | 520147007.9885 | 586728382.9006 | 651843664.9642 | 711146336.4117 | 765908838.1855 | 817328124.3932 | 866093389.8067 | 912495402.0493 | 956633982.0158 | 998360627.0747 | 1037406419.122 | 1073438639.1279 | 1106114167.7276 | 1135118277.0405 | 1160483046.7643 | 1181686789.3194 | 1198557371.0098 | 1211262875.9118
| Residential | 36220951.4755 | 42850121.1903 | 51203310.4848 | 61524568.3852 | 74132652.4591 | 88722748.1546 | 105295738.5226 | 123764773.6822 | 144122844.443 | 165422498.1616 | 189443521.2337 | 216452386.1976 | 245847979.7618 | 275922181.1689 | 304998895.2636 | 331020910.5083 | 354725742.4314 | 376740223.1932 | 397443949.9304 | 417010516.8356 | 435534851.3505 | 452975318.1633 | 469218709.5404 | 484124931.2214 | 497556719.9222 | 509336894.2771 | 519512330.6873 | 527847184.3612 | 534258974.2428 | 538818476.6121
| Commercial | 38599446.0264 | 45564442.8643 | 54363227.0498 | 65342704.0609 | 78816406.2874 | 94513161.7123 | 112480020.1567 | 132651528.7938 | 155056082.788 | 179433433.0421 | 207336945.8034 | 239172571.8818 | 274299028.2267 | 310806201.7317 | 346844769.7006 | 380125425.9035 | 411183095.7541 | 440587901.1999 | 468649439.8762 | 495484885.2138 | 521099130.6653 | 545385308.9113 | 568187709.5816 | 589313707.9065 | 608557447.8053 | 625781382.7634 | 640970716.077 | 653839604.9583 | 664298396.767 | 672444399.2996
| Total Distribution Capacity | 0 | 126742240.2063 | 151329586.9412 | 181864181.4347 | 219252411.0736 | 262668599.3548 | 312181458.0302 | 367572661.2325 | 428872865.7464 | 494350831.637 | 568784631.8101 | 653138184.8501 | 745630516.1265 | 841074888.9243 | 934417618.2433 | 1019427972.7009 | 1097929995.8498 | 1171639520.8976 | 1241544508.2586 | 1308061773.198 | 1371334408.9261 | 1431149536.9834 | 1487121663.3816 | 1538773835.5322 | 1585614191.9704 | 1627191570.4128 | 1663551957.0922 | 1693947513.0838 | 1718131484.8071 | 1736344820.7145
| Residential | 0 | 61425630.6169 | 73399923.9404 | 88195442.7786 | 106269125.9701 | 127184021.9835 | 150941396.672 | 177416750.7679 | 206600036.5997 | 237133081.2036 | 271567207.6258 | 310284404.1369 | 352422975.088 | 395534330.0951 | 437215787.4614 | 474518335.3172 | 508499201.8608 | 540056950.7292 | 569735734.2571 | 597784399.6464 | 624339025.3448 | 649339927.1503 | 672624821.8245 | 693992884.3046 | 713247347.7306 | 730134222.6898 | 744720706.4835 | 756668715.7025 | 765860013.788 | 772396058.5075
| Commercial | 0 | 65316609.5894 | 77929663.0008 | 93668738.6561 | 112983285.1035 | 135484577.3713 | 161240061.3582 | 190155910.4646 | 222272829.1467 | 257217750.4335 | 297217424.1843 | 342853780.7132 | 393207541.0385 | 445540558.8292 | 497201830.782 | 544909637.3837 | 589430793.9889 | 631582570.1684 | 671808774.0015 | 710277373.5516 | 746995383.5813 | 781809609.8331 | 814496841.5572 | 844780951.2276 | 872366844.2398 | 897057347.723 | 918831250.6087 | 937278797.3814 | 952271471.0191 | 963948762.2069
| Total | 44934039.0488 | 178538777.7264 | 246987548.5721 | 298112587.5482 | 364577849.8408 | 463742115.6409 | 596165803.5428 | 742974423.8118 | 908383933.9666 | 1072019305.1203 | 1260755184.0081 | 1476681582.7079 | 1722179279.0655 | 1975550244.7481 | 2219309645.7142 | 2433852420.6661 | 2626618550.1462 | 2803355085.7287 | 2967465938.5571 | 3119887296.6203 | 3261193118.2546 | 3391110944.8192 | 3508583309.1193 | 3612526235.2408 | 3701970439.6046 | 3775826694.8951 | 3834988009.2757 | 3877450579.6783 | 3902874489.9896 | 3912281467.5404
| Residential | 21752806.7522 | 86528824.1202 | 119797242.8648 | 144570368.1136 | 176706697.3673 | 224543731.4366 | 288249339.351 | 358612383.5608 | 437593909.5084 | 514232453.2783 | 601949746.306 | 701522703.1866 | 813989679.9237 | 929046810.1182 | 1038419220.0868 | 1132897693.5982 | 1216501454.0006 | 1292181914.6643 | 1361748510.9399 | 1425788898.3445 | 1484750998.4869 | 1538611917.8774 | 1586931507.5313 | 1629263146.8832 | 1665235219.7629 | 1694244451.0017 | 1716805397.9003 | 1732016799.6137 | 1739712901.5721 | 1740340253.4163
| Commercial | 23181232.2966 | 92009953.6062 | 127190305.7073 | 153542219.4346 | 187871152.4735 | 239198384.2043 | 307916464.1918 | 384362040.251 | 470790024.4581 | 557786851.842 | 658805437.7022 | 775158879.5213 | 908189599.1418 | 1046503434.6298 | 1180890425.6274 | 1300954727.068 | 1410117096.1455 | 1511173171.0644 | 1605717427.6172 | 1694098398.2758 | 1776442119.7678 | 1852499026.9418 | 1921651801.588 | 1983263088.3577 | 2036735219.8416 | 2081582243.8935 | 2118182611.3753 | 2145433780.0646 | 2163161588.4174 | 2171941214.1241
MWG Scenario
Incremental to 2030 GGRA Plan
| 2021$ | 2021 | 2022 | 2023 | 2024 | 2025 | 2026 | 2027 | 2028 | 2029 | 2030 | 2031 | 2032 | 2033 | 2034 | 2035 | 2036 | 2037 | 2038 | 2039 | 2040 | 2041 | 2042 | 2043 | 2044 | 2045 | 2046 | 2047 | 2048 | 2049 | 2050
| Total Energy + Storage | -55476404.8344 | -64830572.3775 | -73325869.8701 | -78084762.4042 | -79552379.3818 | -80573959.1574 | -74940097.6592 | -68100163.0568 | -55670575.4054 | -51591551.1264 | -44111404.3043 | -33693844.0779 | -26086476.428 | -20234963.8053 | -6690736.0866 | 6379876.9619 | 17386231.5581 | 27121249.5461 | 36084540.2596 | 44399993.7099 | 51710424.8153 | 57819550.8621 | 62406679.118 | 65386163.9852 | 66824248.1619 | 66301303.1955 | 64347834.5427 | 60848906.2274 | 55829649.2099 | 49409767.1125
| Residential | -26963248.7985 | -31609456.4116 | -35864625.8101 | -38287121.2537 | -39100983.0379 | -39689242.3603 | -36984635.9637 | -33667100.0607 | -27565661.0178 | -25502022.0549 | -21759860.1475 | -16583497.2291 | -12810493.1865 | -9913984.3072 | -3269482.0299 | 3107215.0775 | 8437554.532 | 13114969.301 | 17389177.1147 | 21326196.4319 | 24761184.6545 | 27606618.1616 | 29714839.6043 | 31050700.7994 | 31651350.1168 | 31319735.265 | 30315017.6844 | 28587758.2977 | 26155159.8058 | 23079359.9148
| Commercial | -28513156.036 | -33221115.9659 | -37461244.06 | -39797641.1505 | -40451396.3438 | -40884716.7972 | -37955461.6954 | -34433062.9961 | -28104914.3876 | -26089529.0715 | -22351544.1568 | -17110346.8488 | -13275983.2415 | -10320979.4981 | -3421254.0567 | 3272661.8844 | 8948677.0261 | 14006280.2451 | 18695363.1449 | 23073797.278 | 26949240.1608 | 30212932.7004 | 32691839.5138 | 34335463.1857 | 35172898.0451 | 34981567.9304 | 34032816.8584 | 32261147.9298 | 29674489.4042 | 26330407.1977
| Total Generating Capacity | 21664362.4162 | 21990380.7596 | 49047794.2452 | 49816210.1349 | 50718364.9927 | 52703395.6507 | 54712356.0499 | 56710053.231 | 58591563.4293 | 58562281.3244 | 58113352.9677 | 78598386.3888 | 108161205.7427 | 138691255.5302 | 165928711.571 | 188999726.3979 | 209252289.7992 | 227154979.6964 | 243040759.7123 | 257379858.3624 | 270122036.8572 | 281261713.5232 | 290777781.3438 | 298609529.4942 | 304693680.6345 | 309051059.0752 | 311860283.6953 | 312839942.5893 | 312039636.3312 | 309671940.2528
| Residential | 10529550.277 | 10721854.7763 | 23989906.8437 | 24426267.2909 | 24928706.6547 | 25960718.141 | 27001787.2198 | 28036100.8091 | 29012007.9455 | 28947697.003 | 28666927.5944 | 38684696.2275 | 53115582.4372 | 67950847.0636 | 81082400.1572 | 92049235.9046 | 101550333.1031 | 109844886.7636 | 117121592.4139 | 123624644.024 | 129346097.1893 | 134291681.8438 | 138453371.5818 | 141804237.9468 | 144318366.9014 | 145991057.2961 | 146921028.2281 | 146977048.8753 | 146184808.0631 | 144648124.9008
| Commercial | 11134812.1393 | 11268525.9833 | 25057887.4015 | 25389942.8439 | 25789658.338 | 26742677.5097 | 27710568.8301 | 28673952.4219 | 29579555.4838 | 29614584.3214 | 29446425.3733 | 39913690.1614 | 55045623.3055 | 70740408.4667 | 84846311.4138 | 96950490.4934 | 107701956.6962 | 117310092.9328 | 125919167.2984 | 133755214.3385 | 140775939.6678 | 146970031.6794 | 152324409.7621 | 156805291.5474 | 160375313.7331 | 163060001.7791 | 164939255.4671 | 165862893.7139 | 165854828.2682 | 165023815.352
| Total Transmission Capacity | 47439023.9283 | 51245620.4276 | 56349314.4097 | 62969706.1974 | 71358650.455 | 81219418.3124 | 92614881.3235 | 105543881.1911 | 120068221.1796 | 135090524.7219 | 152575098.4159 | 172829402.0141 | 195538748.7689 | 219552027.858 | 243700024.7752 | 266217655.3358 | 287470318.6681 | 307743224.1738 | 327222636.9178 | 346010818.6937 | 364164457.8883 | 381622249.5163 | 398275135.798 | 413997463.1317 | 428667651.743 | 442172601.5386 | 454588939.3064 | 465643628.187 | 475285642.0367 | 483596066.9366
| Residential | 23056833.0582 | 24985838.406 | 27561174.2423 | 30875790.6442 | 35073663.4496 | 40007183.6046 | 45707542.1246 | 52178383.2719 | 59452589.8097 | 66776079.9132 | 75264273.6245 | 85063488.2377 | 96024766.538 | 107568038.161 | 119085978.1894 | 129656969.4835 | 139509616.1002 | 148814785.6447 | 157688925.7384 | 166195849.8291 | 174377669.8523 | 182209988.9622 | 189638063.5191 | 196599870.3081 | 203038721.7555 | 208875665.397 | 214162167.7267 | 218766586.2999 | 222662547.5314 | 225888287.5687
| Commercial | 24382190.8701 | 26259782.0216 | 28788140.1674 | 32093915.5532 | 36284987.0054 | 41212234.7078 | 46907339.199 | 53365497.9192 | 60615631.37 | 68314444.8086 | 77310824.7914 | 87765913.7764 | 99513982.2309 | 111983989.697 | 124614046.5858 | 136560685.8523 | 147960702.5678 | 158928438.5291 | 169533711.1793 | 179814968.8645 | 189786788.036 | 199412260.554 | 208637072.2789 | 217397592.8237 | 225628929.9875 | 233296936.1416 | 240426771.5797 | 246877041.887 | 252623094.5054 | 257707779.3679
| Total Distribution Capacity | 0 | 73460575.2255 | 80776718.3919 | 90267047.2217 | 102292595.2696 | 116428001.8258 | 132763393.2363 | 151297109.0824 | 172117744.3177 | 193652210.0967 | 218716339.0977 | 247750874.746 | 280304713.7215 | 314727739.1471 | 349343882.5226 | 381622896.4147 | 412088580.3197 | 441149781.7944 | 469073511.7305 | 496006362.366 | 522029596.4793 | 547055333.4 | 570927238.847 | 593465188.4354 | 614494897.6097 | 633854237.4341 | 651653052.3769 | 667499944.2153 | 681321766.994 | 693234757.5758
| Residential | 0 | 35817188.7955 | 39508931.6284 | 44260432.8397 | 50278081.7321 | 57350280.7893 | 65521742.3186 | 74797690.3686 | 85225262.3662 | 95723482.3347 | 107891304.4325 | 121938474.4392 | 137651462.2501 | 154198737.2433 | 170709699.4063 | 185863210.9589 | 199986975.72 | 213325932.3294 | 226047008.4034 | 238241680.4922 | 249970316.0377 | 261197942.1716 | 271846083.9096 | 281825830.9994 | 291055921.8282 | 299423178.0713 | 307001376.9268 | 313601809.0056 | 319186667.7844 | 323810764.7646
| Commercial | 0 | 37643386.43 | 41267786.7634 | 46006614.382 | 52014513.5375 | 59077721.0365 | 67241650.9177 | 76499418.7138 | 86892481.9514 | 97928727.7621 | 110825034.6652 | 125812400.3068 | 142653251.4714 | 160529001.9038 | 178634183.1163 | 195759685.4558 | 212101604.5997 | 227823849.465 | 243026503.3271 | 257764681.8738 | 272059280.4417 | 285857391.2284 | 299081154.9374 | 311639357.436 | 323438975.7815 | 334431059.3628 | 344651675.4501 | 353898135.2097 | 362135099.2096 | 369423992.8112
| Total | 13626981.5101 | 81866004.0353 | 112847957.1767 | 124968201.1498 | 144817231.3355 | 169776856.6314 | 205150532.9506 | 245450880.4477 | 295106953.5212 | 335713465.0166 | 385293386.1771 | 465484819.071 | 557918191.8051 | 652736058.7301 | 752281882.7822 | 843220155.1103 | 926197420.345 | 1003169235.2107 | 1075421448.6202 | 1143797033.132 | 1208026516.0401 | 1267758847.3016 | 1322386835.1068 | 1371458345.0465 | 1414680478.1491 | 1451379201.2434 | 1482450109.9213 | 1506832421.2189 | 1524476694.5719 | 1535912531.8778
| Residential | 6623134.5367 | 39915425.5662 | 55195386.9043 | 61275369.5211 | 71179468.7985 | 83628940.1746 | 101246435.6993 | 121345074.3889 | 146124199.1037 | 165945237.196 | 190062645.504 | 229103161.6753 | 273981318.0388 | 319803638.1607 | 367608595.7231 | 410676631.4244 | 449484479.4553 | 485100574.0387 | 518246703.6704 | 549388370.7772 | 578455267.7338 | 605306231.1393 | 629652358.6147 | 651280640.0537 | 670064360.6019 | 685609636.0294 | 698399590.566 | 707933202.4785 | 714189183.1846 | 717426537.1489
| Commercial | 7003846.9734 | 41950578.4691 | 57652570.2723 | 63692831.6287 | 73637762.537 | 86147916.4568 | 103904097.2513 | 124105806.0588 | 148982754.4175 | 169768227.8206 | 195230740.6731 | 236381657.3957 | 283936873.7663 | 332932420.5694 | 384673287.0592 | 432543523.6859 | 476712940.8897 | 518068661.172 | 557174744.9498 | 594408662.3548 | 629571248.3063 | 662452616.1623 | 692734476.4921 | 720177704.9928 | 744616117.5472 | 765769565.214 | 784050519.3553 | 798899218.7404 | 810287511.3873 | 818485994.7289
2030 GGRA Cost Incremental to Reference
| 2021$ | 2021 | 2022 | 2023 | 2024 | 2025 | 2026 | 2027 | 2028 | 2029 | 2030 | 2031 | 2032 | 2033 | 2034 | 2035 | 2036 | 2037 | 2038 | 2039 | 2040 | 2041 | 2042 | 2043 | 2044 | 2045 | 2046 | 2047 | 2048 | 2049 | 2050
| Generation | -70381000.5359 | -39810493.7542 | -15302564.1668 | -12719165.6657 | -16100574.3441 | -16596804.7123 | -32315338.0948 | -34178174.3377 | -56819433.9786 | -59868438.6053 | -95990830.2518 | -171777290.0087 | -238160019.425 | -294204178.7895 | -339793747.8715 | -375913949.2666 | -403302632.6241 | -422618306.8343 | -434358542.3011 | -407713558.8748 | -370649117.4774 | -332816031.1522 | -294677984.2351 | -256609433.109 | -218709461.9266 | -180855789.2147 | -142877468.3355 | -104501195.104 | -65515933.9546 | -25728412.6292
| Residential | -37770027.4558 | -26311223.2463 | -18312248.4377 | -21405027.489 | -27974680.9863 | -34844039.5187 | -49133132.8204 | -59550192.0253 | -79172481.3673 | -91722789.6364 | -119789919.512 | -165740148.0561 | -209531424.407 | -250697990.9133 | -288896651.7455 | -324328019.4268 | -357073707.7178 | -387260440.8956 | -414969201.1613 | -428832407.6356 | -438806276.3012 | -448344663.1207 | -457470122.6513 | -466201874.8952 | -474510592.8786 | -482451250.8031 | -490088269.6672 | -497469731.9542 | -504670548.8313 | -511710166.5518
| Commercial | -27602375.2798 | -12175941.0309 | 224922.6622 | 2324764.9308 | 1064005.898 | 1052821.7735 | -7274911.6407 | -10237400.7937 | -23466293.9774 | -28382924.8967 | -49067692.8567 | -87547717.9828 | -123592888.3988 | -156974482.7147 | -187526973.9958 | -215444650.0819 | -240983168.5358 | -264423762.6306 | -285957295.6118 | -293719390.2856 | -298033309.1387 | -302490109.9649 | -307057604.3252 | -311712022.5776 | -316445060.0993 | -321207998.722 | -326092062.7985 | -331147695.5212 | -336409571.1443 | -341888086.8333
| Industrial | -4264940.1569 | -2553636.4871 | -1311859.4774 | -1457839.7526 | -2088223.8764 | -2682548.8504 | -4347324.4537 | -5403630.8959 | -7763032.3346 | -9095424.0727 | -12390077.4033 | -18145484.7886 | -23605769.2828 | -28715827.2131 | -33453152.3306 | -37824882.6685 | -41850243.0158 | -45555066.5137 | -48968185.8391 | -50501960.7857 | -51555663.7044 | -52609021.9646 | -53660591.5642 | -54709370.7643 | -55755961.5804 | -56801885.4811 | -57848403.2538 | -58897655.5265 | -59950620.3836 | -61008861.9741
| Transportation | -743657.6434 | 1230307.0101 | 4096621.086 | 7818936.6451 | 12898324.6206 | 19876961.8833 | 28440030.8199 | 41013049.3771 | 53582373.7007 | 69332700.0005 | 85256859.5202 | 99656060.8189 | 118570062.6636 | 142184122.0516 | 170083030.2005 | 201683602.9106 | 236604486.6453 | 274620963.2057 | 315536140.3111 | 365340199.8321 | 417746131.6669 | 470627763.8981 | 523510334.3057 | 576013835.128 | 628002152.6318 | 679605345.7915 | 731151267.3841 | 783013887.898 | 835514806.4048 | 888878702.73
| Transmission | 32921.0268 | 91967.1791 | 179940.539 | 306434.7194 | 481335.6435 | 692752.9143 | 985075.6584 | 1359249.2958 | 1792374.5677 | 2264005.9323 | 2822345.5567 | 3451471.6474 | 4243141.8976 | 5196389.5112 | 6289661.9491 | 7493494.3161 | 8785250.3799 | 10147630.0235 | 11564640.8643 | 13019717.0345 | 14443367.4226 | 15827389.2885 | 17164561.2444 | 18451219.5869 | 19689331.3169 | 20885615.264 | 22050250.6799 | 23192438.1114 | 24319183.1578 | 25434851.6295
| Residential | -69424.1461 | -193941.1831 | -379460.1656 | -646212.1879 | -1015044.77 | -1460883.34 | -2077336.0723 | -2866396.6765 | -3779774.9977 | -4774355.3005 | -5951786.7318 | -7278493.2757 | -8947974.3496 | -10958191.1656 | -13263693.5426 | -15802345.6549 | -18526412.0199 | -21399410.001 | -24387614.7235 | -27456091.9419 | -30458298.1993 | -33376935.486 | -36196775.277 | -38910091.5233 | -41521032.2528 | -44043766.192 | -46499759.4345 | -48908414.1735 | -51284503.8771 | -53637235.204
| Commercial | -23034.835 | -64349.4145 | -125904.3545 | -214412.304 | -336790.4411 | -484719.0578 | -689257.2159 | -951066.4255 | -1254124.0805 | -1584124.4399 | -1974794.5491 | -2414993.9328 | -2968925.4282 | -3635912.5682 | -4400875.0463 | -5243196.2818 | -6147037.7081 | -7100294.4373 | -8091776.6028 | -9109893.0707 | -10106020.926 | -11074420.7132 | -12010039.6289 | -12910314.1808 | -13776620.6789 | -14613660.2867 | -15428555.4243 | -16227743.7124 | -17016126.9671 | -17796759.9449
| Industrial | -12496.3463 | -34909.413 | -68302.8298 | -116318.1938 | -182708.0586 | -262959.0012 | -373920.493 | -515951.4018 | -680359.4996 | -859383.9541 | -1071321.6117 | -1310128.7896 | -1610635.3829 | -1972474.4098 | -2387464.8377 | -2844422.2179 | -3334754.1636 | -3851893.8002 | -4389770.6502 | -4942096.5495 | -5482493.6759 | -6007848.3875 | -6515419.5499 | -7003816.4742 | -7473785.8055 | -7927877.9146 | -8369956.6982 | -8803514.5512 | -9231210.6979 | -9654702.3367
| Transportation | 137876.3542 | 385167.1896 | 753607.889 | 1283377.4052 | 2015878.9132 | 2901314.3132 | 4125589.4395 | 5692663.7995 | 7506633.1455 | 9481869.6267 | 11820248.4494 | 14455087.6455 | 17770677.0583 | 21762967.6548 | 26341695.3756 | 31383458.4706 | 36793454.2715 | 42499228.2619 | 48433802.841 | 54527798.5965 | 60490180.2238 | 66286593.8752 | 71886795.7002 | 77275441.7653 | 82460770.054 | 87470919.6573 | 92348522.2369 | 97132110.5486 | 101851024.7 | 106523549.1151
| Distribution | -206544.3243 | -574697.1538 | -1119957.3514 | -1899663.7036 | -2972029.1526 | -4260393.2784 | -6034026.3754 | -8292834.9233 | -10891782.5931 | -13702948.914 | -17014255.5416 | -20723989.4583 | -25375984.2013 | -4820644.9919 | 14713307.001 | 38869468.2758 | 67218806.0508 | 99438207.3221 | 135387903.7373 | 174744695.5571 | 215224608.3277 | 256293838.5491 | 297449640.2054 | 338287605.92 | 378717050.2344 | 418911241.9493 | 459084770.2973 | 499576244.2786 | 540636856.5044 | 582493453.3155
| Residential | -208458.1694 | -580022.3126 | -1130334.9055 | -1917266.0371 | -2999568.0523 | -4299870.1938 | -6089937.8214 | -8369676.5484 | -10992706.1351 | -13829920.7966 | -17171910.0779 | -20916018.486 | -25611118.7338 | -16351401.7804 | -8172096.0836 | 2247468.582 | 14695632.5423 | 29012074.1115 | 45142573.8055 | 62936332.8081 | 81303239.4196 | 99979320.8507 | 118719559.0353 | 137325586.3092 | 155755847.7024 | 174094560.8564 | 192430273.1769 | 210919079.2476 | 229672698.6632 | 248799576.7282
| Commercial | -351063.3414 | -976812.6226 | -1903591.2575 | -3228857.9683 | -5051557.2799 | -7241389.4938 | -10256033.2684 | -14095329.6477 | -18512760.4154 | -23290899.1766 | -28919126.3043 | -35224560.2053 | -43131554.62 | -42857683.7398 | -44469431.8446 | -45542590.3448 | -46138375.1789 | -46305655.5928 | -46019908.1509 | -45301146.1296 | -44364595.3071 | -43288308.0042 | -42134941.7379 | -40958748.497 | -39763058.7812 | -38526961.7448 | -37272104.3792 | -35983234.8552 | -34661343.1719 | -33284526.4213
| Industrial | -5391.1596 | -15000.5771 | -29232.7993 | -49584.4665 | -77575.0358 | -111203.5395 | -157498.3919 | -216457.1521 | -284294.1242 | -357670.3654 | -444101.1227 | -540931.5126 | -662356.519 | -422881.0805 | -211347.3125 | 58124.1875 | 380059.4623 | 750312.2615 | 1167480.357 | 1627663.7795 | 2102669.985 | 2585672.091 | 3070333.4233 | 3551523.7839 | 4028168.4751 | 4502445.5394 | 4976644.996 | 5454803.7736 | 5939811.1723 | 6434471.8119
| Transportation | 358368.3461 | 997138.3585 | 1943201.6108 | 3296044.7683 | 5156671.2155 | 7392069.9487 | 10469443.1064 | 14388628.4248 | 18897978.0816 | 23775541.4246 | 29520881.9633 | 35957520.7456 | 44029045.6714 | 54811321.6089 | 67566182.2417 | 82106465.8512 | 98281489.2251 | 115981476.5419 | 135097757.7257 | 155481845.099 | 176183294.2303 | 197017153.6117 | 217794689.4847 | 238369244.3238 | 258696092.8381 | 278841197.2983 | 298949956.5037 | 319185596.1126 | 339685689.8407 | 360543931.1967
| Total | -70554623.8335 | -40293223.7289 | -16242580.9793 | -14312394.6499 | -18591267.8532 | -20164445.0764 | -37364288.8118 | -41111759.9653 | -65918842.0041 | -71307381.587 | -110182740.2367 | -189049807.8196 | -259292861.7287 | -293828434.2702 | -318790778.9214 | -329550986.6747 | -327298576.1934 | -313032469.4886 | -287405997.6994 | -219949146.2832 | -140981141.727 | -60694803.3145 | 19936217.2147 | 100129392.3979 | 179696919.6247 | 258941067.9986 | 338257552.6417 | 418267487.286 | 499440105.7076 | 582199892.3158
| Residential | -38047909.7713 | -27085186.742 | -19822043.5088 | -23968505.7141 | -31989293.8086 | -40604793.0525 | -57300406.714 | -70786265.2501 | -93944962.5001 | -110327065.7334 | -142913616.3217 | -193934659.8179 | -244090517.4904 | -278007583.8592 | -310332441.3717 | -337882896.4997 | -360904487.1954 | -379647776.7851 | -394214242.0794 | -393352166.7693 | -387961335.0809 | -381742277.7561 | -374947338.8931 | -367786380.1092 | -360275777.429 | -352400456.1387 | -344157755.9248 | -335459066.8802 | -326282354.0452 | -316547825.0276
| Commercial | -27976473.4563 | -13217103.068 | -1804572.9498 | -1118505.3415 | -4324341.823 | -6673286.7781 | -18220202.125 | -25283796.8668 | -43233178.4733 | -53257948.5132 | -79961613.7101 | -125187272.1209 | -169693368.447 | -203468079.0228 | -236397280.8867 | -266230436.7085 | -293268581.4228 | -317829712.6607 | -340068980.3655 | -348130429.4859 | -352503925.3718 | -356852838.6823 | -361202585.6921 | -365581085.2554 | -369984739.5594 | -374348620.7536 | -378792722.6021 | -383358674.0888 | -388087041.2833 | -392969373.1995
| Industrial | -4282827.6628 | -2603546.4771 | -1409395.1065 | -1623742.4129 | -2348506.9708 | -3056711.3911 | -4878743.3386 | -6136039.4497 | -8727685.9584 | -10312478.3922 | -13905500.1378 | -19996545.0908 | -25878761.1847 | -31111182.7034 | -36051964.4808 | -40611180.6989 | -44804937.7171 | -48656648.0524 | -52190476.1323 | -53816393.5557 | -54935487.3953 | -56031198.2611 | -57105677.6907 | -58161663.4546 | -59201578.9108 | -60227317.8562 | -61241714.956 | -62246366.3041 | -63242019.9092 | -64229092.4989
| Transportation | -247412.9431 | 2612612.5582 | 6793430.5858 | 12398358.8186 | 20070874.7492 | 30170346.1452 | 43035063.3658 | 61094341.6014 | 79986984.9278 | 102590111.0519 | 126597989.9329 | 150068669.2099 | 180369785.3933 | 218758411.3153 | 263990907.8178 | 315173527.2324 | 371679430.142 | 433101668.0095 | 499067700.8778 | 575349843.5277 | 654419606.121 | 733931511.385 | 813191819.4906 | 891658521.2171 | 969159015.5239 | 1045917462.7471 | 1122449746.1246 | 1199331594.5591 | 1277051520.9454 | 1355946183.0418

## Incr Gas System Cost
<< Back to Directory
Incremental gas system costs are calculated relative to Reference
Incremental Delivery Cost
| Scenario |  | Incremental Delivery Cost (MM$2021)
|  |  | 2021 | 2022 | 2023 | 2024 | 2025 | 2026 | 2027 | 2028 | 2029 | 2030 | 2031 | 2032 | 2033 | 2034 | 2035 | 2036 | 2037 | 2038 | 2039 | 2040 | 2041 | 2042 | 2043 | 2044 | 2045 | 2046 | 2047 | 2048 | 2049 | 2050
| High Decarbonized Methane |  | 0 | 0 | 0 | 0 | 0 | 0 | 0 | 0 | 0 | 0 | 0 | 0 | 0 | 0 | 0 | 0 | 0 | 0 | 0 | 0 | 0 | 0 | 0 | 0 | 0 | 0 | 0 | 0 | 0 | 0
| Electrification with Fuel Backup |  | 0 | 0 | 0 | 0 | 0 | 0 | 0 | 0 | 0 | 0 | 0 | 0 | 0 | 0 | 0 | 0 | 0 | 0 | 0 | 0 | 0 | 0 | 0 | 0 | 0 | 0 | 0 | 0 | 0 | 0
| High Electrification | Unstructured | 0 | 0 | 0 | 0 | 0 | -14.9823 | -30.7309 | -47.2807 | -64.6683 | -82.9315 | -102.1103 | -122.2461 | -143.3823 | -165.5642 | -188.8389 | -203.9196 | -219.6108 | -235.9382 | -252.9282 | -270.6087 | -289.0084 | -308.1577 | -328.0879 | -348.832 | -370.4243 | -392.9006 | -416.2982 | -440.6561 | -466.0151 | -492.4177
| High Electrification | Structured | 0 | -5.1655 | -11.0123 | -17.5354 | -24.757 | -46.4884 | -72.3862 | -102.5575 | -137.056 | -175.9356 | -219.3062 | -264.3301 | -311.0832 | -359.4376 | -409.0516 | -450.3042 | -491.4016 | -532.5588 | -573.976 | -615.7936 | -658.11 | -701.0014 | -744.5331 | -788.7655 | -833.7593 | -879.5783 | -926.2929 | -973.9794 | -1022.7192 | -1072.598
| MWG Scenario |  | 0 | 0 | 0 | 0 | 0 | -4.9883 | -10.2975 | -15.9357 | -21.9036 | -28.2088 | -34.8787 | -41.9555 | -49.4766 | -57.4379 | -65.7914 | -71.2328 | -76.8513 | -82.6885 | -88.7782 | -95.1438 | -101.8022 | -108.7673 | -116.0506 | -123.6611 | -131.6059 | -139.8904 | -148.5192 | -157.4978 | -166.8327 | -176.5323
Incremental Commodity Cost
High Decarbonized Methane - Low RNG Price
| Commodity Cost (MM$2021) |  | 2021 | 2022 | 2023 | 2024 | 2025 | 2026 | 2027 | 2028 | 2029 | 2030 | 2031 | 2032 | 2033 | 2034 | 2035 | 2036 | 2037 | 2038 | 2039 | 2040 | 2041 | 2042 | 2043 | 2044 | 2045 | 2046 | 2047 | 2048 | 2049 | 2050
| Residential |  | -93.3406 | -95.8154 | -99.414 | -104.7947 | -113.4796 | -123.2246 | -131.4135 | -138.4694 | -143.9518 | -148.0765 | -46.8699 | 54.1908 | 154.5068 | 256.8362 | 365.3193 | 478.03 | 590.7749 | 705.9451 | 825.3098 | 950.1956 | 1078.3017 | 1206.8981 | 1338.9443 | 1474.181 | 1613.1827 | 1598.5695 | 1582.817 | 1568.7042 | 1556.0706 | 1540.7051
| Commercial | Total | -19.2419 | -21.3217 | -24.0434 | -27.6429 | -32.6553 | -38.575 | -44.5535 | -50.5815 | -56.3938 | -62.1365 | 51.4446 | 166.6851 | 282.0885 | 399.345 | 522.1655 | 649.3428 | 776.9736 | 906.5303 | 1040.0311 | 1179.2363 | 1321.5187 | 1464.2984 | 1610.3096 | 1759.2133 | 1911.7354 | 1891.3666 | 1869.5836 | 1849.0519 | 1829.6077 | 1807.2022
| Other |  | 0 | 0 | 0 | 0 | 0 | 0 | 0 | 0 | 0 | 0 | 0.18952 | 0.38735 | 0.59096 | 0.80166 | 1.0241 | 1.2574 | 1.4965 | 1.7417 | 1.9963 | 2.2635 | 2.5388 | 2.8187 | 3.1069 | 3.403 | 3.7092 | 3.7069 | 3.7031 | 3.702 | 3.7038 | 3.7035
| Total |  | -112.5825 | -117.1371 | -123.4574 | -132.4376 | -146.1348 | -161.7997 | -175.967 | -189.0508 | -200.3457 | -210.2129 | 4.7643 | 221.2632 | 437.1863 | 656.9829 | 888.5088 | 1128.6301 | 1369.245 | 1614.2171 | 1867.3372 | 2131.6954 | 2402.3591 | 2674.0152 | 2952.3608 | 3236.7972 | 3528.6273 | 3493.6431 | 3456.1037 | 3421.4581 | 3389.3821 | 3351.6108
High Decarbonized Methane - High RNG Price
| Commodity Cost (MM$2021) |  | 2021 | 2022 | 2023 | 2024 | 2025 | 2026 | 2027 | 2028 | 2029 | 2030 | 2031 | 2032 | 2033 | 2034 | 2035 | 2036 | 2037 | 2038 | 2039 | 2040 | 2041 | 2042 | 2043 | 2044 | 2045 | 2046 | 2047 | 2048 | 2049 | 2050
| Residential |  | -93.3406 | -95.8154 | -99.414 | -104.7947 | -113.4796 | -123.2246 | -131.4135 | -138.4694 | -143.9518 | -148.0765 | 1.7396 | 167.5203 | 348.1854 | 546.1587 | 765.3528 | 1003.6709 | 1256.7421 | 1526.766 | 1815.3368 | 2123.6474 | 2449.3653 | 2789.727 | 3147.663 | 3522.8431 | 3915.6801 | 3890.3669 | 3864.0508 | 3839.2286 | 3815.514 | 3788.5448
| Commercial | Total | -19.2419 | -21.3217 | -24.0434 | -27.6429 | -32.6553 | -38.575 | -44.5535 | -50.5815 | -56.3938 | -62.1365 | 106.5887 | 295.6262 | 502.8076 | 729.2365 | 978.1526 | 1247.9872 | 1534.5242 | 1838.949 | 2163.0306 | 2508.3216 | 2872.0748 | 3251.5588 | 3649.3216 | 4064.7543 | 4498.1754 | 4460.6687 | 4421.508 | 4383.0008 | 4344.7212 | 4302.4755
| Other |  | 0 | 0 | 0 | 0 | 0 | 0 | 0 | 0 | 0 | 0 | 0.27701 | 0.59412 | 0.94883 | 1.3424 | 1.7795 | 2.2593 | 2.7768 | 3.3321 | 3.9285 | 4.5695 | 5.2503 | 5.9675 | 6.7248 | 7.5218 | 8.3607 | 8.3585 | 8.3546 | 8.3535 | 8.3553 | 8.355
| Total |  | -112.5825 | -117.1371 | -123.4574 | -132.4376 | -146.1348 | -161.7997 | -175.967 | -189.0508 | -200.3457 | -210.2129 | 108.6053 | 463.7406 | 851.9418 | 1276.7377 | 1745.285 | 2253.9174 | 2794.0431 | 3369.0471 | 3982.2959 | 4636.5384 | 5326.6903 | 6047.2534 | 6803.7094 | 7595.1192 | 8422.2162 | 8359.3941 | 8293.9134 | 8230.5828 | 8168.5905 | 8099.3754
Electrification with Fuel Backup - Low RNG Price
| Commodity Cost (MM$2021) |  | 2021 | 2022 | 2023 | 2024 | 2025 | 2026 | 2027 | 2028 | 2029 | 2030 | 2031 | 2032 | 2033 | 2034 | 2035 | 2036 | 2037 | 2038 | 2039 | 2040 | 2041 | 2042 | 2043 | 2044 | 2045 | 2046 | 2047 | 2048 | 2049 | 2050
| Residential |  | -104.0553 | -111.3447 | -120.669 | -133.0119 | -150.7204 | -170.9302 | -189.949 | -207.9942 | -224.0424 | -238.1368 | -175.8373 | -124.0252 | -83.6668 | -50.7438 | -20.0704 | 8.8114 | 31.8254 | 53.6652 | 75.7981 | 98.6253 | 121.6444 | 142.6413 | 165.276 | 189.9883 | 216.9436 | 190.8048 | 168.1299 | 151.0864 | 139.1084 | 127.7827
| Commercial | Total | -26.6426 | -32.1575 | -39.0135 | -47.691 | -59.342 | -73.0286 | -87.1355 | -101.4865 | -115.345 | -128.6427 | -44.0608 | 34.3718 | 104.8391 | 170.1211 | 234.9475 | 300.2983 | 362.3387 | 424.1848 | 487.5812 | 553.5987 | 620.9772 | 687.608 | 756.8961 | 829.2404 | 905.3745 | 882.3114 | 862.2284 | 847.4751 | 837.656 | 828.547
| Other |  | 0 | 0 | 0 | 0 | 0 | 0 | 0 | 0 | 0 | 0 | 0.18952 | 0.38735 | 0.59096 | 0.80166 | 1.0241 | 1.2574 | 1.4965 | 1.7417 | 1.9963 | 2.2635 | 2.5388 | 2.8187 | 3.1069 | 3.403 | 3.7092 | 3.7069 | 3.7031 | 3.702 | 3.7038 | 3.7035
| Total |  | -130.6979 | -143.5022 | -159.6825 | -180.7029 | -210.0624 | -243.9588 | -277.0845 | -309.4807 | -339.3874 | -366.7795 | -219.7086 | -89.2661 | 21.7632 | 120.1789 | 215.9012 | 310.367 | 395.6606 | 479.5918 | 565.3755 | 654.4874 | 745.1604 | 833.068 | 925.279 | 1022.6316 | 1126.0273 | 1076.8232 | 1034.0613 | 1002.2635 | 980.4682 | 960.0333
Electrification with Fuel Backup - High RNG Price
| Commodity Cost (MM$2021) |  | 2021 | 2022 | 2023 | 2024 | 2025 | 2026 | 2027 | 2028 | 2029 | 2030 | 2031 | 2032 | 2033 | 2034 | 2035 | 2036 | 2037 | 2038 | 2039 | 2040 | 2041 | 2042 | 2043 | 2044 | 2045 | 2046 | 2047 | 2048 | 2049 | 2050
| Residential |  | -104.0553 | -111.3447 | -120.669 | -133.0119 | -150.7204 | -170.9302 | -189.949 | -207.9942 | -224.0424 | -238.1368 | -140.2994 | -45.3528 | 43.1394 | 127.038 | 209.9959 | 292.8297 | 371.1061 | 449.1923 | 528.4109 | 609.2477 | 691.5264 | 773.5525 | 859.6825 | 951.1887 | 1049.1531 | 1000.8695 | 960.9057 | 930.9753 | 910.0511 | 893.2045
| Commercial | Total | -26.6426 | -32.1575 | -39.0135 | -47.691 | -59.342 | -73.0286 | -87.1355 | -101.4865 | -115.345 | -128.6427 | 1.4032 | 137.5823 | 275.7917 | 416.8869 | 564.2639 | 719.2033 | 877.5495 | 1042.1089 | 1214.4635 | 1395.7118 | 1584.8436 | 1780.1627 | 1985.6544 | 2202.4411 | 2432.0816 | 2389.5397 | 2354.2676 | 2328.2585 | 2310.7367 | 2297.0295
| Other |  | 0 | 0 | 0 | 0 | 0 | 0 | 0 | 0 | 0 | 0 | 0.27701 | 0.59412 | 0.94883 | 1.3424 | 1.7795 | 2.2593 | 2.7768 | 3.3321 | 3.9285 | 4.5695 | 5.2503 | 5.9675 | 6.7248 | 7.5218 | 8.3607 | 8.3585 | 8.3546 | 8.3535 | 8.3553 | 8.355
| Total |  | -130.6979 | -143.5022 | -159.6825 | -180.7029 | -210.0624 | -243.9588 | -277.0845 | -309.4807 | -339.3874 | -366.7795 | -138.6192 | 92.8236 | 319.88 | 545.2674 | 776.0393 | 1014.2924 | 1251.4324 | 1494.6333 | 1746.8029 | 2009.5289 | 2281.6202 | 2559.6827 | 2852.0616 | 3161.1516 | 3489.5954 | 3398.7677 | 3323.5279 | 3267.5873 | 3229.1432 | 3198.5891
High Electrification - Low RNG Price
| Commodity Cost (MM$2021) |  | 2021 | 2022 | 2023 | 2024 | 2025 | 2026 | 2027 | 2028 | 2029 | 2030 | 2031 | 2032 | 2033 | 2034 | 2035 | 2036 | 2037 | 2038 | 2039 | 2040 | 2041 | 2042 | 2043 | 2044 | 2045 | 2046 | 2047 | 2048 | 2049 | 2050
| Residential |  | -107.4049 | -116.3355 | -127.7371 | -142.7512 | -164.0651 | -188.661 | -212.4538 | -235.5528 | -256.6859 | -275.8416 | -231.0804 | -201.8647 | -189.2885 | -188.5557 | -193.6947 | -203.5815 | -222.3577 | -244.4339 | -268.61 | -295.0174 | -323.4105 | -355.8118 | -388.2604 | -420.0064 | -451.1142 | -487.809 | -519.1154 | -543.2097 | -560.9145 | -576.7897
| Commercial | Total | -33.4897 | -42.366 | -53.4131 | -67.3866 | -86.0779 | -108.2121 | -131.4019 | -155.2923 | -178.6712 | -201.3221 | -149.7806 | -113.3673 | -93.9938 | -87.6256 | -88.4676 | -94.2458 | -108.751 | -127 | -147.5815 | -170.2815 | -194.8921 | -223.1243 | -251.0254 | -277.688 | -302.8986 | -341.2256 | -373.3405 | -397.6129 | -414.9593 | -429.8787
| Other |  | 0 | 0 | 0 | 0 | 0 | 0 | 0 | 0 | 0 | 0 | 0.18952 | 0.38735 | 0.59096 | 0.80166 | 1.0241 | 1.2574 | 1.4965 | 1.7417 | 1.9963 | 2.2635 | 2.5388 | 2.8187 | 3.1069 | 3.403 | 3.7092 | 3.7069 | 3.7031 | 3.702 | 3.7038 | 3.7035
| Total |  | -140.8945 | -158.7016 | -181.1502 | -210.1377 | -250.143 | -296.873 | -343.8558 | -390.845 | -435.3571 | -477.1637 | -380.6715 | -314.8447 | -282.6913 | -275.3796 | -281.1383 | -296.5699 | -329.6122 | -369.6922 | -414.1953 | -463.0354 | -515.7638 | -576.1173 | -636.179 | -694.2914 | -750.3036 | -825.3276 | -888.7528 | -937.1206 | -972.1699 | -1002.9649
High Electrification - High RNG Price
| Commodity Cost (MM$2021) |  | 2021 | 2022 | 2023 | 2024 | 2025 | 2026 | 2027 | 2028 | 2029 | 2030 | 2031 | 2032 | 2033 | 2034 | 2035 | 2036 | 2037 | 2038 | 2039 | 2040 | 2041 | 2042 | 2043 | 2044 | 2045 | 2046 | 2047 | 2048 | 2049 | 2050
| Residential |  | -107.4049 | -116.3355 | -127.7371 | -142.7512 | -164.0651 | -188.661 | -212.4538 | -235.5528 | -256.6859 | -275.8416 | -201.1416 | -138.3295 | -92.1377 | -60.75 | -40.2013 | -28.9342 | -31.6383 | -43.2708 | -62.9443 | -90.7912 | -126.2532 | -170.7387 | -219.3963 | -270.3535 | -322.3926 | -392.0144 | -449.4221 | -493.3782 | -525.3368 | -550.595
| Commercial | Total | -33.4897 | -42.366 | -53.4131 | -67.3866 | -86.0779 | -108.2121 | -131.4019 | -155.2923 | -178.6712 | -201.3221 | -115.0319 | -38.8872 | 21.1322 | 65.6712 | 98.214 | 121.4901 | 131.1243 | 131.5453 | 123.8771 | 108.3912 | 85.6999 | 54.8316 | 20.785 | -14.2334 | -48.5447 | -121.8225 | -181.3007 | -226.0487 | -257.7348 | -281.7185
| Other |  | 0 | 0 | 0 | 0 | 0 | 0 | 0 | 0 | 0 | 0 | 0.27701 | 0.59412 | 0.94883 | 1.3424 | 1.7795 | 2.2593 | 2.7768 | 3.3321 | 3.9285 | 4.5695 | 5.2503 | 5.9675 | 6.7248 | 7.5218 | 8.3607 | 8.3585 | 8.3546 | 8.3535 | 8.3553 | 8.355
| Total |  | -140.8945 | -158.7016 | -181.1502 | -210.1377 | -250.143 | -296.873 | -343.8558 | -390.845 | -435.3571 | -477.1637 | -315.8965 | -176.6226 | -70.0566 | 6.2637 | 59.7922 | 94.8152 | 102.2627 | 91.6065 | 64.8613 | 22.1695 | -35.3031 | -109.9396 | -191.8864 | -277.0652 | -362.5766 | -505.4785 | -622.3682 | -711.0734 | -774.7163 | -823.9585
MWG Scenario - Low RNG Price
| Commodity Cost (MM$2021) |  | 2021 | 2022 | 2023 | 2024 | 2025 | 2026 | 2027 | 2028 | 2029 | 2030 | 2031 | 2032 | 2033 | 2034 | 2035 | 2036 | 2037 | 2038 | 2039 | 2040 | 2041 | 2042 | 2043 | 2044 | 2045 | 2046 | 2047 | 2048 | 2049 | 2050
| Residential |  | -107.4049 | -116.3355 | -127.7371 | -142.7512 | -164.0651 | -188.661 | -212.4538 | -235.5528 | -256.6859 | -275.8416 | -295.936 | -320.8826 | -349.7167 | -378.0236 | -401.7657 | -422.7522 | -445.2917 | -464.7433 | -481.0875 | -495.4837 | -508.0121 | -521.4856 | -533.2738 | -543.65 | -553.7586 | -564.1509 | -574.5989 | -582.8689 | -589.2437 | -597.6459
| Commercial | Total | -26.6426 | -32.1575 | -39.0135 | -47.691 | -59.342 | -73.0286 | -87.1356 | -101.4866 | -115.3451 | -128.6428 | -142.5486 | -158.9683 | -177.4607 | -195.7015 | -211.464 | -225.3999 | -239.8969 | -252.5522 | -263.3761 | -273.0112 | -281.5072 | -290.4264 | -298.3098 | -305.302 | -312.0435 | -318.8503 | -325.6009 | -331.0331 | -335.307 | -340.6623
| Other |  | 0 | 0 | 0 | 0 | 0 | 0 | 0 | 0 | 0 | 0 | 0 | 0 | 0 | 0 | 0 | 0 | 0 | 0 | 0 | 0 | 0 | 0 | 0 | 0 | 0 | 0 | 0 | 0 | 0 | 0
| Total |  | -134.0475 | -148.493 | -166.7506 | -190.4422 | -223.4072 | -261.6896 | -299.5894 | -337.0394 | -372.031 | -404.4844 | -438.4846 | -479.8509 | -527.1774 | -573.7252 | -613.2297 | -648.1521 | -685.1886 | -717.2955 | -744.4635 | -768.4949 | -789.5193 | -811.912 | -831.5836 | -848.952 | -865.8021 | -883.0013 | -900.1998 | -913.902 | -924.5507 | -938.3082
MWG Scenario - High RNG Price
| Commodity Cost (MM$2021) |  | 2021 | 2022 | 2023 | 2024 | 2025 | 2026 | 2027 | 2028 | 2029 | 2030 | 2031 | 2032 | 2033 | 2034 | 2035 | 2036 | 2037 | 2038 | 2039 | 2040 | 2041 | 2042 | 2043 | 2044 | 2045 | 2046 | 2047 | 2048 | 2049 | 2050
| Residential |  | -107.4049 | -116.3355 | -127.7371 | -142.7512 | -164.0651 | -188.661 | -212.4538 | -235.5528 | -256.6859 | -275.8416 | -295.936 | -320.8826 | -349.7167 | -378.0236 | -401.7657 | -422.7522 | -445.2917 | -464.7433 | -481.0875 | -495.4837 | -508.0121 | -521.4856 | -533.2738 | -543.65 | -553.7586 | -564.1509 | -574.5989 | -582.8689 | -589.2437 | -597.6459
| Commercial | Total | -26.6426 | -32.1575 | -39.0135 | -47.691 | -59.342 | -73.0286 | -87.1356 | -101.4866 | -115.3451 | -128.6428 | -142.5486 | -158.9683 | -177.4607 | -195.7015 | -211.464 | -225.3999 | -239.8969 | -252.5522 | -263.3761 | -273.0112 | -281.5072 | -290.4264 | -298.3098 | -305.302 | -312.0435 | -318.8503 | -325.6009 | -331.0331 | -335.307 | -340.6623
| Other |  | 0 | 0 | 0 | 0 | 0 | 0 | 0 | 0 | 0 | 0 | 0 | 0 | 0 | 0 | 0 | 0 | 0 | 0 | 0 | 0 | 0 | 0 | 0 | 0 | 0 | 0 | 0 | 0 | 0 | 0
| Total |  | -134.0475 | -148.493 | -166.7506 | -190.4422 | -223.4072 | -261.6896 | -299.5894 | -337.0394 | -372.031 | -404.4844 | -438.4846 | -479.8509 | -527.1774 | -573.7252 | -613.2297 | -648.1521 | -685.1886 | -717.2955 | -744.4635 | -768.4949 | -789.5193 | -811.912 | -831.5836 | -848.952 | -865.8021 | -883.0013 | -900.1998 | -913.902 | -924.5507 | -938.3082

## Incr Equipment Cost
<< Back to Directory
Total Incremental Equipment Costs by Scenario and Sensitivity
* Costs are shown as incremental to the reference case (consistent with the GGRA)
| Scenario | Unit | Cost Profile | Electric Sensitivity | 2021 | 2022 | 2023 | 2024 | 2025 | 2026 | 2027 | 2028 | 2029 | 2030 | 2031 | 2032 | 2033 | 2034 | 2035 | 2036 | 2037 | 2038 | 2039 | 2040 | 2041 | 2042 | 2043 | 2044 | 2045 | 2046 | 2047 | 2048 | 2049 | 2050
| High Electrification | ($2021 Millions) | Low | Current Installation Practice | 15.0976 | 68.9648 | 143.274 | 246.5739 | 370.9228 | 514.5153 | 676.7476 | 856.8738 | 1054.2005 | 1264.2046 | 1475.4143 | 1688.5266 | 1902.8308 | 2116.9403 | 2328.7519 | 2537.3329 | 2729.0062 | 2915.2785 | 3096.281 | 3263.4104 | 3424.5556 | 3580.214 | 3730.7131 | 3876.7276 | 4019.003 | 4159.6655 | 4297.9647 | 4433.9287 | 4568.3246 | 4702.4578
| High Electrification | ($2021 Millions) | High | Current Installation Practice | 58.0435 | 189.5699 | 364.4356 | 633.039 | 946.8333 | 1300.9378 | 1693.9064 | 2124.156 | 2590.3079 | 3112.8905 | 3626.5948 | 4150.555 | 4680.2059 | 5179.1368 | 5669.5105 | 6146.5223 | 6580.118 | 6995.4304 | 7392.3404 | 7723.8698 | 8028.7942 | 8309.2523 | 8568.755 | 8810.5979 | 9038.0879 | 9257.1286 | 9467.5151 | 9669.1525 | 9864.1608 | 10056.9664
| Electrification with Fuel Backup | ($2021 Millions) | Low | Current Installation Practice | 10.589 | 23.7106 | 39.4999 | 66.6179 | 97.2073 | 130.6608 | 166.7083 | 204.9666 | 245.0888 | 285.5777 | 327.725 | 371.4468 | 415.7996 | 459.2684 | 500.536 | 538.3062 | 562.9437 | 583.3542 | 599.8089 | 603.7536 | 602.9831 | 598.0057 | 588.9979 | 576.279 | 560.1678 | 542.163 | 520.9964 | 496.7919 | 470.547 | 443.794
| Electrification with Fuel Backup | ($2021 Millions) | High | Current Installation Practice | 41.4247 | 93.3674 | 156.1505 | 279.9915 | 416.1835 | 562.0066 | 716.5841 | 879.0894 | 1048.7861 | 1223.9732 | 1385.1567 | 1548.8845 | 1713.2548 | 1844.2802 | 1967.6793 | 2079.9629 | 2164.178 | 2236.9027 | 2298.6221 | 2329.9863 | 2348.2064 | 2354.0664 | 2347.7872 | 2329.9719 | 2301.8588 | 2267.161 | 2224.4709 | 2173.8489 | 2117.4409 | 2059.2437
| MWG Scenario | ($2021 Millions) | Low | Current Installation Practice | 14.2998 | 52.4041 | 103.6648 | 176.6351 | 263.3109 | 362.3094 | 473.0781 | 594.9216 | 727.1964 | 867.4756 | 1008.7677 | 1151.6825 | 1295.3692 | 1438.2987 | 1578.2951 | 1714.45 | 1834.0055 | 1947.9754 | 2056.5496 | 2151.1463 | 2239.5993 | 2322.426 | 2399.9556 | 2472.8435 | 2541.7977 | 2608.7617 | 2672.8736 | 2734.2046 | 2793.6202 | 2852.5164
| MWG Scenario | ($2021 Millions) | High | Current Installation Practice | 56.0208 | 160.3556 | 295.6211 | 512.1745 | 761.3222 | 1038.9246 | 1343.6114 | 1673.8782 | 2028.3959 | 2428.5519 | 2818.2964 | 3216.7094 | 3619.4022 | 3990.1934 | 4351.4992 | 4698.8643 | 5004.3341 | 5291.6355 | 5560.7344 | 5767.2133 | 5947.7932 | 6104.4729 | 6240.5228 | 6359.105 | 6463.4793 | 6559.3698 | 6646.5678 | 6725.0643 | 6796.9634 | 6866.4714
| High Decarbonized Methane | ($2021 Millions) | Low | Current Installation Practice | 3.9762 | 44.2518 | 102.4294 | 186.9389 | 289.6869 | 409.4127 | 545.7685 | 698.4295 | 867.1501 | 1049.1591 | 1233.0315 | 1418.7286 | 1605.5969 | 1792.8605 | 1979.027 | 2164.7178 | 2346.398 | 2527.3581 | 2707.6467 | 2878.605 | 3048.2486 | 3216.5481 | 3383.49 | 3549.1472 | 3713.6166 | 3877.0707 | 4039.4785 | 4201.0528 | 4362.6004 | 4525.0468
| High Decarbonized Methane | ($2021 Millions) | High | Current Installation Practice | 3.9762 | 67.6928 | 160.4094 | 331.7697 | 532.7482 | 760.5345 | 1014.3468 | 1293.7823 | 1598.5137 | 1923.5683 | 2250.7609 | 2580.3175 | 2911.5299 | 3213.1013 | 3512.6066 | 3812.1704 | 4109.1417 | 4407.2625 | 4706.4483 | 4986.7135 | 5265.824 | 5543.4257 | 5819.2212 | 6093.1893 | 6365.8677 | 6637.7422 | 6908.6383 | 7178.8543 | 7449.5037 | 7722.1094
| High Electrification | ($2021 Millions) | Low | Improved System Configuration | 29.869 | 102.2152 | 199.3299 | 330.5636 | 488.855 | 672.2635 | 880.5104 | 1112.9111 | 1368.9336 | 1643.6294 | 1928.0985 | 2224.3865 | 2530.8393 | 2841.1021 | 3149.4687 | 3451.361 | 3719.4142 | 3977.2935 | 4225.1333 | 4453.7903 | 4670.3012 | 4875.1742 | 5068.1912 | 5249.6931 | 5419.9846 | 5581.3738 | 5730.3528 | 5865.4717 | 5988.372 | 6105.3403
| High Electrification | ($2021 Millions) | High | Improved System Configuration | 22.8892 | 115.8522 | 250.1762 | 478.2492 | 753.655 | 1072.8987 | 1435.3115 | 1839.3995 | 2283.6877 | 2751.5334 | 3258.0178 | 3780.1418 | 4315.0017 | 4823.9839 | 5325.1585 | 5810.8654 | 6235.6102 | 6638.1005 | 7018.9024 | 7367.7548 | 7707.5192 | 8031.6289 | 8334.266 | 8617.5118 | 8883.6058 | 9135.8139 | 9371.8077 | 9590.3456 | 9793.9249 | 9989.0127

## Electric Rates
<< Back to Directory
Electric Rates (2021$/kWh)
| Scenario | Electric Scenario | Class | 2021 | 2022 | 2023 | 2024 | 2025 | 2026 | 2027 | 2028 | 2029 | 2030 | 2031 | 2032 | 2033 | 2034 | 2035 | 2036 | 2037 | 2038 | 2039 | 2040 | 2041 | 2042 | 2043 | 2044 | 2045 | 2046 | 2047 | 2048 | 2049 | 2050
| Electrification with Fuel Backup | Current Installation Practice | Residential | 0.13804 | 0.14144 | 0.14458 | 0.14569 | 0.14654 | 0.14931 | 0.14966 | 0.15148 | 0.15117 | 0.15216 | 0.15179 | 0.15047 | 0.14912 | 0.14831 | 0.14825 | 0.14854 | 0.14895 | 0.14935 | 0.14983 | 0.15088 | 0.15207 | 0.15327 | 0.15449 | 0.1557 | 0.15691 | 0.15812 | 0.15931 | 0.1605 | 0.16167 | 0.16283
| High Electrification | Current Installation Practice | Residential | 0.13822 | 0.14302 | 0.14703 | 0.14944 | 0.15231 | 0.15735 | 0.16027 | 0.16498 | 0.16798 | 0.17312 | 0.17737 | 0.1811 | 0.18514 | 0.18955 | 0.1941 | 0.19829 | 0.20216 | 0.20578 | 0.20919 | 0.21287 | 0.2164 | 0.21968 | 0.22271 | 0.2255 | 0.22804 | 0.23034 | 0.23242 | 0.23426 | 0.23585 | 0.23722
| High Electrification | Improved System Configuration | Residential | 0.13865 | 0.14344 | 0.14748 | 0.14947 | 0.15139 | 0.15583 | 0.15833 | 0.16252 | 0.16476 | 0.16927 | 0.1728 | 0.17574 | 0.17911 | 0.18291 | 0.18692 | 0.19066 | 0.19414 | 0.19742 | 0.20053 | 0.20394 | 0.20725 | 0.21033 | 0.2132 | 0.21584 | 0.21825 | 0.22044 | 0.22243 | 0.22419 | 0.22573 | 0.22706
| High Decarbonized Methane | Current Installation Practice | Residential | 0.13818 | 0.14194 | 0.1455 | 0.14702 | 0.14834 | 0.15161 | 0.15248 | 0.15485 | 0.15506 | 0.15661 | 0.15676 | 0.15593 | 0.15514 | 0.15479 | 0.15484 | 0.15497 | 0.1552 | 0.15565 | 0.15619 | 0.1573 | 0.15855 | 0.15978 | 0.16101 | 0.16222 | 0.16342 | 0.16459 | 0.16577 | 0.16697 | 0.16819 | 0.16944
| MWG Scenario | Current Installation Practice | Residential | 0.13749 | 0.14083 | 0.14389 | 0.14487 | 0.14561 | 0.14826 | 0.14856 | 0.15034 | 0.15005 | 0.15177 | 0.15223 | 0.15221 | 0.15233 | 0.15282 | 0.15384 | 0.15501 | 0.15622 | 0.15745 | 0.15868 | 0.16036 | 0.16209 | 0.16375 | 0.16533 | 0.16685 | 0.1683 | 0.1697 | 0.17106 | 0.17238 | 0.17365 | 0.17489
| GGRA | Current Installation Practice | Residential | 0.13344 | 0.13484 | 0.13675 | 0.13717 | 0.13741 | 0.1396 | 0.1395 | 0.14091 | 0.14029 | 0.14102 | 0.14043 | 0.13893 | 0.13747 | 0.13698 | 0.13684 | 0.1369 | 0.13715 | 0.13757 | 0.13814 | 0.1393 | 0.14061 | 0.14191 | 0.14318 | 0.14442 | 0.14563 | 0.14682 | 0.148 | 0.14919 | 0.15039 | 0.15161
| Electrification with Fuel Backup | Current Installation Practice | Commercial | 0.10771 | 0.11066 | 0.11337 | 0.11422 | 0.11488 | 0.11741 | 0.11766 | 0.11937 | 0.11907 | 0.12009 | 0.11986 | 0.11877 | 0.11768 | 0.11703 | 0.11704 | 0.11735 | 0.11769 | 0.11794 | 0.11821 | 0.11896 | 0.11981 | 0.12063 | 0.12144 | 0.12221 | 0.12296 | 0.12369 | 0.12438 | 0.12506 | 0.12571 | 0.12635
| High Electrification | Current Installation Practice | Commercial | 0.10797 | 0.11229 | 0.11576 | 0.11773 | 0.12017 | 0.12468 | 0.12717 | 0.13138 | 0.13402 | 0.13804 | 0.14125 | 0.14406 | 0.14727 | 0.15081 | 0.1544 | 0.15759 | 0.16049 | 0.1632 | 0.16577 | 0.1686 | 0.17134 | 0.17389 | 0.17624 | 0.17837 | 0.18028 | 0.18196 | 0.18341 | 0.18462 | 0.18557 | 0.18628
| High Electrification | Improved System Configuration | Commercial | 0.10824 | 0.11252 | 0.11599 | 0.11752 | 0.11899 | 0.12286 | 0.1249 | 0.12856 | 0.1304 | 0.13374 | 0.13617 | 0.13811 | 0.14057 | 0.14341 | 0.14637 | 0.149 | 0.1514 | 0.15366 | 0.15582 | 0.15829 | 0.16072 | 0.16299 | 0.16508 | 0.167 | 0.16871 | 0.17021 | 0.17152 | 0.17259 | 0.17343 | 0.17405
| High Decarbonized Methane | Current Installation Practice | Commercial | 0.10792 | 0.11099 | 0.11375 | 0.11457 | 0.11515 | 0.11756 | 0.11766 | 0.11917 | 0.11864 | 0.11936 | 0.11879 | 0.1173 | 0.11584 | 0.1147 | 0.11386 | 0.11313 | 0.11248 | 0.11202 | 0.11164 | 0.11176 | 0.11201 | 0.11226 | 0.11252 | 0.11279 | 0.11307 | 0.1133 | 0.11353 | 0.11377 | 0.11402 | 0.11429
| MWG Scenario | Current Installation Practice | Commercial | 0.10803 | 0.11134 | 0.11443 | 0.11559 | 0.1166 | 0.11953 | 0.12018 | 0.12232 | 0.12244 | 0.12365 | 0.1236 | 0.12313 | 0.12288 | 0.12293 | 0.12335 | 0.12375 | 0.12414 | 0.12455 | 0.125 | 0.12593 | 0.12695 | 0.12792 | 0.12884 | 0.12969 | 0.13048 | 0.13118 | 0.13182 | 0.13237 | 0.13284 | 0.13322
| GGRA | Current Installation Practice | Commercial | 0.10634 | 0.108 | 0.11015 | 0.11085 | 0.11131 | 0.11366 | 0.11361 | 0.11501 | 0.1143 | 0.11489 | 0.11411 | 0.11234 | 0.11054 | 0.10935 | 0.10836 | 0.10749 | 0.10671 | 0.10604 | 0.10545 | 0.10541 | 0.10551 | 0.10562 | 0.10574 | 0.10586 | 0.10599 | 0.10613 | 0.10626 | 0.10641 | 0.10657 | 0.10673

## Gas Rates
<< Back to Directory
Total Gas Rates (2021$/MMBtu)
| Scenario | Gas System Scenario | Fuel Cost | Sector | 2021 | 2022 | 2023 | 2024 | 2025 | 2026 | 2027 | 2028 | 2029 | 2030 | 2031 | 2032 | 2033 | 2034 | 2035 | 2036 | 2037 | 2038 | 2039 | 2040 | 2041 | 2042 | 2043 | 2044 | 2045 | 2046 | 2047 | 2048 | 2049 | 2050
| Electrification with Fuel Backup | Unstructured | High | Residential | 11.8212 | 12.1196 | 12.5045 | 13.0153 | 13.7334 | 14.4494 | 15.1375 | 15.8356 | 16.5486 | 17.3268 | 19.8268 | 22.7374 | 26.1018 | 29.9399 | 34.3266 | 39.2092 | 44.7117 | 50.9295 | 58.0947 | 66.5107 | 76.4723 | 88.3982 | 102.7834 | 120.168 | 141.0634 | 163.075 | 188.296 | 215.2178 | 240.9649 | 261.9422
| Electrification with Fuel Backup | Unstructured | High | Commercial | 11.8212 | 12.1196 | 12.5045 | 13.0153 | 13.7334 | 14.4494 | 15.1375 | 15.8356 | 16.5486 | 17.3268 | 19.8268 | 22.7374 | 26.1018 | 29.9399 | 34.3266 | 39.2092 | 44.7117 | 50.9295 | 58.0947 | 66.5107 | 76.4723 | 88.3982 | 102.7834 | 120.168 | 141.0634 | 163.075 | 188.296 | 215.2178 | 240.9649 | 261.9422
| Electrification with Fuel Backup | Unstructured | Low | Residential | 11.7223 | 11.9979 | 12.3454 | 12.7985 | 13.4306 | 14.1345 | 14.8055 | 15.4767 | 16.1452 | 16.844 | 19.2001 | 21.8189 | 24.6729 | 27.7078 | 30.9079 | 34.1331 | 37.4809 | 40.8886 | 44.3797 | 47.989 | 51.6673 | 55.4045 | 59.1851 | 62.9945 | 66.8492 | 68.1321 | 69.3468 | 70.5006 | 71.5977 | 72.6389
| Electrification with Fuel Backup | Unstructured | Low | Commercial | 11.7223 | 11.9979 | 12.3454 | 12.7985 | 13.4306 | 14.1345 | 14.8055 | 15.4767 | 16.1452 | 16.844 | 19.2001 | 21.8189 | 24.6729 | 27.7078 | 30.9079 | 34.1331 | 37.4809 | 40.8886 | 44.3797 | 47.989 | 51.6673 | 55.4045 | 59.1851 | 62.9945 | 66.8492 | 68.1321 | 69.3468 | 70.5006 | 71.5977 | 72.6389
| High Decarbonized Methane | Unstructured | High | Residential | 11.5534 | 11.7412 | 11.9783 | 12.2938 | 12.7549 | 13.2536 | 13.6797 | 14.061 | 14.3873 | 14.6809 | 17.2602 | 20.2498 | 23.6046 | 27.2748 | 31.2582 | 35.534 | 40.1732 | 45.1113 | 50.374 | 56.0031 | 61.9597 | 68.247 | 74.8641 | 81.8124 | 89.1234 | 89.567 | 90.0227 | 90.5051 | 91.0216 | 91.5711
| High Decarbonized Methane | Unstructured | High | Commercial | 11.5534 | 11.7412 | 11.9783 | 12.2938 | 12.7549 | 13.2536 | 13.6797 | 14.061 | 14.3873 | 14.6809 | 17.2602 | 20.2498 | 23.6046 | 27.2748 | 31.2582 | 35.534 | 40.1732 | 45.1113 | 50.374 | 56.0031 | 61.9597 | 68.247 | 74.8641 | 81.8124 | 89.1234 | 89.567 | 90.0227 | 90.5051 | 91.0216 | 91.5711
| High Decarbonized Methane | Unstructured | Low | Residential | 11.5534 | 11.7412 | 11.9783 | 12.2938 | 12.7549 | 13.2536 | 13.6797 | 14.061 | 14.3873 | 14.6809 | 16.5432 | 18.5552 | 20.6718 | 22.8432 | 25.0671 | 27.3228 | 29.6813 | 32.078 | 34.5388 | 37.1054 | 39.7388 | 42.4422 | 45.2149 | 48.0581 | 51.0034 | 51.447 | 51.9027 | 52.3851 | 52.9016 | 53.4511
| High Decarbonized Methane | Unstructured | Low | Commercial | 11.5534 | 11.7412 | 11.9783 | 12.2938 | 12.7549 | 13.2536 | 13.6797 | 14.061 | 14.3873 | 14.6809 | 16.5432 | 18.5552 | 20.6718 | 22.8432 | 25.0671 | 27.3228 | 29.6813 | 32.078 | 34.5388 | 37.1054 | 39.7388 | 42.4422 | 45.2149 | 48.0581 | 51.0034 | 51.447 | 51.9027 | 52.3851 | 52.9016 | 53.4511
| High Electrification | Structured | High | Residential | 11.8212 | 12.1196 | 12.5045 | 13.0153 | 13.7334 | 14.4494 | 15.1375 | 15.8356 | 16.5486 | 17.3268 | 20.5438 | 24.432 | 29.0346 | 34.3716 | 40.5177 | 47.4204 | 55.2036 | 63.9628 | 73.9299 | 85.4084 | 98.6932 | 114.203 | 132.4326 | 153.9223 | 179.1834 | 201.195 | 226.416 | 253.3378 | 279.0849 | 300.0622
| High Electrification | Structured | High | Commercial | 11.8212 | 12.1196 | 12.5045 | 13.0153 | 13.7334 | 14.4494 | 15.1375 | 15.8356 | 16.5486 | 17.3268 | 20.5438 | 24.432 | 29.0346 | 34.3716 | 40.5177 | 47.4204 | 55.2036 | 63.9628 | 73.9299 | 85.4084 | 98.6932 | 114.203 | 132.4326 | 153.9223 | 179.1834 | 201.195 | 226.416 | 253.3378 | 279.0849 | 300.0622
| High Electrification | Structured | Low | Residential | 11.7223 | 11.9979 | 12.3454 | 12.7985 | 13.4306 | 14.1345 | 14.8055 | 15.4767 | 16.1452 | 16.844 | 19.9171 | 23.5135 | 27.6057 | 32.1394 | 37.099 | 42.3443 | 47.9728 | 53.9218 | 60.2149 | 66.8868 | 73.8883 | 81.2093 | 88.8343 | 96.7488 | 104.9692 | 106.2521 | 107.4668 | 108.6206 | 109.7177 | 110.7589
| High Electrification | Structured | Low | Commercial | 11.7223 | 11.9979 | 12.3454 | 12.7985 | 13.4306 | 14.1345 | 14.8055 | 15.4767 | 16.1452 | 16.844 | 19.9171 | 23.5135 | 27.6057 | 32.1394 | 37.099 | 42.3443 | 47.9728 | 53.9218 | 60.2149 | 66.8868 | 73.8883 | 81.2093 | 88.8343 | 96.7488 | 104.9692 | 106.2521 | 107.4668 | 108.6206 | 109.7177 | 110.7589
| High Electrification | Unstructured | High | Residential | 11.8212 | 12.1546 | 12.5812 | 13.1415 | 13.9188 | 14.6965 | 15.4819 | 16.3207 | 17.2283 | 18.2696 | 21.841 | 26.1739 | 31.3477 | 37.4222 | 44.5166 | 52.5895 | 61.8064 | 72.3433 | 84.5421 | 98.8527 | 115.7639 | 135.9485 | 160.2235 | 189.5137 | 224.7369 | 259.1978 | 299.3969 | 343.276 | 386.561 | 423.6135
| High Electrification | Unstructured | High | Commercial | 11.8212 | 12.1546 | 12.5812 | 13.1415 | 13.9188 | 14.6965 | 15.4819 | 16.3207 | 17.2283 | 18.2696 | 21.841 | 26.1739 | 31.3477 | 37.4222 | 44.5166 | 52.5895 | 61.8064 | 72.3433 | 84.5421 | 98.8527 | 115.7639 | 135.9485 | 160.2235 | 189.5137 | 224.7369 | 259.1978 | 299.3969 | 343.276 | 386.561 | 423.6135
| High Electrification | Unstructured | Low | Residential | 11.8212 | 12.1546 | 12.5812 | 13.1415 | 13.9188 | 14.6965 | 15.4819 | 16.3207 | 17.2283 | 18.2696 | 21.124 | 24.4794 | 28.4149 | 32.9905 | 38.3255 | 44.3783 | 51.3145 | 59.3101 | 68.7069 | 79.9549 | 93.543 | 110.1437 | 130.5743 | 155.7594 | 186.6169 | 221.0778 | 261.2769 | 305.156 | 348.441 | 385.4935
| High Electrification | Unstructured | Low | Commercial | 11.8212 | 12.1546 | 12.5812 | 13.1415 | 13.9188 | 14.6965 | 15.4819 | 16.3207 | 17.2283 | 18.2696 | 21.124 | 24.4794 | 28.4149 | 32.9905 | 38.3255 | 44.3783 | 51.3145 | 59.3101 | 68.7069 | 79.9549 | 93.543 | 110.1437 | 130.5743 | 155.7594 | 186.6169 | 221.0778 | 261.2769 | 305.156 | 348.441 | 385.4935
| MWG Scenario | Unstructured | Low | Residential | 11.7545 | 12.0486 | 12.4214 | 12.9088 | 13.587 | 14.3138 | 15.0197 | 15.741 | 16.4791 | 17.2751 | 18.2151 | 19.4069 | 20.861 | 22.5228 | 24.3444 | 26.1904 | 28.1792 | 30.2514 | 32.4073 | 34.6523 | 36.9676 | 39.3567 | 41.7533 | 44.118 | 46.4179 | 48.6154 | 50.6718 | 52.5373 | 54.1998 | 55.6996
| MWG Scenario | Unstructured | Low | Commercial | 11.7545 | 12.0486 | 12.4214 | 12.9088 | 13.587 | 14.3138 | 15.0197 | 15.741 | 16.4791 | 17.2751 | 20.1368 | 21.5558 | 23.2463 | 25.1597 | 27.2569 | 29.4102 | 31.7474 | 34.2064 | 36.7848 | 39.4855 | 42.2876 | 44.6767 | 47.0733 | 49.438 | 51.7379 | 53.9354 | 55.9918 | 57.8573 | 59.5198 | 61.0196
| MWG Scenario | Unstructured | High | Residential | 11.7545 | 12.0486 | 12.4214 | 12.9088 | 13.587 | 14.3138 | 15.0197 | 15.741 | 16.4791 | 17.2751 | 18.2151 | 19.4069 | 20.861 | 22.5228 | 24.3444 | 26.1904 | 28.1792 | 30.2514 | 32.4073 | 34.6523 | 36.9676 | 39.3567 | 41.7533 | 44.118 | 46.4179 | 48.6154 | 50.6718 | 52.5373 | 54.1998 | 55.6996
| MWG Scenario | Unstructured | High | Commercial | 11.7545 | 12.0486 | 12.4214 | 12.9088 | 13.587 | 14.3138 | 15.0197 | 15.741 | 16.4791 | 17.2751 | 20.1368 | 21.5558 | 23.2463 | 25.1597 | 27.2569 | 29.4102 | 31.7474 | 34.2064 | 36.7848 | 39.4855 | 42.2876 | 44.6767 | 47.0733 | 49.438 | 51.7379 | 53.9354 | 55.9918 | 57.8573 | 59.5198 | 61.0196
| Reference | NA | NA | Residential | 11.5627 | 11.7319 | 11.941 | 12.2182 | 12.6314 | 13.0715 | 13.4281 | 13.7281 | 13.9594 | 14.1402 | 14.3225 | 14.5716 | 14.8659 | 15.1473 | 15.38 | 15.5594 | 15.7923 | 16.012 | 16.2179 | 16.4234 | 16.6279 | 16.8616 | 17.0939 | 17.3272 | 17.5734 | 17.8375 | 18.1166 | 18.3874 | 18.6529 | 18.9522
| Reference | NA | NA | Commercial | 9.4753 | 9.56 | 9.6823 | 9.8705 | 10.1914 | 10.5357 | 10.7929 | 10.9904 | 11.1172 | 11.1915 | 11.2696 | 11.4179 | 11.6152 | 11.8031 | 11.9433 | 12.0518 | 12.214 | 12.362 | 12.4946 | 12.6249 | 12.7525 | 12.9079 | 13.0607 | 13.2136 | 13.3785 | 13.5605 | 13.7563 | 13.9428 | 14.1225 | 14.3344

## Annual Consumer Costs
<< Back to Directory
| Customer Segment | [8 empty] | Annual Cost ($/year)
| Building Type | Building Sq Ft | Current SH Equipment | Current AC Equipment | Fuel Cost | Year of Install | Scenario | Construction | System Fuel | Total | Annualized Capex | O&M | Electricity | Gas | Alternative Compliance Payment
| SF Res | 2177 | Electric Res | Central AC | Conservative | 2035 | High Electrification | New Construction | Mixed-Fuel | 6525.0537 | 3956.8853 | 165 | 187.8694 | 2215.2991 | 0
| SF Res | 2177 | Electric Res | Central AC | Conservative | 2035 | High Electrification | New Construction | All-Electric | 3843.3118 | 2789.0246 | 145 | 909.2872 | 0 | 0
| SF Res | 2177 | Electric Res | Central AC | Conservative | 2035 | High Electrification | Retrofit - No Shell Improvement | Existing Fuel | 4826.7566 | 1856.3417 | 125 | 1666.7629 | 1178.652 | 0
| SF Res | 2177 | Electric Res | Central AC | Conservative | 2035 | High Electrification | Retrofit - No Shell Improvement | All-Electric | 3536.3401 | 2335.6949 | 145 | 1055.6452 | 0 | 0
| SF Res | 2177 | Electric Res | Central AC | Conservative | 2035 | High Electrification | Retrofit - No Shell Improvement | Electric SH and WH with fuel backup | 3455.5211 | 1894.1204 | 185 | 573.9789 | 802.4218 | 0
| SF Res | 2177 | Electric Res | Central AC | Conservative | 2035 | High Electrification | Retrofit - Shell Improvement | Existing Fuel | 6542.4106 | 4015.6956 | 125 | 1223.063 | 1178.652 | 0
| SF Res | 2177 | Electric Res | Central AC | Conservative | 2035 | High Electrification | Retrofit - Shell Improvement | All-Electric | 5549.336 | 4495.0488 | 145 | 909.2872 | 0 | 0
| SF Res | 2177 | Electric Res | Central AC | Conservative | 2035 | High Electrification | Retrofit - Shell Improvement | Electric SH and WH with fuel backup | 5553.3092 | 4183.5113 | 185 | 490.7714 | 694.0264 | 0
| SF Res | 2177 | Electric Res | Central AC | Conservative | 2035 | Electrification with Fuel Backup | New Construction | Mixed-Fuel | 6155.9272 | 3956.8853 | 165 | 187.8694 | 1846.1725 | 0
| SF Res | 2177 | Electric Res | Central AC | Conservative | 2035 | Electrification with Fuel Backup | New Construction | All-Electric | 3843.3118 | 2789.0246 | 145 | 909.2872 | 0 | 0
| SF Res | 2177 | Electric Res | Central AC | Conservative | 2035 | Electrification with Fuel Backup | Retrofit - No Shell Improvement | Existing Fuel | 4630.3624 | 1856.3417 | 125 | 1666.7629 | 982.2579 | 0
| SF Res | 2177 | Electric Res | Central AC | Conservative | 2035 | Electrification with Fuel Backup | Retrofit - No Shell Improvement | All-Electric | 3536.3401 | 2335.6949 | 145 | 1055.6452 | 0 | 0
| SF Res | 2177 | Electric Res | Central AC | Conservative | 2035 | Electrification with Fuel Backup | Retrofit - No Shell Improvement | Electric SH and WH with fuel backup | 3321.8167 | 1894.1204 | 185 | 573.9789 | 668.7174 | 0
| SF Res | 2177 | Electric Res | Central AC | Conservative | 2035 | Electrification with Fuel Backup | Retrofit - Shell Improvement | Existing Fuel | 6346.0164 | 4015.6956 | 125 | 1223.063 | 982.2579 | 0
| SF Res | 2177 | Electric Res | Central AC | Conservative | 2035 | Electrification with Fuel Backup | Retrofit - Shell Improvement | All-Electric | 5549.336 | 4495.0488 | 145 | 909.2872 | 0 | 0
| SF Res | 2177 | Electric Res | Central AC | Conservative | 2035 | Electrification with Fuel Backup | Retrofit - Shell Improvement | Electric SH and WH with fuel backup | 5437.6663 | 4183.5113 | 185 | 490.7714 | 578.3835 | 0
| SF Res | 2177 | Electric Res | Central AC | Conservative | 2035 | High Decarbonized Methane | New Construction | Mixed-Fuel | 5865.2688 | 3956.8853 | 165 | 187.8694 | 1555.5141 | 0
| SF Res | 2177 | Electric Res | Central AC | Conservative | 2035 | High Decarbonized Methane | New Construction | All-Electric | 3843.3118 | 2789.0246 | 145 | 909.2872 | 0 | 0
| SF Res | 2177 | Electric Res | Central AC | Conservative | 2035 | High Decarbonized Methane | Retrofit - No Shell Improvement | Existing Fuel | 4475.7174 | 1856.3417 | 125 | 1666.7629 | 827.6128 | 0
| SF Res | 2177 | Electric Res | Central AC | Conservative | 2035 | High Decarbonized Methane | Retrofit - No Shell Improvement | All-Electric | 3536.3401 | 2335.6949 | 145 | 1055.6452 | 0 | 0
| SF Res | 2177 | Electric Res | Central AC | Conservative | 2035 | High Decarbonized Methane | Retrofit - No Shell Improvement | Electric SH and WH with fuel backup | 3216.5349 | 1894.1204 | 185 | 573.9789 | 563.4356 | 0
| SF Res | 2177 | Electric Res | Central AC | Conservative | 2035 | High Decarbonized Methane | Retrofit - Shell Improvement | Existing Fuel | 6191.3713 | 4015.6956 | 125 | 1223.063 | 827.6128 | 0
| SF Res | 2177 | Electric Res | Central AC | Conservative | 2035 | High Decarbonized Methane | Retrofit - Shell Improvement | All-Electric | 5549.336 | 4495.0488 | 145 | 909.2872 | 0 | 0
| SF Res | 2177 | Electric Res | Central AC | Conservative | 2035 | High Decarbonized Methane | Retrofit - Shell Improvement | Electric SH and WH with fuel backup | 5346.6065 | 4183.5113 | 185 | 490.7714 | 487.3238 | 0
| SF Res | 2177 | Natural Gas | Central AC | Conservative | 2035 | High Electrification | New Construction | Mixed-Fuel | 6525.0537 | 3956.8853 | 165 | 187.8694 | 2215.2991 | 0
| SF Res | 2177 | Natural Gas | Central AC | Conservative | 2035 | High Electrification | New Construction | All-Electric | 3843.3118 | 2789.0246 | 145 | 909.2872 | 0 | 0
| SF Res | 2177 | Natural Gas | Central AC | Conservative | 2035 | High Electrification | Retrofit - No Shell Improvement | Existing Fuel | 5437.1914 | 2424.7294 | 165 | 208.7438 | 2638.7183 | 0
| SF Res | 2177 | Natural Gas | Central AC | Conservative | 2035 | High Electrification | Retrofit - No Shell Improvement | All-Electric | 3536.3401 | 2335.6949 | 145 | 1055.6452 | 0 | 0
| SF Res | 2177 | Natural Gas | Central AC | Conservative | 2035 | High Electrification | Retrofit - No Shell Improvement | Electric SH and WH with fuel backup | 3455.5211 | 1894.1204 | 185 | 573.9789 | 802.4218 | 0
| SF Res | 2177 | Natural Gas | Central AC | Conservative | 2035 | High Electrification | Retrofit - Shell Improvement | Existing Fuel | 7152.2517 | 4584.0833 | 165 | 187.8694 | 2215.2991 | 0
| SF Res | 2177 | Natural Gas | Central AC | Conservative | 2035 | High Electrification | Retrofit - Shell Improvement | All-Electric | 5549.336 | 4495.0488 | 145 | 909.2872 | 0 | 0
| SF Res | 2177 | Natural Gas | Central AC | Conservative | 2035 | High Electrification | Retrofit - Shell Improvement | Electric SH and WH with fuel backup | 5553.3092 | 4183.5113 | 185 | 490.7714 | 694.0264 | 0
| SF Res | 2177 | Natural Gas | Central AC | Conservative | 2035 | Electrification with Fuel Backup | New Construction | Mixed-Fuel | 6155.9272 | 3956.8853 | 165 | 187.8694 | 1846.1725 | 0
| SF Res | 2177 | Natural Gas | Central AC | Conservative | 2035 | Electrification with Fuel Backup | New Construction | All-Electric | 3843.3118 | 2789.0246 | 145 | 909.2872 | 0 | 0
| SF Res | 2177 | Natural Gas | Central AC | Conservative | 2035 | Electrification with Fuel Backup | Retrofit - No Shell Improvement | Existing Fuel | 4997.5122 | 2424.7294 | 165 | 208.7438 | 2199.039 | 0
| SF Res | 2177 | Natural Gas | Central AC | Conservative | 2035 | Electrification with Fuel Backup | Retrofit - No Shell Improvement | All-Electric | 3536.3401 | 2335.6949 | 145 | 1055.6452 | 0 | 0
| SF Res | 2177 | Natural Gas | Central AC | Conservative | 2035 | Electrification with Fuel Backup | Retrofit - No Shell Improvement | Electric SH and WH with fuel backup | 3321.8167 | 1894.1204 | 185 | 573.9789 | 668.7174 | 0
| SF Res | 2177 | Natural Gas | Central AC | Conservative | 2035 | Electrification with Fuel Backup | Retrofit - Shell Improvement | Existing Fuel | 6783.1252 | 4584.0833 | 165 | 187.8694 | 1846.1725 | 0
| SF Res | 2177 | Natural Gas | Central AC | Conservative | 2035 | Electrification with Fuel Backup | Retrofit - Shell Improvement | All-Electric | 5549.336 | 4495.0488 | 145 | 909.2872 | 0 | 0
| SF Res | 2177 | Natural Gas | Central AC | Conservative | 2035 | Electrification with Fuel Backup | Retrofit - Shell Improvement | Electric SH and WH with fuel backup | 5437.6663 | 4183.5113 | 185 | 490.7714 | 578.3835 | 0
| SF Res | 2177 | Natural Gas | Central AC | Conservative | 2035 | High Decarbonized Methane | New Construction | Mixed-Fuel | 5865.2688 | 3956.8853 | 165 | 187.8694 | 1555.5141 | 0
| SF Res | 2177 | Natural Gas | Central AC | Conservative | 2035 | High Decarbonized Methane | New Construction | All-Electric | 3843.3118 | 2789.0246 | 145 | 909.2872 | 0 | 0
| SF Res | 2177 | Natural Gas | Central AC | Conservative | 2035 | High Decarbonized Methane | Retrofit - No Shell Improvement | Existing Fuel | 4651.299 | 2424.7294 | 165 | 208.7438 | 1852.8259 | 0
| SF Res | 2177 | Natural Gas | Central AC | Conservative | 2035 | High Decarbonized Methane | Retrofit - No Shell Improvement | All-Electric | 3536.3401 | 2335.6949 | 145 | 1055.6452 | 0 | 0
| SF Res | 2177 | Natural Gas | Central AC | Conservative | 2035 | High Decarbonized Methane | Retrofit - No Shell Improvement | Electric SH and WH with fuel backup | 3216.5349 | 1894.1204 | 185 | 573.9789 | 563.4356 | 0
| SF Res | 2177 | Natural Gas | Central AC | Conservative | 2035 | High Decarbonized Methane | Retrofit - Shell Improvement | Existing Fuel | 6492.4668 | 4584.0833 | 165 | 187.8694 | 1555.5141 | 0
| SF Res | 2177 | Natural Gas | Central AC | Conservative | 2035 | High Decarbonized Methane | Retrofit - Shell Improvement | All-Electric | 5549.336 | 4495.0488 | 145 | 909.2872 | 0 | 0
| SF Res | 2177 | Natural Gas | Central AC | Conservative | 2035 | High Decarbonized Methane | Retrofit - Shell Improvement | Electric SH and WH with fuel backup | 5346.6065 | 4183.5113 | 185 | 490.7714 | 487.3238 | 0
| SF Res | 2177 | Fuel Oil | Central AC | Conservative | 2035 | High Electrification | New Construction | Mixed-Fuel | 6525.0537 | 3956.8853 | 165 | 187.8694 | 2215.2991 | 0
| SF Res | 2177 | Fuel Oil | Central AC | Conservative | 2035 | High Electrification | New Construction | All-Electric | 3843.3118 | 2789.0246 | 145 | 909.2872 | 0 | 0
| SF Res | 2177 | Fuel Oil | Central AC | Conservative | 2035 | High Electrification | Retrofit - No Shell Improvement | Existing Fuel | 5511.8951 | 2240.7479 | 195 | 208.7438 | 2867.4034 | 0
| SF Res | 2177 | Fuel Oil | Central AC | Conservative | 2035 | High Electrification | Retrofit - No Shell Improvement | All-Electric | 3536.3401 | 2335.6949 | 145 | 1055.6452 | 0 | 0
| SF Res | 2177 | Fuel Oil | Central AC | Conservative | 2035 | High Electrification | Retrofit - No Shell Improvement | Electric SH and WH with fuel backup | 3455.5211 | 1894.1204 | 185 | 573.9789 | 802.4218 | 0
| SF Res | 2177 | Fuel Oil | Central AC | Conservative | 2035 | High Electrification | Retrofit - Shell Improvement | Existing Fuel | 7160.6367 | 4400.1018 | 195 | 187.8694 | 2377.6655 | 0
| SF Res | 2177 | Fuel Oil | Central AC | Conservative | 2035 | High Electrification | Retrofit - Shell Improvement | All-Electric | 5549.336 | 4495.0488 | 145 | 909.2872 | 0 | 0
| SF Res | 2177 | Fuel Oil | Central AC | Conservative | 2035 | High Electrification | Retrofit - Shell Improvement | Electric SH and WH with fuel backup | 5553.3092 | 4183.5113 | 185 | 490.7714 | 694.0264 | 0
| SF Res | 2177 | Fuel Oil | Central AC | Conservative | 2035 | Electrification with Fuel Backup | New Construction | Mixed-Fuel | 6155.9272 | 3956.8853 | 165 | 187.8694 | 1846.1725 | 0
| SF Res | 2177 | Fuel Oil | Central AC | Conservative | 2035 | Electrification with Fuel Backup | New Construction | All-Electric | 3843.3118 | 2789.0246 | 145 | 909.2872 | 0 | 0
| SF Res | 2177 | Fuel Oil | Central AC | Conservative | 2035 | Electrification with Fuel Backup | Retrofit - No Shell Improvement | Existing Fuel | 5034.1109 | 2240.7479 | 195 | 208.7438 | 2389.6192 | 0
| SF Res | 2177 | Fuel Oil | Central AC | Conservative | 2035 | Electrification with Fuel Backup | Retrofit - No Shell Improvement | All-Electric | 3536.3401 | 2335.6949 | 145 | 1055.6452 | 0 | 0
| SF Res | 2177 | Fuel Oil | Central AC | Conservative | 2035 | Electrification with Fuel Backup | Retrofit - No Shell Improvement | Electric SH and WH with fuel backup | 3321.8167 | 1894.1204 | 185 | 573.9789 | 668.7174 | 0
| SF Res | 2177 | Fuel Oil | Central AC | Conservative | 2035 | Electrification with Fuel Backup | Retrofit - Shell Improvement | Existing Fuel | 6764.4556 | 4400.1018 | 195 | 187.8694 | 1981.4844 | 0
| SF Res | 2177 | Fuel Oil | Central AC | Conservative | 2035 | Electrification with Fuel Backup | Retrofit - Shell Improvement | All-Electric | 5549.336 | 4495.0488 | 145 | 909.2872 | 0 | 0
| SF Res | 2177 | Fuel Oil | Central AC | Conservative | 2035 | Electrification with Fuel Backup | Retrofit - Shell Improvement | Electric SH and WH with fuel backup | 5437.6663 | 4183.5113 | 185 | 490.7714 | 578.3835 | 0
| SF Res | 2177 | Fuel Oil | Central AC | Conservative | 2035 | High Decarbonized Methane | New Construction | Mixed-Fuel | 5865.2688 | 3956.8853 | 165 | 187.8694 | 1555.5141 | 0
| SF Res | 2177 | Fuel Oil | Central AC | Conservative | 2035 | High Decarbonized Methane | New Construction | All-Electric | 3843.3118 | 2789.0246 | 145 | 909.2872 | 0 | 0
| SF Res | 2177 | Fuel Oil | Central AC | Conservative | 2035 | High Decarbonized Methane | Retrofit - No Shell Improvement | Existing Fuel | 4657.8932 | 2240.7479 | 195 | 208.7438 | 2013.4015 | 0
| SF Res | 2177 | Fuel Oil | Central AC | Conservative | 2035 | High Decarbonized Methane | Retrofit - No Shell Improvement | All-Electric | 3536.3401 | 2335.6949 | 145 | 1055.6452 | 0 | 0
| SF Res | 2177 | Fuel Oil | Central AC | Conservative | 2035 | High Decarbonized Methane | Retrofit - No Shell Improvement | Electric SH and WH with fuel backup | 3216.5349 | 1894.1204 | 185 | 573.9789 | 563.4356 | 0
| SF Res | 2177 | Fuel Oil | Central AC | Conservative | 2035 | High Decarbonized Methane | Retrofit - Shell Improvement | Existing Fuel | 6452.494 | 4400.1018 | 195 | 187.8694 | 1669.5227 | 0
| SF Res | 2177 | Fuel Oil | Central AC | Conservative | 2035 | High Decarbonized Methane | Retrofit - Shell Improvement | All-Electric | 5549.336 | 4495.0488 | 145 | 909.2872 | 0 | 0
| SF Res | 2177 | Fuel Oil | Central AC | Conservative | 2035 | High Decarbonized Methane | Retrofit - Shell Improvement | Electric SH and WH with fuel backup | 5346.6065 | 4183.5113 | 185 | 490.7714 | 487.3238 | 0
| SF Res | 2177 | Heat Pump | Heat Pump | Conservative | 2035 | High Electrification | New Construction | Mixed-Fuel | 6525.0537 | 3956.8853 | 165 | 187.8694 | 2215.2991 | 0
| SF Res | 2177 | Heat Pump | Heat Pump | Conservative | 2035 | High Electrification | New Construction | All-Electric | 3843.3118 | 2789.0246 | 145 | 909.2872 | 0 | 0
| SF Res | 2177 | Heat Pump | Heat Pump | Conservative | 2035 | High Electrification | Retrofit - No Shell Improvement | Existing Fuel | 4104.2422 | 2192.3454 | 125 | 608.2448 | 1178.652 | 0
| SF Res | 2177 | Heat Pump | Heat Pump | Conservative | 2035 | High Electrification | Retrofit - No Shell Improvement | All-Electric | 3536.3401 | 2335.6949 | 145 | 1055.6452 | 0 | 0
| SF Res | 2177 | Heat Pump | Heat Pump | Conservative | 2035 | High Electrification | Retrofit - No Shell Improvement | Electric SH and WH with fuel backup | 3455.5211 | 1894.1204 | 185 | 573.9789 | 802.4218 | 0
| SF Res | 2177 | Heat Pump | Heat Pump | Conservative | 2035 | High Electrification | Retrofit - Shell Improvement | Existing Fuel | 6117.2382 | 4351.6993 | 125 | 461.8869 | 1178.652 | 0
| SF Res | 2177 | Heat Pump | Heat Pump | Conservative | 2035 | High Electrification | Retrofit - Shell Improvement | All-Electric | 5549.336 | 4495.0488 | 145 | 909.2872 | 0 | 0
| SF Res | 2177 | Heat Pump | Heat Pump | Conservative | 2035 | High Electrification | Retrofit - Shell Improvement | Electric SH and WH with fuel backup | 5553.3092 | 4183.5113 | 185 | 490.7714 | 694.0264 | 0
| SF Res | 2177 | Heat Pump | Heat Pump | Conservative | 2035 | Electrification with Fuel Backup | New Construction | Mixed-Fuel | 6155.9272 | 3956.8853 | 165 | 187.8694 | 1846.1725 | 0
| SF Res | 2177 | Heat Pump | Heat Pump | Conservative | 2035 | Electrification with Fuel Backup | New Construction | All-Electric | 3843.3118 | 2789.0246 | 145 | 909.2872 | 0 | 0
| SF Res | 2177 | Heat Pump | Heat Pump | Conservative | 2035 | Electrification with Fuel Backup | Retrofit - No Shell Improvement | Existing Fuel | 3907.8481 | 2192.3454 | 125 | 608.2448 | 982.2579 | 0
| SF Res | 2177 | Heat Pump | Heat Pump | Conservative | 2035 | Electrification with Fuel Backup | Retrofit - No Shell Improvement | All-Electric | 3536.3401 | 2335.6949 | 145 | 1055.6452 | 0 | 0
| SF Res | 2177 | Heat Pump | Heat Pump | Conservative | 2035 | Electrification with Fuel Backup | Retrofit - No Shell Improvement | Electric SH and WH with fuel backup | 3321.8167 | 1894.1204 | 185 | 573.9789 | 668.7174 | 0
| SF Res | 2177 | Heat Pump | Heat Pump | Conservative | 2035 | Electrification with Fuel Backup | Retrofit - Shell Improvement | Existing Fuel | 5920.844 | 4351.6993 | 125 | 461.8869 | 982.2579 | 0
| SF Res | 2177 | Heat Pump | Heat Pump | Conservative | 2035 | Electrification with Fuel Backup | Retrofit - Shell Improvement | All-Electric | 5549.336 | 4495.0488 | 145 | 909.2872 | 0 | 0
| SF Res | 2177 | Heat Pump | Heat Pump | Conservative | 2035 | Electrification with Fuel Backup | Retrofit - Shell Improvement | Electric SH and WH with fuel backup | 5437.6663 | 4183.5113 | 185 | 490.7714 | 578.3835 | 0
| SF Res | 2177 | Heat Pump | Heat Pump | Conservative | 2035 | High Decarbonized Methane | New Construction | Mixed-Fuel | 5865.2688 | 3956.8853 | 165 | 187.8694 | 1555.5141 | 0
| SF Res | 2177 | Heat Pump | Heat Pump | Conservative | 2035 | High Decarbonized Methane | New Construction | All-Electric | 3843.3118 | 2789.0246 | 145 | 909.2872 | 0 | 0
| SF Res | 2177 | Heat Pump | Heat Pump | Conservative | 2035 | High Decarbonized Methane | Retrofit - No Shell Improvement | Existing Fuel | 3753.203 | 2192.3454 | 125 | 608.2448 | 827.6128 | 0
| SF Res | 2177 | Heat Pump | Heat Pump | Conservative | 2035 | High Decarbonized Methane | Retrofit - No Shell Improvement | All-Electric | 3536.3401 | 2335.6949 | 145 | 1055.6452 | 0 | 0
| SF Res | 2177 | Heat Pump | Heat Pump | Conservative | 2035 | High Decarbonized Methane | Retrofit - No Shell Improvement | Electric SH and WH with fuel backup | 3216.5349 | 1894.1204 | 185 | 573.9789 | 563.4356 | 0
| SF Res | 2177 | Heat Pump | Heat Pump | Conservative | 2035 | High Decarbonized Methane | Retrofit - Shell Improvement | Existing Fuel | 5766.199 | 4351.6993 | 125 | 461.8869 | 827.6128 | 0
| SF Res | 2177 | Heat Pump | Heat Pump | Conservative | 2035 | High Decarbonized Methane | Retrofit - Shell Improvement | All-Electric | 5549.336 | 4495.0488 | 145 | 909.2872 | 0 | 0
| SF Res | 2177 | Heat Pump | Heat Pump | Conservative | 2035 | High Decarbonized Methane | Retrofit - Shell Improvement | Electric SH and WH with fuel backup | 5346.6065 | 4183.5113 | 185 | 490.7714 | 487.3238 | 0
| MF Res | 922 | Electric Res | Packaged AC | Conservative | 2035 | High Electrification | New Construction | Mixed-Fuel | 4718.3276 | 3064.729 | 165 | 93.5656 | 1395.0331 | 0
| MF Res | 922 | Electric Res | Packaged AC | Conservative | 2035 | High Electrification | New Construction | All-Electric | 3428.4156 | 2737.5645 | 145 | 545.8511 | 0 | 0
| MF Res | 922 | Electric Res | Packaged AC | Conservative | 2035 | High Electrification | Retrofit - No Shell Improvement | Existing Fuel | 3082.5804 | 1164.9146 | 125 | 1120.1136 | 672.5523 | 0
| MF Res | 922 | Electric Res | Packaged AC | Conservative | 2035 | High Electrification | Retrofit - No Shell Improvement | All-Electric | 2264.4116 | 1474.7019 | 145 | 644.7097 | 0 | 0
| MF Res | 922 | Electric Res | Packaged AC | Conservative | 2035 | High Electrification | Retrofit - No Shell Improvement | Electric SH and WH with fuel backup | 2021.9926 | 992.7006 | 185 | 347.4176 | 496.8744 | 0
| MF Res | 922 | Electric Res | Packaged AC | Conservative | 2035 | High Electrification | Retrofit - Shell Improvement | Existing Fuel | 4083.1991 | 2470.6134 | 125 | 815.0334 | 672.5523 | 0
| MF Res | 922 | Electric Res | Packaged AC | Conservative | 2035 | High Electrification | Retrofit - Shell Improvement | All-Electric | 3471.2519 | 2780.4008 | 145 | 545.8511 | 0 | 0
| MF Res | 922 | Electric Res | Packaged AC | Conservative | 2035 | High Electrification | Retrofit - Shell Improvement | Electric SH and WH with fuel backup | 3364.0737 | 2465.1733 | 185 | 292.571 | 421.3293 | 0
| MF Res | 922 | Electric Res | Packaged AC | Conservative | 2035 | Electrification with Fuel Backup | New Construction | Mixed-Fuel | 4485.8787 | 3064.729 | 165 | 93.5656 | 1162.5842 | 0
| MF Res | 922 | Electric Res | Packaged AC | Conservative | 2035 | Electrification with Fuel Backup | New Construction | All-Electric | 3428.4156 | 2737.5645 | 145 | 545.8511 | 0 | 0
| MF Res | 922 | Electric Res | Packaged AC | Conservative | 2035 | Electrification with Fuel Backup | Retrofit - No Shell Improvement | Existing Fuel | 2970.5157 | 1164.9146 | 125 | 1120.1136 | 560.4875 | 0
| MF Res | 922 | Electric Res | Packaged AC | Conservative | 2035 | Electrification with Fuel Backup | Retrofit - No Shell Improvement | All-Electric | 2264.4116 | 1474.7019 | 145 | 644.7097 | 0 | 0
| MF Res | 922 | Electric Res | Packaged AC | Conservative | 2035 | Electrification with Fuel Backup | Retrofit - No Shell Improvement | Electric SH and WH with fuel backup | 1939.2004 | 992.7006 | 185 | 347.4176 | 414.0821 | 0
| MF Res | 922 | Electric Res | Packaged AC | Conservative | 2035 | Electrification with Fuel Backup | Retrofit - Shell Improvement | Existing Fuel | 3971.1344 | 2470.6134 | 125 | 815.0334 | 560.4875 | 0
| MF Res | 922 | Electric Res | Packaged AC | Conservative | 2035 | Electrification with Fuel Backup | Retrofit - Shell Improvement | All-Electric | 3471.2519 | 2780.4008 | 145 | 545.8511 | 0 | 0
| MF Res | 922 | Electric Res | Packaged AC | Conservative | 2035 | Electrification with Fuel Backup | Retrofit - Shell Improvement | Electric SH and WH with fuel backup | 3293.8692 | 2465.1733 | 185 | 292.571 | 351.1249 | 0
| MF Res | 922 | Electric Res | Packaged AC | Conservative | 2035 | High Decarbonized Methane | New Construction | Mixed-Fuel | 4302.8434 | 3064.729 | 165 | 93.5656 | 979.5488 | 0
| MF Res | 922 | Electric Res | Packaged AC | Conservative | 2035 | High Decarbonized Methane | New Construction | All-Electric | 3428.4156 | 2737.5645 | 145 | 545.8511 | 0 | 0
| MF Res | 922 | Electric Res | Packaged AC | Conservative | 2035 | High Decarbonized Methane | Retrofit - No Shell Improvement | Existing Fuel | 2882.2734 | 1164.9146 | 125 | 1120.1136 | 472.2453 | 0
| MF Res | 922 | Electric Res | Packaged AC | Conservative | 2035 | High Decarbonized Methane | Retrofit - No Shell Improvement | All-Electric | 2264.4116 | 1474.7019 | 145 | 644.7097 | 0 | 0
| MF Res | 922 | Electric Res | Packaged AC | Conservative | 2035 | High Decarbonized Methane | Retrofit - No Shell Improvement | Electric SH and WH with fuel backup | 1874.0079 | 992.7006 | 185 | 347.4176 | 348.8897 | 0
| MF Res | 922 | Electric Res | Packaged AC | Conservative | 2035 | High Decarbonized Methane | Retrofit - Shell Improvement | Existing Fuel | 3882.8921 | 2470.6134 | 125 | 815.0334 | 472.2453 | 0
| MF Res | 922 | Electric Res | Packaged AC | Conservative | 2035 | High Decarbonized Methane | Retrofit - Shell Improvement | All-Electric | 3471.2519 | 2780.4008 | 145 | 545.8511 | 0 | 0
| MF Res | 922 | Electric Res | Packaged AC | Conservative | 2035 | High Decarbonized Methane | Retrofit - Shell Improvement | Electric SH and WH with fuel backup | 3238.5887 | 2465.1733 | 185 | 292.571 | 295.8444 | 0
| MF Res | 922 | Natural Gas | Packaged AC | Conservative | 2035 | High Electrification | New Construction | Mixed-Fuel | 4718.3276 | 3064.729 | 165 | 93.5656 | 1395.0331 | 0
| MF Res | 922 | Natural Gas | Packaged AC | Conservative | 2035 | High Electrification | New Construction | All-Electric | 3428.4156 | 2737.5645 | 145 | 545.8511 | 0 | 0
| MF Res | 922 | Natural Gas | Packaged AC | Conservative | 2035 | High Electrification | Retrofit - No Shell Improvement | Existing Fuel | 3577.7483 | 1618.6557 | 165 | 103.9618 | 1690.1309 | 0
| MF Res | 922 | Natural Gas | Packaged AC | Conservative | 2035 | High Electrification | Retrofit - No Shell Improvement | All-Electric | 2264.4116 | 1474.7019 | 145 | 644.7097 | 0 | 0
| MF Res | 922 | Natural Gas | Packaged AC | Conservative | 2035 | High Electrification | Retrofit - No Shell Improvement | Electric SH and WH with fuel backup | 2021.9926 | 992.7006 | 185 | 347.4176 | 496.8744 | 0
| MF Res | 922 | Natural Gas | Packaged AC | Conservative | 2035 | High Electrification | Retrofit - Shell Improvement | Existing Fuel | 4577.9532 | 2924.3546 | 165 | 93.5656 | 1395.0331 | 0
| MF Res | 922 | Natural Gas | Packaged AC | Conservative | 2035 | High Electrification | Retrofit - Shell Improvement | All-Electric | 3471.2519 | 2780.4008 | 145 | 545.8511 | 0 | 0
| MF Res | 922 | Natural Gas | Packaged AC | Conservative | 2035 | High Electrification | Retrofit - Shell Improvement | Electric SH and WH with fuel backup | 3364.0737 | 2465.1733 | 185 | 292.571 | 421.3293 | 0
| MF Res | 922 | Natural Gas | Packaged AC | Conservative | 2035 | Electrification with Fuel Backup | New Construction | Mixed-Fuel | 4485.8787 | 3064.729 | 165 | 93.5656 | 1162.5842 | 0
| MF Res | 922 | Natural Gas | Packaged AC | Conservative | 2035 | Electrification with Fuel Backup | New Construction | All-Electric | 3428.4156 | 2737.5645 | 145 | 545.8511 | 0 | 0
| MF Res | 922 | Natural Gas | Packaged AC | Conservative | 2035 | Electrification with Fuel Backup | Retrofit - No Shell Improvement | Existing Fuel | 3296.1284 | 1618.6557 | 165 | 103.9618 | 1408.511 | 0
| MF Res | 922 | Natural Gas | Packaged AC | Conservative | 2035 | Electrification with Fuel Backup | Retrofit - No Shell Improvement | All-Electric | 2264.4116 | 1474.7019 | 145 | 644.7097 | 0 | 0
| MF Res | 922 | Natural Gas | Packaged AC | Conservative | 2035 | Electrification with Fuel Backup | Retrofit - No Shell Improvement | Electric SH and WH with fuel backup | 1939.2004 | 992.7006 | 185 | 347.4176 | 414.0821 | 0
| MF Res | 922 | Natural Gas | Packaged AC | Conservative | 2035 | Electrification with Fuel Backup | Retrofit - Shell Improvement | Existing Fuel | 4345.5043 | 2924.3546 | 165 | 93.5656 | 1162.5842 | 0
| MF Res | 922 | Natural Gas | Packaged AC | Conservative | 2035 | Electrification with Fuel Backup | Retrofit - Shell Improvement | All-Electric | 3471.2519 | 2780.4008 | 145 | 545.8511 | 0 | 0
| MF Res | 922 | Natural Gas | Packaged AC | Conservative | 2035 | Electrification with Fuel Backup | Retrofit - Shell Improvement | Electric SH and WH with fuel backup | 3293.8692 | 2465.1733 | 185 | 292.571 | 351.1249 | 0
| MF Res | 922 | Natural Gas | Packaged AC | Conservative | 2035 | High Decarbonized Methane | New Construction | Mixed-Fuel | 4302.8434 | 3064.729 | 165 | 93.5656 | 979.5488 | 0
| MF Res | 922 | Natural Gas | Packaged AC | Conservative | 2035 | High Decarbonized Methane | New Construction | All-Electric | 3428.4156 | 2737.5645 | 145 | 545.8511 | 0 | 0
| MF Res | 922 | Natural Gas | Packaged AC | Conservative | 2035 | High Decarbonized Methane | Retrofit - No Shell Improvement | Existing Fuel | 3074.3747 | 1618.6557 | 165 | 103.9618 | 1186.7573 | 0
| MF Res | 922 | Natural Gas | Packaged AC | Conservative | 2035 | High Decarbonized Methane | Retrofit - No Shell Improvement | All-Electric | 2264.4116 | 1474.7019 | 145 | 644.7097 | 0 | 0
| MF Res | 922 | Natural Gas | Packaged AC | Conservative | 2035 | High Decarbonized Methane | Retrofit - No Shell Improvement | Electric SH and WH with fuel backup | 1874.0079 | 992.7006 | 185 | 347.4176 | 348.8897 | 0
| MF Res | 922 | Natural Gas | Packaged AC | Conservative | 2035 | High Decarbonized Methane | Retrofit - Shell Improvement | Existing Fuel | 4162.469 | 2924.3546 | 165 | 93.5656 | 979.5488 | 0
| MF Res | 922 | Natural Gas | Packaged AC | Conservative | 2035 | High Decarbonized Methane | Retrofit - Shell Improvement | All-Electric | 3471.2519 | 2780.4008 | 145 | 545.8511 | 0 | 0
| MF Res | 922 | Natural Gas | Packaged AC | Conservative | 2035 | High Decarbonized Methane | Retrofit - Shell Improvement | Electric SH and WH with fuel backup | 3238.5887 | 2465.1733 | 185 | 292.571 | 295.8444 | 0
| MF Res | 922 | Heat Pump | Heat Pump | Conservative | 2035 | High Electrification | New Construction | Mixed-Fuel | 4718.3276 | 3064.729 | 165 | 93.5656 | 1395.0331 | 0
| MF Res | 922 | Heat Pump | Heat Pump | Conservative | 2035 | High Electrification | New Construction | All-Electric | 3428.4156 | 2737.5645 | 145 | 545.8511 | 0 | 0
| MF Res | 922 | Heat Pump | Heat Pump | Conservative | 2035 | High Electrification | Retrofit - No Shell Improvement | Existing Fuel | 2507.5453 | 1317.5235 | 125 | 392.4695 | 672.5523 | 0
| MF Res | 922 | Heat Pump | Heat Pump | Conservative | 2035 | High Electrification | Retrofit - No Shell Improvement | All-Electric | 2264.4116 | 1474.7019 | 145 | 644.7097 | 0 | 0
| MF Res | 922 | Heat Pump | Heat Pump | Conservative | 2035 | High Electrification | Retrofit - No Shell Improvement | Electric SH and WH with fuel backup | 2021.9926 | 992.7006 | 185 | 347.4176 | 496.8744 | 0
| MF Res | 922 | Heat Pump | Heat Pump | Conservative | 2035 | High Electrification | Retrofit - Shell Improvement | Existing Fuel | 3714.3856 | 2623.2224 | 125 | 293.6109 | 672.5523 | 0
| MF Res | 922 | Heat Pump | Heat Pump | Conservative | 2035 | High Electrification | Retrofit - Shell Improvement | All-Electric | 3471.2519 | 2780.4008 | 145 | 545.8511 | 0 | 0
| MF Res | 922 | Heat Pump | Heat Pump | Conservative | 2035 | High Electrification | Retrofit - Shell Improvement | Electric SH and WH with fuel backup | 3364.0737 | 2465.1733 | 185 | 292.571 | 421.3293 | 0
| MF Res | 922 | Heat Pump | Heat Pump | Conservative | 2035 | Electrification with Fuel Backup | New Construction | Mixed-Fuel | 4485.8787 | 3064.729 | 165 | 93.5656 | 1162.5842 | 0
| MF Res | 922 | Heat Pump | Heat Pump | Conservative | 2035 | Electrification with Fuel Backup | New Construction | All-Electric | 3428.4156 | 2737.5645 | 145 | 545.8511 | 0 | 0
| MF Res | 922 | Heat Pump | Heat Pump | Conservative | 2035 | Electrification with Fuel Backup | Retrofit - No Shell Improvement | Existing Fuel | 2395.4806 | 1317.5235 | 125 | 392.4695 | 560.4875 | 0
| MF Res | 922 | Heat Pump | Heat Pump | Conservative | 2035 | Electrification with Fuel Backup | Retrofit - No Shell Improvement | All-Electric | 2264.4116 | 1474.7019 | 145 | 644.7097 | 0 | 0
| MF Res | 922 | Heat Pump | Heat Pump | Conservative | 2035 | Electrification with Fuel Backup | Retrofit - No Shell Improvement | Electric SH and WH with fuel backup | 1939.2004 | 992.7006 | 185 | 347.4176 | 414.0821 | 0
| MF Res | 922 | Heat Pump | Heat Pump | Conservative | 2035 | Electrification with Fuel Backup | Retrofit - Shell Improvement | Existing Fuel | 3602.3208 | 2623.2224 | 125 | 293.6109 | 560.4875 | 0
| MF Res | 922 | Heat Pump | Heat Pump | Conservative | 2035 | Electrification with Fuel Backup | Retrofit - Shell Improvement | All-Electric | 3471.2519 | 2780.4008 | 145 | 545.8511 | 0 | 0
| MF Res | 922 | Heat Pump | Heat Pump | Conservative | 2035 | Electrification with Fuel Backup | Retrofit - Shell Improvement | Electric SH and WH with fuel backup | 3293.8692 | 2465.1733 | 185 | 292.571 | 351.1249 | 0
| MF Res | 922 | Heat Pump | Heat Pump | Conservative | 2035 | High Decarbonized Methane | New Construction | Mixed-Fuel | 4302.8434 | 3064.729 | 165 | 93.5656 | 979.5488 | 0
| MF Res | 922 | Heat Pump | Heat Pump | Conservative | 2035 | High Decarbonized Methane | New Construction | All-Electric | 3428.4156 | 2737.5645 | 145 | 545.8511 | 0 | 0
| MF Res | 922 | Heat Pump | Heat Pump | Conservative | 2035 | High Decarbonized Methane | Retrofit - No Shell Improvement | Existing Fuel | 2307.2383 | 1317.5235 | 125 | 392.4695 | 472.2453 | 0
| MF Res | 922 | Heat Pump | Heat Pump | Conservative | 2035 | High Decarbonized Methane | Retrofit - No Shell Improvement | All-Electric | 2264.4116 | 1474.7019 | 145 | 644.7097 | 0 | 0
| MF Res | 922 | Heat Pump | Heat Pump | Conservative | 2035 | High Decarbonized Methane | Retrofit - No Shell Improvement | Electric SH and WH with fuel backup | 1874.0079 | 992.7006 | 185 | 347.4176 | 348.8897 | 0
| MF Res | 922 | Heat Pump | Heat Pump | Conservative | 2035 | High Decarbonized Methane | Retrofit - Shell Improvement | Existing Fuel | 3514.0786 | 2623.2224 | 125 | 293.6109 | 472.2453 | 0
| MF Res | 922 | Heat Pump | Heat Pump | Conservative | 2035 | High Decarbonized Methane | Retrofit - Shell Improvement | All-Electric | 3471.2519 | 2780.4008 | 145 | 545.8511 | 0 | 0
| MF Res | 922 | Heat Pump | Heat Pump | Conservative | 2035 | High Decarbonized Methane | Retrofit - Shell Improvement | Electric SH and WH with fuel backup | 3238.5887 | 2465.1733 | 185 | 292.571 | 295.8444 | 0
| Small Comm | 5000 | Central Htg | Packaged AC | Conservative | 2035 | High Electrification | New Construction | Mixed-Fuel | 21440.3332 | 10981.6665 | 1345 | 1110.9422 | 8002.7245 | 0
| Small Comm | 5000 | Central Htg | Packaged AC | Conservative | 2035 | High Electrification | New Construction | All-Electric | 15452.4208 | 11255.947 | 800 | 3396.4739 | 0 | 0
| Small Comm | 5000 | Central Htg | Packaged AC | Conservative | 2035 | High Electrification | Retrofit - No Shell Improvement | Existing Fuel | 14480.1875 | 2688.4973 | 1345 | 1276.9451 | 9169.7451 | 0
| Small Comm | 5000 | Central Htg | Packaged AC | Conservative | 2035 | High Electrification | Retrofit - No Shell Improvement | All-Electric | 7648.0567 | 2977.3239 | 800 | 3870.7328 | 0 | 0
| Small Comm | 5000 | Central Htg | Packaged AC | Conservative | 2035 | High Electrification | Retrofit - No Shell Improvement | Electric SH and WH with fuel backup | 10869.8933 | 2548.5511 | 1200 | 1558.8028 | 5562.5394 | 0
| Small Comm | 5000 | Central Htg | Packaged AC | Conservative | 2035 | High Electrification | Retrofit - Shell Improvement | Existing Fuel | 21205.5768 | 10746.91 | 1345 | 1110.9422 | 8002.7245 | 0
| Small Comm | 5000 | Central Htg | Packaged AC | Conservative | 2035 | High Electrification | Retrofit - Shell Improvement | All-Electric | 15232.2105 | 11035.7367 | 800 | 3396.4739 | 0 | 0
| Small Comm | 5000 | Central Htg | Packaged AC | Conservative | 2035 | High Electrification | Retrofit - Shell Improvement | Electric SH and WH with fuel backup | 18217.5001 | 10656.0984 | 1200 | 1359.0322 | 5002.3695 | 0
| Small Comm | 5000 | Central Htg | Packaged AC | Conservative | 2035 | Electrification with Fuel Backup | New Construction | Mixed-Fuel | 20106.8707 | 10981.6665 | 1345 | 1110.9422 | 6669.2619 | 0
| Small Comm | 5000 | Central Htg | Packaged AC | Conservative | 2035 | Electrification with Fuel Backup | New Construction | All-Electric | 15452.4208 | 11255.947 | 800 | 3396.4739 | 0 | 0
| Small Comm | 5000 | Central Htg | Packaged AC | Conservative | 2035 | Electrification with Fuel Backup | Retrofit - No Shell Improvement | Existing Fuel | 12952.2689 | 2688.4973 | 1345 | 1276.9451 | 7641.8265 | 0
| Small Comm | 5000 | Central Htg | Packaged AC | Conservative | 2035 | Electrification with Fuel Backup | Retrofit - No Shell Improvement | All-Electric | 7648.0567 | 2977.3239 | 800 | 3870.7328 | 0 | 0
| Small Comm | 5000 | Central Htg | Packaged AC | Conservative | 2035 | Electrification with Fuel Backup | Retrofit - No Shell Improvement | Electric SH and WH with fuel backup | 9943.0292 | 2548.5511 | 1200 | 1558.8028 | 4635.6753 | 0
| Small Comm | 5000 | Central Htg | Packaged AC | Conservative | 2035 | Electrification with Fuel Backup | Retrofit - Shell Improvement | Existing Fuel | 19872.1142 | 10746.91 | 1345 | 1110.9422 | 6669.2619 | 0
| Small Comm | 5000 | Central Htg | Packaged AC | Conservative | 2035 | Electrification with Fuel Backup | Retrofit - Shell Improvement | All-Electric | 15232.2105 | 11035.7367 | 800 | 3396.4739 | 0 | 0
| Small Comm | 5000 | Central Htg | Packaged AC | Conservative | 2035 | Electrification with Fuel Backup | Retrofit - Shell Improvement | Electric SH and WH with fuel backup | 17383.9749 | 10656.0984 | 1200 | 1359.0322 | 4168.8443 | 0
| Small Comm | 5000 | Central Htg | Packaged AC | Conservative | 2035 | High Decarbonized Methane | New Construction | Mixed-Fuel | 19056.8729 | 10981.6665 | 1345 | 1110.9422 | 5619.2642 | 0
| Small Comm | 5000 | Central Htg | Packaged AC | Conservative | 2035 | High Decarbonized Methane | New Construction | All-Electric | 15452.4208 | 11255.947 | 800 | 3396.4739 | 0 | 0
| Small Comm | 5000 | Central Htg | Packaged AC | Conservative | 2035 | High Decarbonized Methane | Retrofit - No Shell Improvement | Existing Fuel | 11749.1522 | 2688.4973 | 1345 | 1276.9451 | 6438.7098 | 0
| Small Comm | 5000 | Central Htg | Packaged AC | Conservative | 2035 | High Decarbonized Methane | Retrofit - No Shell Improvement | All-Electric | 7648.0567 | 2977.3239 | 800 | 3870.7328 | 0 | 0
| Small Comm | 5000 | Central Htg | Packaged AC | Conservative | 2035 | High Decarbonized Methane | Retrofit - No Shell Improvement | Electric SH and WH with fuel backup | 9213.1961 | 2548.5511 | 1200 | 1558.8028 | 3905.8421 | 0
| Small Comm | 5000 | Central Htg | Packaged AC | Conservative | 2035 | High Decarbonized Methane | Retrofit - Shell Improvement | Existing Fuel | 18822.1165 | 10746.91 | 1345 | 1110.9422 | 5619.2642 | 0
| Small Comm | 5000 | Central Htg | Packaged AC | Conservative | 2035 | High Decarbonized Methane | Retrofit - Shell Improvement | All-Electric | 15232.2105 | 11035.7367 | 800 | 3396.4739 | 0 | 0
| Small Comm | 5000 | Central Htg | Packaged AC | Conservative | 2035 | High Decarbonized Methane | Retrofit - Shell Improvement | Electric SH and WH with fuel backup | 16727.6388 | 10656.0984 | 1200 | 1359.0322 | 3512.5082 | 0
| Small Comm | 5000 | Central Htg | No AC | Conservative | 2035 | High Electrification | New Construction | Mixed-Fuel | 21440.3332 | 10981.6665 | 1345 | 1110.9422 | 8002.7245 | 0
| Small Comm | 5000 | Central Htg | No AC | Conservative | 2035 | High Electrification | New Construction | All-Electric | 15452.4208 | 11255.947 | 800 | 3396.4739 | 0 | 0
| Small Comm | 5000 | Central Htg | No AC | Conservative | 2035 | High Electrification | Retrofit - No Shell Improvement | Existing Fuel | 11329.385 | 814.6398 | 1345 | 0 | 9169.7451 | 0
| Small Comm | 5000 | Central Htg | No AC | Conservative | 2035 | High Electrification | Retrofit - No Shell Improvement | All-Electric | 7648.0567 | 2977.3239 | 800 | 3870.7328 | 0 | 0
| Small Comm | 5000 | Central Htg | No AC | Conservative | 2035 | High Electrification | Retrofit - No Shell Improvement | Electric SH and WH with fuel backup | 10869.8933 | 2548.5511 | 1200 | 1558.8028 | 5562.5394 | 0
| Small Comm | 5000 | Central Htg | No AC | Conservative | 2035 | High Electrification | Retrofit - Shell Improvement | Existing Fuel | 18220.777 | 8873.0525 | 1345 | 0 | 8002.7245 | 0
| Small Comm | 5000 | Central Htg | No AC | Conservative | 2035 | High Electrification | Retrofit - Shell Improvement | All-Electric | 15232.2105 | 11035.7367 | 800 | 3396.4739 | 0 | 0
| Small Comm | 5000 | Central Htg | No AC | Conservative | 2035 | High Electrification | Retrofit - Shell Improvement | Electric SH and WH with fuel backup | 18217.5001 | 10656.0984 | 1200 | 1359.0322 | 5002.3695 | 0
| Small Comm | 5000 | Central Htg | No AC | Conservative | 2035 | Electrification with Fuel Backup | New Construction | Mixed-Fuel | 20106.8707 | 10981.6665 | 1345 | 1110.9422 | 6669.2619 | 0
| Small Comm | 5000 | Central Htg | No AC | Conservative | 2035 | Electrification with Fuel Backup | New Construction | All-Electric | 15452.4208 | 11255.947 | 800 | 3396.4739 | 0 | 0
| Small Comm | 5000 | Central Htg | No AC | Conservative | 2035 | Electrification with Fuel Backup | Retrofit - No Shell Improvement | Existing Fuel | 9801.4663 | 814.6398 | 1345 | 0 | 7641.8265 | 0
| Small Comm | 5000 | Central Htg | No AC | Conservative | 2035 | Electrification with Fuel Backup | Retrofit - No Shell Improvement | All-Electric | 7648.0567 | 2977.3239 | 800 | 3870.7328 | 0 | 0
| Small Comm | 5000 | Central Htg | No AC | Conservative | 2035 | Electrification with Fuel Backup | Retrofit - No Shell Improvement | Electric SH and WH with fuel backup | 9943.0292 | 2548.5511 | 1200 | 1558.8028 | 4635.6753 | 0
| Small Comm | 5000 | Central Htg | No AC | Conservative | 2035 | Electrification with Fuel Backup | Retrofit - Shell Improvement | Existing Fuel | 16887.3145 | 8873.0525 | 1345 | 0 | 6669.2619 | 0
| Small Comm | 5000 | Central Htg | No AC | Conservative | 2035 | Electrification with Fuel Backup | Retrofit - Shell Improvement | All-Electric | 15232.2105 | 11035.7367 | 800 | 3396.4739 | 0 | 0
| Small Comm | 5000 | Central Htg | No AC | Conservative | 2035 | Electrification with Fuel Backup | Retrofit - Shell Improvement | Electric SH and WH with fuel backup | 17383.9749 | 10656.0984 | 1200 | 1359.0322 | 4168.8443 | 0
| Small Comm | 5000 | Central Htg | No AC | Conservative | 2035 | High Decarbonized Methane | New Construction | Mixed-Fuel | 19056.8729 | 10981.6665 | 1345 | 1110.9422 | 5619.2642 | 0
| Small Comm | 5000 | Central Htg | No AC | Conservative | 2035 | High Decarbonized Methane | New Construction | All-Electric | 15452.4208 | 11255.947 | 800 | 3396.4739 | 0 | 0
| Small Comm | 5000 | Central Htg | No AC | Conservative | 2035 | High Decarbonized Methane | Retrofit - No Shell Improvement | Existing Fuel | 8598.3496 | 814.6398 | 1345 | 0 | 6438.7098 | 0
| Small Comm | 5000 | Central Htg | No AC | Conservative | 2035 | High Decarbonized Methane | Retrofit - No Shell Improvement | All-Electric | 7648.0567 | 2977.3239 | 800 | 3870.7328 | 0 | 0
| Small Comm | 5000 | Central Htg | No AC | Conservative | 2035 | High Decarbonized Methane | Retrofit - No Shell Improvement | Electric SH and WH with fuel backup | 9213.1961 | 2548.5511 | 1200 | 1558.8028 | 3905.8421 | 0
| Small Comm | 5000 | Central Htg | No AC | Conservative | 2035 | High Decarbonized Methane | Retrofit - Shell Improvement | Existing Fuel | 15837.3167 | 8873.0525 | 1345 | 0 | 5619.2642 | 0
| Small Comm | 5000 | Central Htg | No AC | Conservative | 2035 | High Decarbonized Methane | Retrofit - Shell Improvement | All-Electric | 15232.2105 | 11035.7367 | 800 | 3396.4739 | 0 | 0
| Small Comm | 5000 | Central Htg | No AC | Conservative | 2035 | High Decarbonized Methane | Retrofit - Shell Improvement | Electric SH and WH with fuel backup | 16727.6388 | 10656.0984 | 1200 | 1359.0322 | 3512.5082 | 0
| Large Comm | 55000 | Central Htg | Central AC | Conservative | 2035 | High Electrification | New Construction | Mixed-Fuel | 163006.9842 | 103711.7991 | 12100 | 11599.0301 | 35596.1549 | 0
| Large Comm | 55000 | Central Htg | Central AC | Conservative | 2035 | High Electrification | New Construction | All-Electric | 145545.7891 | 117853.671 | 8800 | 18892.1181 | 0 | 0
| Large Comm | 55000 | Central Htg | Central AC | Conservative | 2035 | High Electrification | Retrofit - No Shell Improvement | Existing Fuel | 101920.7665 | 31720.4724 | 12100 | 13332.2186 | 44768.0755 | 0
| Large Comm | 55000 | Central Htg | Central AC | Conservative | 2035 | High Electrification | Retrofit - No Shell Improvement | All-Electric | 81532.218 | 49782.728 | 8800 | 22949.49 | 0 | 0
| Large Comm | 55000 | Central Htg | Central AC | Conservative | 2035 | High Electrification | Retrofit - No Shell Improvement | Electric SH and WH with fuel backup | 88653.6146 | 42373.4023 | 13000 | 14269.4787 | 19010.7336 | 0
| Large Comm | 55000 | Central Htg | Central AC | Conservative | 2035 | High Electrification | Retrofit - Shell Improvement | Existing Fuel | 158797.1946 | 99502.0095 | 12100 | 11599.0301 | 35596.1549 | 0
| Large Comm | 55000 | Central Htg | Central AC | Conservative | 2035 | High Electrification | Retrofit - Shell Improvement | All-Electric | 145256.3832 | 117564.2651 | 8800 | 18892.1181 | 0 | 0
| Large Comm | 55000 | Central Htg | Central AC | Conservative | 2035 | High Electrification | Retrofit - Shell Improvement | Electric SH and WH with fuel backup | 150673.2865 | 110695.4196 | 13000 | 12369.6552 | 14608.2118 | 0
| Large Comm | 55000 | Central Htg | Central AC | Conservative | 2035 | Electrification with Fuel Backup | New Construction | Mixed-Fuel | 157075.7367 | 103711.7991 | 12100 | 11599.0301 | 29664.9075 | 0
| Large Comm | 55000 | Central Htg | Central AC | Conservative | 2035 | Electrification with Fuel Backup | New Construction | All-Electric | 145545.7891 | 117853.671 | 8800 | 18892.1181 | 0 | 0
| Large Comm | 55000 | Central Htg | Central AC | Conservative | 2035 | Electrification with Fuel Backup | Retrofit - No Shell Improvement | Existing Fuel | 94461.2379 | 31720.4724 | 12100 | 13332.2186 | 37308.5469 | 0
| Large Comm | 55000 | Central Htg | Central AC | Conservative | 2035 | Electrification with Fuel Backup | Retrofit - No Shell Improvement | All-Electric | 81532.218 | 49782.728 | 8800 | 22949.49 | 0 | 0
| Large Comm | 55000 | Central Htg | Central AC | Conservative | 2035 | Electrification with Fuel Backup | Retrofit - No Shell Improvement | Electric SH and WH with fuel backup | 85485.9307 | 42373.4023 | 13000 | 14269.4787 | 15843.0497 | 0
| Large Comm | 55000 | Central Htg | Central AC | Conservative | 2035 | Electrification with Fuel Backup | Retrofit - Shell Improvement | Existing Fuel | 152865.9471 | 99502.0095 | 12100 | 11599.0301 | 29664.9075 | 0
| Large Comm | 55000 | Central Htg | Central AC | Conservative | 2035 | Electrification with Fuel Backup | Retrofit - Shell Improvement | All-Electric | 145256.3832 | 117564.2651 | 8800 | 18892.1181 | 0 | 0
| Large Comm | 55000 | Central Htg | Central AC | Conservative | 2035 | Electrification with Fuel Backup | Retrofit - Shell Improvement | Electric SH and WH with fuel backup | 148239.1776 | 110695.4196 | 13000 | 12369.6552 | 12174.1028 | 0
| Large Comm | 55000 | Central Htg | Central AC | Conservative | 2035 | High Decarbonized Methane | New Construction | Mixed-Fuel | 152405.3419 | 103711.7991 | 12100 | 11599.0301 | 24994.5127 | 0
| Large Comm | 55000 | Central Htg | Central AC | Conservative | 2035 | High Decarbonized Methane | New Construction | All-Electric | 145545.7891 | 117853.671 | 8800 | 18892.1181 | 0 | 0
| Large Comm | 55000 | Central Htg | Central AC | Conservative | 2035 | High Decarbonized Methane | Retrofit - No Shell Improvement | Existing Fuel | 88587.441 | 31720.4724 | 12100 | 13332.2186 | 31434.75 | 0
| Large Comm | 55000 | Central Htg | Central AC | Conservative | 2035 | High Decarbonized Methane | Retrofit - No Shell Improvement | All-Electric | 81532.218 | 49782.728 | 8800 | 22949.49 | 0 | 0
| Large Comm | 55000 | Central Htg | Central AC | Conservative | 2035 | High Decarbonized Methane | Retrofit - No Shell Improvement | Electric SH and WH with fuel backup | 82991.6267 | 42373.4023 | 13000 | 14269.4787 | 13348.7458 | 0
| Large Comm | 55000 | Central Htg | Central AC | Conservative | 2035 | High Decarbonized Methane | Retrofit - Shell Improvement | Existing Fuel | 148195.5523 | 99502.0095 | 12100 | 11599.0301 | 24994.5127 | 0
| Large Comm | 55000 | Central Htg | Central AC | Conservative | 2035 | High Decarbonized Methane | Retrofit - Shell Improvement | All-Electric | 145256.3832 | 117564.2651 | 8800 | 18892.1181 | 0 | 0
| Large Comm | 55000 | Central Htg | Central AC | Conservative | 2035 | High Decarbonized Methane | Retrofit - Shell Improvement | Electric SH and WH with fuel backup | 146322.5066 | 110695.4196 | 13000 | 12369.6552 | 10257.4319 | 0
| Large Comm | 55000 | Heat Pump | Heat Pump | Conservative | 2035 | High Electrification | New Construction | Mixed-Fuel | 163006.9842 | 103711.7991 | 12100 | 11599.0301 | 35596.1549 | 0
| Large Comm | 55000 | Heat Pump | Heat Pump | Conservative | 2035 | High Electrification | New Construction | All-Electric | 145545.7891 | 117853.671 | 8800 | 18892.1181 | 0 | 0
| Large Comm | 55000 | Heat Pump | Heat Pump | Conservative | 2035 | High Electrification | Retrofit - No Shell Improvement | Existing Fuel | 95511.7619 | 49044.2959 | 10400 | 18275.6274 | 17791.8386 | 0
| Large Comm | 55000 | Heat Pump | Heat Pump | Conservative | 2035 | High Electrification | Retrofit - No Shell Improvement | All-Electric | 81532.218 | 49782.728 | 8800 | 22949.49 | 0 | 0
| Large Comm | 55000 | Heat Pump | Heat Pump | Conservative | 2035 | High Electrification | Retrofit - No Shell Improvement | Electric SH and WH with fuel backup | 88653.6146 | 42373.4023 | 13000 | 14269.4787 | 19010.7336 | 0
| Large Comm | 55000 | Heat Pump | Heat Pump | Conservative | 2035 | High Electrification | Retrofit - Shell Improvement | Existing Fuel | 159235.9271 | 116825.833 | 10400 | 14218.2555 | 17791.8386 | 0
| Large Comm | 55000 | Heat Pump | Heat Pump | Conservative | 2035 | High Electrification | Retrofit - Shell Improvement | All-Electric | 145256.3832 | 117564.2651 | 8800 | 18892.1181 | 0 | 0
| Large Comm | 55000 | Heat Pump | Heat Pump | Conservative | 2035 | High Electrification | Retrofit - Shell Improvement | Electric SH and WH with fuel backup | 150673.2865 | 110695.4196 | 13000 | 12369.6552 | 14608.2118 | 0
| Large Comm | 55000 | Heat Pump | Heat Pump | Conservative | 2035 | Electrification with Fuel Backup | New Construction | Mixed-Fuel | 157075.7367 | 103711.7991 | 12100 | 11599.0301 | 29664.9075 | 0
| Large Comm | 55000 | Heat Pump | Heat Pump | Conservative | 2035 | Electrification with Fuel Backup | New Construction | All-Electric | 145545.7891 | 117853.671 | 8800 | 18892.1181 | 0 | 0
| Large Comm | 55000 | Heat Pump | Heat Pump | Conservative | 2035 | Electrification with Fuel Backup | Retrofit - No Shell Improvement | Existing Fuel | 92547.1777 | 49044.2959 | 10400 | 18275.6274 | 14827.2544 | 0
| Large Comm | 55000 | Heat Pump | Heat Pump | Conservative | 2035 | Electrification with Fuel Backup | Retrofit - No Shell Improvement | All-Electric | 81532.218 | 49782.728 | 8800 | 22949.49 | 0 | 0
| Large Comm | 55000 | Heat Pump | Heat Pump | Conservative | 2035 | Electrification with Fuel Backup | Retrofit - No Shell Improvement | Electric SH and WH with fuel backup | 85485.9307 | 42373.4023 | 13000 | 14269.4787 | 15843.0497 | 0
| Large Comm | 55000 | Heat Pump | Heat Pump | Conservative | 2035 | Electrification with Fuel Backup | Retrofit - Shell Improvement | Existing Fuel | 156271.3429 | 116825.833 | 10400 | 14218.2555 | 14827.2544 | 0
| Large Comm | 55000 | Heat Pump | Heat Pump | Conservative | 2035 | Electrification with Fuel Backup | Retrofit - Shell Improvement | All-Electric | 145256.3832 | 117564.2651 | 8800 | 18892.1181 | 0 | 0
| Large Comm | 55000 | Heat Pump | Heat Pump | Conservative | 2035 | Electrification with Fuel Backup | Retrofit - Shell Improvement | Electric SH and WH with fuel backup | 148239.1776 | 110695.4196 | 13000 | 12369.6552 | 12174.1028 | 0
| Large Comm | 55000 | Heat Pump | Heat Pump | Conservative | 2035 | High Decarbonized Methane | New Construction | Mixed-Fuel | 152405.3419 | 103711.7991 | 12100 | 11599.0301 | 24994.5127 | 0
| Large Comm | 55000 | Heat Pump | Heat Pump | Conservative | 2035 | High Decarbonized Methane | New Construction | All-Electric | 145545.7891 | 117853.671 | 8800 | 18892.1181 | 0 | 0
| Large Comm | 55000 | Heat Pump | Heat Pump | Conservative | 2035 | High Decarbonized Methane | Retrofit - No Shell Improvement | Existing Fuel | 90212.7989 | 49044.2959 | 10400 | 18275.6274 | 12492.8756 | 0
| Large Comm | 55000 | Heat Pump | Heat Pump | Conservative | 2035 | High Decarbonized Methane | Retrofit - No Shell Improvement | All-Electric | 81532.218 | 49782.728 | 8800 | 22949.49 | 0 | 0
| Large Comm | 55000 | Heat Pump | Heat Pump | Conservative | 2035 | High Decarbonized Methane | Retrofit - No Shell Improvement | Electric SH and WH with fuel backup | 82991.6267 | 42373.4023 | 13000 | 14269.4787 | 13348.7458 | 0
| Large Comm | 55000 | Heat Pump | Heat Pump | Conservative | 2035 | High Decarbonized Methane | Retrofit - Shell Improvement | Existing Fuel | 153936.9641 | 116825.833 | 10400 | 14218.2555 | 12492.8756 | 0
| Large Comm | 55000 | Heat Pump | Heat Pump | Conservative | 2035 | High Decarbonized Methane | Retrofit - Shell Improvement | All-Electric | 145256.3832 | 117564.2651 | 8800 | 18892.1181 | 0 | 0
| Large Comm | 55000 | Heat Pump | Heat Pump | Conservative | 2035 | High Decarbonized Methane | Retrofit - Shell Improvement | Electric SH and WH with fuel backup | 146322.5066 | 110695.4196 | 13000 | 12369.6552 | 10257.4319 | 0
| Large Comm | 55000 | District Htg | Central AC | Conservative | 2035 | High Electrification | New Construction | Mixed-Fuel | 163006.9842 | 103711.7991 | 12100 | 11599.0301 | 35596.1549 | 0
| Large Comm | 55000 | District Htg | Central AC | Conservative | 2035 | High Electrification | New Construction | All-Electric | 145545.7891 | 117853.671 | 8800 | 18892.1181 | 0 | 0
| Large Comm | 55000 | District Htg | Central AC | Conservative | 2035 | High Electrification | Retrofit - No Shell Improvement | Existing Fuel | 101920.7665 | 31720.4724 | 12100 | 13332.2186 | 44768.0755 | 0
| Large Comm | 55000 | District Htg | Central AC | Conservative | 2035 | High Electrification | Retrofit - No Shell Improvement | All-Electric | 81532.218 | 49782.728 | 8800 | 22949.49 | 0 | 0
| Large Comm | 55000 | District Htg | Central AC | Conservative | 2035 | High Electrification | Retrofit - No Shell Improvement | Electric SH and WH with fuel backup | 88653.6146 | 42373.4023 | 13000 | 14269.4787 | 19010.7336 | 0
| Large Comm | 55000 | District Htg | Central AC | Conservative | 2035 | High Electrification | Retrofit - Shell Improvement | Existing Fuel | 158797.1946 | 99502.0095 | 12100 | 11599.0301 | 35596.1549 | 0
| Large Comm | 55000 | District Htg | Central AC | Conservative | 2035 | High Electrification | Retrofit - Shell Improvement | All-Electric | 145256.3832 | 117564.2651 | 8800 | 18892.1181 | 0 | 0
| Large Comm | 55000 | District Htg | Central AC | Conservative | 2035 | High Electrification | Retrofit - Shell Improvement | Electric SH and WH with fuel backup | 150673.2865 | 110695.4196 | 13000 | 12369.6552 | 14608.2118 | 0
| Large Comm | 55000 | District Htg | Central AC | Conservative | 2035 | Electrification with Fuel Backup | New Construction | Mixed-Fuel | 157075.7367 | 103711.7991 | 12100 | 11599.0301 | 29664.9075 | 0
| Large Comm | 55000 | District Htg | Central AC | Conservative | 2035 | Electrification with Fuel Backup | New Construction | All-Electric | 145545.7891 | 117853.671 | 8800 | 18892.1181 | 0 | 0
| Large Comm | 55000 | District Htg | Central AC | Conservative | 2035 | Electrification with Fuel Backup | Retrofit - No Shell Improvement | Existing Fuel | 94461.2379 | 31720.4724 | 12100 | 13332.2186 | 37308.5469 | 0
| Large Comm | 55000 | District Htg | Central AC | Conservative | 2035 | Electrification with Fuel Backup | Retrofit - No Shell Improvement | All-Electric | 81532.218 | 49782.728 | 8800 | 22949.49 | 0 | 0
| Large Comm | 55000 | District Htg | Central AC | Conservative | 2035 | Electrification with Fuel Backup | Retrofit - No Shell Improvement | Electric SH and WH with fuel backup | 85485.9307 | 42373.4023 | 13000 | 14269.4787 | 15843.0497 | 0
| Large Comm | 55000 | District Htg | Central AC | Conservative | 2035 | Electrification with Fuel Backup | Retrofit - Shell Improvement | Existing Fuel | 152865.9471 | 99502.0095 | 12100 | 11599.0301 | 29664.9075 | 0
| Large Comm | 55000 | District Htg | Central AC | Conservative | 2035 | Electrification with Fuel Backup | Retrofit - Shell Improvement | All-Electric | 145256.3832 | 117564.2651 | 8800 | 18892.1181 | 0 | 0
| Large Comm | 55000 | District Htg | Central AC | Conservative | 2035 | Electrification with Fuel Backup | Retrofit - Shell Improvement | Electric SH and WH with fuel backup | 148239.1776 | 110695.4196 | 13000 | 12369.6552 | 12174.1028 | 0
| Large Comm | 55000 | District Htg | Central AC | Conservative | 2035 | High Decarbonized Methane | New Construction | Mixed-Fuel | 152405.3419 | 103711.7991 | 12100 | 11599.0301 | 24994.5127 | 0
| Large Comm | 55000 | District Htg | Central AC | Conservative | 2035 | High Decarbonized Methane | New Construction | All-Electric | 145545.7891 | 117853.671 | 8800 | 18892.1181 | 0 | 0
| Large Comm | 55000 | District Htg | Central AC | Conservative | 2035 | High Decarbonized Methane | Retrofit - No Shell Improvement | Existing Fuel | 88587.441 | 31720.4724 | 12100 | 13332.2186 | 31434.75 | 0
| Large Comm | 55000 | District Htg | Central AC | Conservative | 2035 | High Decarbonized Methane | Retrofit - No Shell Improvement | All-Electric | 81532.218 | 49782.728 | 8800 | 22949.49 | 0 | 0
| Large Comm | 55000 | District Htg | Central AC | Conservative | 2035 | High Decarbonized Methane | Retrofit - No Shell Improvement | Electric SH and WH with fuel backup | 82991.6267 | 42373.4023 | 13000 | 14269.4787 | 13348.7458 | 0
| Large Comm | 55000 | District Htg | Central AC | Conservative | 2035 | High Decarbonized Methane | Retrofit - Shell Improvement | Existing Fuel | 148195.5523 | 99502.0095 | 12100 | 11599.0301 | 24994.5127 | 0
| Large Comm | 55000 | District Htg | Central AC | Conservative | 2035 | High Decarbonized Methane | Retrofit - Shell Improvement | All-Electric | 145256.3832 | 117564.2651 | 8800 | 18892.1181 | 0 | 0
| Large Comm | 55000 | District Htg | Central AC | Conservative | 2035 | High Decarbonized Methane | Retrofit - Shell Improvement | Electric SH and WH with fuel backup | 146322.5066 | 110695.4196 | 13000 | 12369.6552 | 10257.4319 | 0
| SF Res | 2177 | Electric Res | Central AC | Optimistic | 2035 | High Electrification | New Construction | Mixed-Fuel | 6264.5976 | 3956.8853 | 165 | 235.504 | 1907.2083 | 0
| SF Res | 2177 | Electric Res | Central AC | Optimistic | 2035 | High Electrification | New Construction | All-Electric | 4073.8634 | 2789.0246 | 145 | 1139.8388 | 0 | 0
| SF Res | 2177 | Electric Res | Central AC | Optimistic | 2035 | High Electrification | Retrofit - No Shell Improvement | Existing Fuel | 4879.3129 | 1633.8525 | 125 | 2105.7284 | 1014.732 | 0
| SF Res | 2177 | Electric Res | Central AC | Optimistic | 2035 | High Electrification | Retrofit - No Shell Improvement | All-Electric | 3804.001 | 2335.6949 | 145 | 1323.3061 | 0 | 0
| SF Res | 2177 | Electric Res | Central AC | Optimistic | 2035 | High Electrification | Retrofit - No Shell Improvement | Electric SH and WH with fuel backup | 3489.4585 | 1894.1204 | 185 | 719.5124 | 690.8256 | 0
| SF Res | 2177 | Electric Res | Central AC | Optimistic | 2035 | High Electrification | Retrofit - Shell Improvement | Existing Fuel | 6480.8304 | 3793.2064 | 125 | 1547.892 | 1014.732 | 0
| SF Res | 2177 | Electric Res | Central AC | Optimistic | 2035 | High Electrification | Retrofit - Shell Improvement | All-Electric | 5779.8876 | 4495.0488 | 145 | 1139.8388 | 0 | 0
| SF Res | 2177 | Electric Res | Central AC | Optimistic | 2035 | High Electrification | Retrofit - Shell Improvement | Electric SH and WH with fuel backup | 5581.2241 | 4183.5113 | 185 | 615.2075 | 597.5053 | 0
| SF Res | 2177 | Electric Res | Central AC | Optimistic | 2035 | Electrification with Fuel Backup | New Construction | Mixed-Fuel | 5839.8447 | 3956.8853 | 165 | 179.8778 | 1538.0817 | 0
| SF Res | 2177 | Electric Res | Central AC | Optimistic | 2035 | Electrification with Fuel Backup | New Construction | All-Electric | 3804.6325 | 2789.0246 | 145 | 870.6079 | 0 | 0
| SF Res | 2177 | Electric Res | Central AC | Optimistic | 2035 | Electrification with Fuel Backup | Retrofit - No Shell Improvement | Existing Fuel | 4185.5439 | 1633.8525 | 125 | 1608.3536 | 818.3378 | 0
| SF Res | 2177 | Electric Res | Central AC | Optimistic | 2035 | Electrification with Fuel Backup | Retrofit - No Shell Improvement | All-Electric | 3491.435 | 2335.6949 | 145 | 1010.7401 | 0 | 0
| SF Res | 2177 | Electric Res | Central AC | Optimistic | 2035 | Electrification with Fuel Backup | Retrofit - No Shell Improvement | Electric SH and WH with fuel backup | 3185.8047 | 1894.1204 | 185 | 549.563 | 557.1212 | 0
| SF Res | 2177 | Electric Res | Central AC | Optimistic | 2035 | Electrification with Fuel Backup | Retrofit - Shell Improvement | Existing Fuel | 5918.8229 | 3793.2064 | 125 | 1182.2787 | 818.3378 | 0
| SF Res | 2177 | Electric Res | Central AC | Optimistic | 2035 | Electrification with Fuel Backup | Retrofit - Shell Improvement | All-Electric | 5510.6567 | 4495.0488 | 145 | 870.6079 | 0 | 0
| SF Res | 2177 | Electric Res | Central AC | Optimistic | 2035 | Electrification with Fuel Backup | Retrofit - Shell Improvement | Electric SH and WH with fuel backup | 5320.2687 | 4183.5113 | 185 | 469.895 | 481.8624 | 0
| SF Res | 2177 | Electric Res | Central AC | Optimistic | 2035 | High Decarbonized Methane | New Construction | Mixed-Fuel | 5557.1779 | 3956.8853 | 165 | 187.8694 | 1247.4233 | 0
| SF Res | 2177 | Electric Res | Central AC | Optimistic | 2035 | High Decarbonized Methane | New Construction | All-Electric | 3843.3118 | 2789.0246 | 145 | 909.2872 | 0 | 0
| SF Res | 2177 | Electric Res | Central AC | Optimistic | 2035 | High Decarbonized Methane | Retrofit - No Shell Improvement | Existing Fuel | 4311.7973 | 1856.3417 | 125 | 1666.7629 | 663.6928 | 0
| SF Res | 2177 | Electric Res | Central AC | Optimistic | 2035 | High Decarbonized Methane | Retrofit - No Shell Improvement | All-Electric | 3536.3401 | 2335.6949 | 145 | 1055.6452 | 0 | 0
| SF Res | 2177 | Electric Res | Central AC | Optimistic | 2035 | High Decarbonized Methane | Retrofit - No Shell Improvement | Electric SH and WH with fuel backup | 3104.9388 | 1894.1204 | 185 | 573.9789 | 451.8395 | 0
| SF Res | 2177 | Electric Res | Central AC | Optimistic | 2035 | High Decarbonized Methane | Retrofit - Shell Improvement | Existing Fuel | 6027.4513 | 4015.6956 | 125 | 1223.063 | 663.6928 | 0
| SF Res | 2177 | Electric Res | Central AC | Optimistic | 2035 | High Decarbonized Methane | Retrofit - Shell Improvement | All-Electric | 5549.336 | 4495.0488 | 145 | 909.2872 | 0 | 0
| SF Res | 2177 | Electric Res | Central AC | Optimistic | 2035 | High Decarbonized Methane | Retrofit - Shell Improvement | Electric SH and WH with fuel backup | 5250.0854 | 4183.5113 | 185 | 490.7714 | 390.8026 | 0
| SF Res | 2177 | Natural Gas | Central AC | Optimistic | 2035 | High Electrification | New Construction | Mixed-Fuel | 6264.5976 | 3956.8853 | 165 | 235.504 | 1907.2083 | 0
| SF Res | 2177 | Natural Gas | Central AC | Optimistic | 2035 | High Electrification | New Construction | All-Electric | 4073.8634 | 2789.0246 | 145 | 1139.8388 | 0 | 0
| SF Res | 2177 | Natural Gas | Central AC | Optimistic | 2035 | High Electrification | Retrofit - No Shell Improvement | Existing Fuel | 5043.5282 | 2114.1506 | 165 | 278.0256 | 2486.3521 | 0
| SF Res | 2177 | Natural Gas | Central AC | Optimistic | 2035 | High Electrification | Retrofit - No Shell Improvement | All-Electric | 3804.001 | 2335.6949 | 145 | 1323.3061 | 0 | 0
| SF Res | 2177 | Natural Gas | Central AC | Optimistic | 2035 | High Electrification | Retrofit - No Shell Improvement | Electric SH and WH with fuel backup | 3489.4585 | 1894.1204 | 185 | 719.5124 | 690.8256 | 0
| SF Res | 2177 | Natural Gas | Central AC | Optimistic | 2035 | High Electrification | Retrofit - Shell Improvement | Existing Fuel | 6748.3098 | 4273.5045 | 165 | 250.223 | 2059.5822 | 0
| SF Res | 2177 | Natural Gas | Central AC | Optimistic | 2035 | High Electrification | Retrofit - Shell Improvement | All-Electric | 5779.8876 | 4495.0488 | 145 | 1139.8388 | 0 | 0
| SF Res | 2177 | Natural Gas | Central AC | Optimistic | 2035 | High Electrification | Retrofit - Shell Improvement | Electric SH and WH with fuel backup | 5581.2241 | 4183.5113 | 185 | 615.2075 | 597.5053 | 0
| SF Res | 2177 | Natural Gas | Central AC | Optimistic | 2035 | Electrification with Fuel Backup | New Construction | Mixed-Fuel | 5839.8447 | 3956.8853 | 165 | 179.8778 | 1538.0817 | 0
| SF Res | 2177 | Natural Gas | Central AC | Optimistic | 2035 | Electrification with Fuel Backup | New Construction | All-Electric | 3804.6325 | 2789.0246 | 145 | 870.6079 | 0 | 0
| SF Res | 2177 | Natural Gas | Central AC | Optimistic | 2035 | Electrification with Fuel Backup | Retrofit - No Shell Improvement | Existing Fuel | 4496.6426 | 2114.1506 | 165 | 212.3557 | 2005.1363 | 0
| SF Res | 2177 | Natural Gas | Central AC | Optimistic | 2035 | Electrification with Fuel Backup | Retrofit - No Shell Improvement | All-Electric | 3491.435 | 2335.6949 | 145 | 1010.7401 | 0 | 0
| SF Res | 2177 | Natural Gas | Central AC | Optimistic | 2035 | Electrification with Fuel Backup | Retrofit - No Shell Improvement | Electric SH and WH with fuel backup | 3185.8047 | 1894.1204 | 185 | 549.563 | 557.1212 | 0
| SF Res | 2177 | Natural Gas | Central AC | Optimistic | 2035 | Electrification with Fuel Backup | Retrofit - Shell Improvement | Existing Fuel | 6290.5894 | 4273.5045 | 165 | 191.1202 | 1660.9648 | 0
| SF Res | 2177 | Natural Gas | Central AC | Optimistic | 2035 | Electrification with Fuel Backup | Retrofit - Shell Improvement | All-Electric | 5510.6567 | 4495.0488 | 145 | 870.6079 | 0 | 0
| SF Res | 2177 | Natural Gas | Central AC | Optimistic | 2035 | Electrification with Fuel Backup | Retrofit - Shell Improvement | Electric SH and WH with fuel backup | 5320.2687 | 4183.5113 | 185 | 469.895 | 481.8624 | 0
| SF Res | 2177 | Natural Gas | Central AC | Optimistic | 2035 | High Decarbonized Methane | New Construction | Mixed-Fuel | 5557.1779 | 3956.8853 | 165 | 187.8694 | 1247.4233 | 0
| SF Res | 2177 | Natural Gas | Central AC | Optimistic | 2035 | High Decarbonized Methane | New Construction | All-Electric | 3843.3118 | 2789.0246 | 145 | 909.2872 | 0 | 0
| SF Res | 2177 | Natural Gas | Central AC | Optimistic | 2035 | High Decarbonized Methane | Retrofit - No Shell Improvement | Existing Fuel | 4284.3215 | 2424.7294 | 165 | 208.7438 | 1485.8484 | 0
| SF Res | 2177 | Natural Gas | Central AC | Optimistic | 2035 | High Decarbonized Methane | Retrofit - No Shell Improvement | All-Electric | 3536.3401 | 2335.6949 | 145 | 1055.6452 | 0 | 0
| SF Res | 2177 | Natural Gas | Central AC | Optimistic | 2035 | High Decarbonized Methane | Retrofit - No Shell Improvement | Electric SH and WH with fuel backup | 3104.9388 | 1894.1204 | 185 | 573.9789 | 451.8395 | 0
| SF Res | 2177 | Natural Gas | Central AC | Optimistic | 2035 | High Decarbonized Methane | Retrofit - Shell Improvement | Existing Fuel | 6184.3759 | 4584.0833 | 165 | 187.8694 | 1247.4233 | 0
| SF Res | 2177 | Natural Gas | Central AC | Optimistic | 2035 | High Decarbonized Methane | Retrofit - Shell Improvement | All-Electric | 5549.336 | 4495.0488 | 145 | 909.2872 | 0 | 0
| SF Res | 2177 | Natural Gas | Central AC | Optimistic | 2035 | High Decarbonized Methane | Retrofit - Shell Improvement | Electric SH and WH with fuel backup | 5250.0854 | 4183.5113 | 185 | 490.7714 | 390.8026 | 0
| SF Res | 2177 | Fuel Oil | Central AC | Optimistic | 2035 | High Electrification | New Construction | Mixed-Fuel | 6264.5976 | 3956.8853 | 165 | 235.504 | 1907.2083 | 0
| SF Res | 2177 | Fuel Oil | Central AC | Optimistic | 2035 | High Electrification | New Construction | All-Electric | 4073.8634 | 2789.0246 | 145 | 1139.8388 | 0 | 0
| SF Res | 2177 | Fuel Oil | Central AC | Optimistic | 2035 | High Electrification | Retrofit - No Shell Improvement | Existing Fuel | 4959.9061 | 2018.2587 | 195 | 278.0256 | 2468.6217 | 0
| SF Res | 2177 | Fuel Oil | Central AC | Optimistic | 2035 | High Electrification | Retrofit - No Shell Improvement | All-Electric | 3804.001 | 2335.6949 | 145 | 1323.3061 | 0 | 0
| SF Res | 2177 | Fuel Oil | Central AC | Optimistic | 2035 | High Electrification | Retrofit - No Shell Improvement | Electric SH and WH with fuel backup | 3489.4585 | 1894.1204 | 185 | 719.5124 | 690.8256 | 0
| SF Res | 2177 | Fuel Oil | Central AC | Optimistic | 2035 | High Electrification | Retrofit - Shell Improvement | Existing Fuel | 6669.8294 | 4177.6126 | 195 | 250.223 | 2046.9937 | 0
| SF Res | 2177 | Fuel Oil | Central AC | Optimistic | 2035 | High Electrification | Retrofit - Shell Improvement | All-Electric | 5779.8876 | 4495.0488 | 145 | 1139.8388 | 0 | 0
| SF Res | 2177 | Fuel Oil | Central AC | Optimistic | 2035 | High Electrification | Retrofit - Shell Improvement | Electric SH and WH with fuel backup | 5581.2241 | 4183.5113 | 185 | 615.2075 | 597.5053 | 0
| SF Res | 2177 | Fuel Oil | Central AC | Optimistic | 2035 | Electrification with Fuel Backup | New Construction | Mixed-Fuel | 5839.8447 | 3956.8853 | 165 | 179.8778 | 1538.0817 | 0
| SF Res | 2177 | Fuel Oil | Central AC | Optimistic | 2035 | Electrification with Fuel Backup | New Construction | All-Electric | 3804.6325 | 2789.0246 | 145 | 870.6079 | 0 | 0
| SF Res | 2177 | Fuel Oil | Central AC | Optimistic | 2035 | Electrification with Fuel Backup | Retrofit - No Shell Improvement | Existing Fuel | 4416.452 | 2018.2587 | 195 | 212.3557 | 1990.8375 | 0
| SF Res | 2177 | Fuel Oil | Central AC | Optimistic | 2035 | Electrification with Fuel Backup | Retrofit - No Shell Improvement | All-Electric | 3491.435 | 2335.6949 | 145 | 1010.7401 | 0 | 0
| SF Res | 2177 | Fuel Oil | Central AC | Optimistic | 2035 | Electrification with Fuel Backup | Retrofit - No Shell Improvement | Electric SH and WH with fuel backup | 3185.8047 | 1894.1204 | 185 | 549.563 | 557.1212 | 0
| SF Res | 2177 | Fuel Oil | Central AC | Optimistic | 2035 | Electrification with Fuel Backup | Retrofit - Shell Improvement | Existing Fuel | 6214.5454 | 4177.6126 | 195 | 191.1202 | 1650.8126 | 0
| SF Res | 2177 | Fuel Oil | Central AC | Optimistic | 2035 | Electrification with Fuel Backup | Retrofit - Shell Improvement | All-Electric | 5510.6567 | 4495.0488 | 145 | 870.6079 | 0 | 0
| SF Res | 2177 | Fuel Oil | Central AC | Optimistic | 2035 | Electrification with Fuel Backup | Retrofit - Shell Improvement | Electric SH and WH with fuel backup | 5320.2687 | 4183.5113 | 185 | 469.895 | 481.8624 | 0
| SF Res | 2177 | Fuel Oil | Central AC | Optimistic | 2035 | High Decarbonized Methane | New Construction | Mixed-Fuel | 5557.1779 | 3956.8853 | 165 | 187.8694 | 1247.4233 | 0
| SF Res | 2177 | Fuel Oil | Central AC | Optimistic | 2035 | High Decarbonized Methane | New Construction | All-Electric | 3843.3118 | 2789.0246 | 145 | 909.2872 | 0 | 0
| SF Res | 2177 | Fuel Oil | Central AC | Optimistic | 2035 | High Decarbonized Methane | Retrofit - No Shell Improvement | Existing Fuel | 4259.1115 | 2240.7479 | 195 | 208.7438 | 1614.6198 | 0
| SF Res | 2177 | Fuel Oil | Central AC | Optimistic | 2035 | High Decarbonized Methane | Retrofit - No Shell Improvement | All-Electric | 3536.3401 | 2335.6949 | 145 | 1055.6452 | 0 | 0
| SF Res | 2177 | Fuel Oil | Central AC | Optimistic | 2035 | High Decarbonized Methane | Retrofit - No Shell Improvement | Electric SH and WH with fuel backup | 3104.9388 | 1894.1204 | 185 | 573.9789 | 451.8395 | 0
| SF Res | 2177 | Fuel Oil | Central AC | Optimistic | 2035 | High Decarbonized Methane | Retrofit - Shell Improvement | Existing Fuel | 6121.8222 | 4400.1018 | 195 | 187.8694 | 1338.8509 | 0
| SF Res | 2177 | Fuel Oil | Central AC | Optimistic | 2035 | High Decarbonized Methane | Retrofit - Shell Improvement | All-Electric | 5549.336 | 4495.0488 | 145 | 909.2872 | 0 | 0
| SF Res | 2177 | Fuel Oil | Central AC | Optimistic | 2035 | High Decarbonized Methane | Retrofit - Shell Improvement | Electric SH and WH with fuel backup | 5250.0854 | 4183.5113 | 185 | 490.7714 | 390.8026 | 0
| SF Res | 2177 | Heat Pump | Heat Pump | Optimistic | 2035 | High Electrification | New Construction | Mixed-Fuel | 6264.5976 | 3956.8853 | 165 | 235.504 | 1907.2083 | 0
| SF Res | 2177 | Heat Pump | Heat Pump | Optimistic | 2035 | High Electrification | New Construction | All-Electric | 4073.8634 | 2789.0246 | 145 | 1139.8388 | 0 | 0
| SF Res | 2177 | Heat Pump | Heat Pump | Optimistic | 2035 | High Electrification | Retrofit - No Shell Improvement | Existing Fuel | 4030.6005 | 1955.6228 | 125 | 935.2457 | 1014.732 | 0
| SF Res | 2177 | Heat Pump | Heat Pump | Optimistic | 2035 | High Electrification | Retrofit - No Shell Improvement | All-Electric | 3804.001 | 2335.6949 | 145 | 1323.3061 | 0 | 0
| SF Res | 2177 | Heat Pump | Heat Pump | Optimistic | 2035 | High Electrification | Retrofit - No Shell Improvement | Electric SH and WH with fuel backup | 3489.4585 | 1894.1204 | 185 | 719.5124 | 690.8256 | 0
| SF Res | 2177 | Heat Pump | Heat Pump | Optimistic | 2035 | High Electrification | Retrofit - Shell Improvement | Existing Fuel | 5956.3812 | 4114.9767 | 125 | 701.6724 | 1014.732 | 0
| SF Res | 2177 | Heat Pump | Heat Pump | Optimistic | 2035 | High Electrification | Retrofit - Shell Improvement | All-Electric | 5779.8876 | 4495.0488 | 145 | 1139.8388 | 0 | 0
| SF Res | 2177 | Heat Pump | Heat Pump | Optimistic | 2035 | High Electrification | Retrofit - Shell Improvement | Electric SH and WH with fuel backup | 5581.2241 | 4183.5113 | 185 | 615.2075 | 597.5053 | 0
| SF Res | 2177 | Heat Pump | Heat Pump | Optimistic | 2035 | Electrification with Fuel Backup | New Construction | Mixed-Fuel | 5839.8447 | 3956.8853 | 165 | 179.8778 | 1538.0817 | 0
| SF Res | 2177 | Heat Pump | Heat Pump | Optimistic | 2035 | Electrification with Fuel Backup | New Construction | All-Electric | 3804.6325 | 2789.0246 | 145 | 870.6079 | 0 | 0
| SF Res | 2177 | Heat Pump | Heat Pump | Optimistic | 2035 | Electrification with Fuel Backup | Retrofit - No Shell Improvement | Existing Fuel | 3613.3006 | 1955.6228 | 125 | 714.3399 | 818.3378 | 0
| SF Res | 2177 | Heat Pump | Heat Pump | Optimistic | 2035 | Electrification with Fuel Backup | Retrofit - No Shell Improvement | All-Electric | 3491.435 | 2335.6949 | 145 | 1010.7401 | 0 | 0
| SF Res | 2177 | Heat Pump | Heat Pump | Optimistic | 2035 | Electrification with Fuel Backup | Retrofit - No Shell Improvement | Electric SH and WH with fuel backup | 3185.8047 | 1894.1204 | 185 | 549.563 | 557.1212 | 0
| SF Res | 2177 | Heat Pump | Heat Pump | Optimistic | 2035 | Electrification with Fuel Backup | Retrofit - Shell Improvement | Existing Fuel | 5594.2514 | 4114.9767 | 125 | 535.9368 | 818.3378 | 0
| SF Res | 2177 | Heat Pump | Heat Pump | Optimistic | 2035 | Electrification with Fuel Backup | Retrofit - Shell Improvement | All-Electric | 5510.6567 | 4495.0488 | 145 | 870.6079 | 0 | 0
| SF Res | 2177 | Heat Pump | Heat Pump | Optimistic | 2035 | Electrification with Fuel Backup | Retrofit - Shell Improvement | Electric SH and WH with fuel backup | 5320.2687 | 4183.5113 | 185 | 469.895 | 481.8624 | 0
| SF Res | 2177 | Heat Pump | Heat Pump | Optimistic | 2035 | High Decarbonized Methane | New Construction | Mixed-Fuel | 5557.1779 | 3956.8853 | 165 | 187.8694 | 1247.4233 | 0
| SF Res | 2177 | Heat Pump | Heat Pump | Optimistic | 2035 | High Decarbonized Methane | New Construction | All-Electric | 3843.3118 | 2789.0246 | 145 | 909.2872 | 0 | 0
| SF Res | 2177 | Heat Pump | Heat Pump | Optimistic | 2035 | High Decarbonized Methane | Retrofit - No Shell Improvement | Existing Fuel | 3589.283 | 2192.3454 | 125 | 608.2448 | 663.6928 | 0
| SF Res | 2177 | Heat Pump | Heat Pump | Optimistic | 2035 | High Decarbonized Methane | Retrofit - No Shell Improvement | All-Electric | 3536.3401 | 2335.6949 | 145 | 1055.6452 | 0 | 0
| SF Res | 2177 | Heat Pump | Heat Pump | Optimistic | 2035 | High Decarbonized Methane | Retrofit - No Shell Improvement | Electric SH and WH with fuel backup | 3104.9388 | 1894.1204 | 185 | 573.9789 | 451.8395 | 0
| SF Res | 2177 | Heat Pump | Heat Pump | Optimistic | 2035 | High Decarbonized Methane | Retrofit - Shell Improvement | Existing Fuel | 5602.2789 | 4351.6993 | 125 | 461.8869 | 663.6928 | 0
| SF Res | 2177 | Heat Pump | Heat Pump | Optimistic | 2035 | High Decarbonized Methane | Retrofit - Shell Improvement | All-Electric | 5549.336 | 4495.0488 | 145 | 909.2872 | 0 | 0
| SF Res | 2177 | Heat Pump | Heat Pump | Optimistic | 2035 | High Decarbonized Methane | Retrofit - Shell Improvement | Electric SH and WH with fuel backup | 5250.0854 | 4183.5113 | 185 | 490.7714 | 390.8026 | 0
| MF Res | 922 | Electric Res | Packaged AC | Optimistic | 2035 | High Electrification | New Construction | Mixed-Fuel | 4548.0383 | 3064.729 | 165 | 117.2893 | 1201.02 | 0
| MF Res | 922 | Electric Res | Packaged AC | Optimistic | 2035 | High Electrification | New Construction | All-Electric | 3566.8172 | 2737.5645 | 145 | 684.2527 | 0 | 0
| MF Res | 922 | Electric Res | Packaged AC | Optimistic | 2035 | High Electrification | Retrofit - No Shell Improvement | Existing Fuel | 3126.6466 | 1010.3633 | 125 | 1412.2657 | 579.0176 | 0
| MF Res | 922 | Electric Res | Packaged AC | Optimistic | 2035 | High Electrification | Retrofit - No Shell Improvement | All-Electric | 2427.8791 | 1474.7019 | 145 | 808.1772 | 0 | 0
| MF Res | 922 | Electric Res | Packaged AC | Optimistic | 2035 | High Electrification | Retrofit - No Shell Improvement | Electric SH and WH with fuel backup | 2040.9786 | 992.7006 | 185 | 435.5061 | 427.772 | 0
| MF Res | 922 | Electric Res | Packaged AC | Optimistic | 2035 | High Electrification | Retrofit - Shell Improvement | Existing Fuel | 4049.0971 | 2316.0621 | 125 | 1029.0173 | 579.0176 | 0
| MF Res | 922 | Electric Res | Packaged AC | Optimistic | 2035 | High Electrification | Retrofit - Shell Improvement | All-Electric | 3609.6535 | 2780.4008 | 145 | 684.2527 | 0 | 0
| MF Res | 922 | Electric Res | Packaged AC | Optimistic | 2035 | High Electrification | Retrofit - Shell Improvement | Electric SH and WH with fuel backup | 3379.6596 | 2465.1733 | 185 | 366.753 | 362.7333 | 0
| MF Res | 922 | Electric Res | Packaged AC | Optimistic | 2035 | Electrification with Fuel Backup | New Construction | Mixed-Fuel | 4287.8856 | 3064.729 | 165 | 89.5855 | 968.5712 | 0
| MF Res | 922 | Electric Res | Packaged AC | Optimistic | 2035 | Electrification with Fuel Backup | New Construction | All-Electric | 3405.1961 | 2737.5645 | 145 | 522.6317 | 0 | 0
| MF Res | 922 | Electric Res | Packaged AC | Optimistic | 2035 | Electrification with Fuel Backup | Retrofit - No Shell Improvement | Existing Fuel | 2681.0035 | 1010.3633 | 125 | 1078.6874 | 466.9529 | 0
| MF Res | 922 | Electric Res | Packaged AC | Optimistic | 2035 | Electrification with Fuel Backup | Retrofit - No Shell Improvement | All-Electric | 2236.987 | 1474.7019 | 145 | 617.2851 | 0 | 0
| MF Res | 922 | Electric Res | Packaged AC | Optimistic | 2035 | Electrification with Fuel Backup | Retrofit - No Shell Improvement | Electric SH and WH with fuel backup | 1855.3195 | 992.7006 | 185 | 332.6392 | 344.9798 | 0
| MF Res | 922 | Electric Res | Packaged AC | Optimistic | 2035 | Electrification with Fuel Backup | Retrofit - Shell Improvement | Existing Fuel | 3693.9776 | 2316.0621 | 125 | 785.9626 | 466.9529 | 0
| MF Res | 922 | Electric Res | Packaged AC | Optimistic | 2035 | Electrification with Fuel Backup | Retrofit - Shell Improvement | All-Electric | 3448.0325 | 2780.4008 | 145 | 522.6317 | 0 | 0
| MF Res | 922 | Electric Res | Packaged AC | Optimistic | 2035 | Electrification with Fuel Backup | Retrofit - Shell Improvement | Electric SH and WH with fuel backup | 3222.8278 | 2465.1733 | 185 | 280.1256 | 292.5289 | 0
| MF Res | 922 | Electric Res | Packaged AC | Optimistic | 2035 | High Decarbonized Methane | New Construction | Mixed-Fuel | 4108.8303 | 3064.729 | 165 | 93.5656 | 785.5358 | 0
| MF Res | 922 | Electric Res | Packaged AC | Optimistic | 2035 | High Decarbonized Methane | New Construction | All-Electric | 3428.4156 | 2737.5645 | 145 | 545.8511 | 0 | 0
| MF Res | 922 | Electric Res | Packaged AC | Optimistic | 2035 | High Decarbonized Methane | Retrofit - No Shell Improvement | Existing Fuel | 2788.7388 | 1164.9146 | 125 | 1120.1136 | 378.7107 | 0
| MF Res | 922 | Electric Res | Packaged AC | Optimistic | 2035 | High Decarbonized Methane | Retrofit - No Shell Improvement | All-Electric | 2264.4116 | 1474.7019 | 145 | 644.7097 | 0 | 0
| MF Res | 922 | Electric Res | Packaged AC | Optimistic | 2035 | High Decarbonized Methane | Retrofit - No Shell Improvement | Electric SH and WH with fuel backup | 1804.9056 | 992.7006 | 185 | 347.4176 | 279.7873 | 0
| MF Res | 922 | Electric Res | Packaged AC | Optimistic | 2035 | High Decarbonized Methane | Retrofit - Shell Improvement | Existing Fuel | 3789.3575 | 2470.6134 | 125 | 815.0334 | 378.7107 | 0
| MF Res | 922 | Electric Res | Packaged AC | Optimistic | 2035 | High Decarbonized Methane | Retrofit - Shell Improvement | All-Electric | 3471.2519 | 2780.4008 | 145 | 545.8511 | 0 | 0
| MF Res | 922 | Electric Res | Packaged AC | Optimistic | 2035 | High Decarbonized Methane | Retrofit - Shell Improvement | Electric SH and WH with fuel backup | 3179.9927 | 2465.1733 | 185 | 292.571 | 237.2483 | 0
| MF Res | 922 | Natural Gas | Packaged AC | Optimistic | 2035 | High Electrification | New Construction | Mixed-Fuel | 4548.0383 | 3064.729 | 165 | 117.2893 | 1201.02 | 0
| MF Res | 922 | Natural Gas | Packaged AC | Optimistic | 2035 | High Electrification | New Construction | All-Electric | 3566.8172 | 2737.5645 | 145 | 684.2527 | 0 | 0
| MF Res | 922 | Natural Gas | Packaged AC | Optimistic | 2035 | High Electrification | Retrofit - No Shell Improvement | Existing Fuel | 3313.7611 | 1405.646 | 165 | 138.4666 | 1604.6485 | 0
| MF Res | 922 | Natural Gas | Packaged AC | Optimistic | 2035 | High Electrification | Retrofit - No Shell Improvement | All-Electric | 2427.8791 | 1474.7019 | 145 | 808.1772 | 0 | 0
| MF Res | 922 | Natural Gas | Packaged AC | Optimistic | 2035 | High Electrification | Retrofit - No Shell Improvement | Electric SH and WH with fuel backup | 2040.9786 | 992.7006 | 185 | 435.5061 | 427.772 | 0
| MF Res | 922 | Natural Gas | Packaged AC | Optimistic | 2035 | High Electrification | Retrofit - Shell Improvement | Existing Fuel | 4308.1804 | 2711.3449 | 165 | 124.6199 | 1307.2156 | 0
| MF Res | 922 | Natural Gas | Packaged AC | Optimistic | 2035 | High Electrification | Retrofit - Shell Improvement | All-Electric | 3609.6535 | 2780.4008 | 145 | 684.2527 | 0 | 0
| MF Res | 922 | Natural Gas | Packaged AC | Optimistic | 2035 | High Electrification | Retrofit - Shell Improvement | Electric SH and WH with fuel backup | 3379.6596 | 2465.1733 | 185 | 366.753 | 362.7333 | 0
| MF Res | 922 | Natural Gas | Packaged AC | Optimistic | 2035 | Electrification with Fuel Backup | New Construction | Mixed-Fuel | 4287.8856 | 3064.729 | 165 | 89.5855 | 968.5712 | 0
| MF Res | 922 | Natural Gas | Packaged AC | Optimistic | 2035 | Electrification with Fuel Backup | New Construction | All-Electric | 3405.1961 | 2737.5645 | 145 | 522.6317 | 0 | 0
| MF Res | 922 | Natural Gas | Packaged AC | Optimistic | 2035 | Electrification with Fuel Backup | Retrofit - No Shell Improvement | Existing Fuel | 2970.4869 | 1405.646 | 165 | 105.7606 | 1294.0802 | 0
| MF Res | 922 | Natural Gas | Packaged AC | Optimistic | 2035 | Electrification with Fuel Backup | Retrofit - No Shell Improvement | All-Electric | 2236.987 | 1474.7019 | 145 | 617.2851 | 0 | 0
| MF Res | 922 | Natural Gas | Packaged AC | Optimistic | 2035 | Electrification with Fuel Backup | Retrofit - No Shell Improvement | Electric SH and WH with fuel backup | 1855.3195 | 992.7006 | 185 | 332.6392 | 344.9798 | 0
| MF Res | 922 | Natural Gas | Packaged AC | Optimistic | 2035 | Electrification with Fuel Backup | Retrofit - Shell Improvement | Existing Fuel | 4025.7428 | 2711.3449 | 165 | 95.1846 | 1054.2133 | 0
| MF Res | 922 | Natural Gas | Packaged AC | Optimistic | 2035 | Electrification with Fuel Backup | Retrofit - Shell Improvement | All-Electric | 3448.0325 | 2780.4008 | 145 | 522.6317 | 0 | 0
| MF Res | 922 | Natural Gas | Packaged AC | Optimistic | 2035 | Electrification with Fuel Backup | Retrofit - Shell Improvement | Electric SH and WH with fuel backup | 3222.8278 | 2465.1733 | 185 | 280.1256 | 292.5289 | 0
| MF Res | 922 | Natural Gas | Packaged AC | Optimistic | 2035 | High Decarbonized Methane | New Construction | Mixed-Fuel | 4108.8303 | 3064.729 | 165 | 93.5656 | 785.5358 | 0
| MF Res | 922 | Natural Gas | Packaged AC | Optimistic | 2035 | High Decarbonized Methane | New Construction | All-Electric | 3428.4156 | 2737.5645 | 145 | 545.8511 | 0 | 0
| MF Res | 922 | Natural Gas | Packaged AC | Optimistic | 2035 | High Decarbonized Methane | Retrofit - No Shell Improvement | Existing Fuel | 2839.3212 | 1618.6557 | 165 | 103.9618 | 951.7038 | 0
| MF Res | 922 | Natural Gas | Packaged AC | Optimistic | 2035 | High Decarbonized Methane | Retrofit - No Shell Improvement | All-Electric | 2264.4116 | 1474.7019 | 145 | 644.7097 | 0 | 0
| MF Res | 922 | Natural Gas | Packaged AC | Optimistic | 2035 | High Decarbonized Methane | Retrofit - No Shell Improvement | Electric SH and WH with fuel backup | 1804.9056 | 992.7006 | 185 | 347.4176 | 279.7873 | 0
| MF Res | 922 | Natural Gas | Packaged AC | Optimistic | 2035 | High Decarbonized Methane | Retrofit - Shell Improvement | Existing Fuel | 3968.4559 | 2924.3546 | 165 | 93.5656 | 785.5358 | 0
| MF Res | 922 | Natural Gas | Packaged AC | Optimistic | 2035 | High Decarbonized Methane | Retrofit - Shell Improvement | All-Electric | 3471.2519 | 2780.4008 | 145 | 545.8511 | 0 | 0
| MF Res | 922 | Natural Gas | Packaged AC | Optimistic | 2035 | High Decarbonized Methane | Retrofit - Shell Improvement | Electric SH and WH with fuel backup | 3179.9927 | 2465.1733 | 185 | 292.571 | 237.2483 | 0
| MF Res | 922 | Heat Pump | Heat Pump | Optimistic | 2035 | High Electrification | New Construction | Mixed-Fuel | 4548.0383 | 3064.729 | 165 | 117.2893 | 1201.02 | 0
| MF Res | 922 | Heat Pump | Heat Pump | Optimistic | 2035 | High Electrification | New Construction | All-Electric | 3566.8172 | 2737.5645 | 145 | 684.2527 | 0 | 0
| MF Res | 922 | Heat Pump | Heat Pump | Optimistic | 2035 | High Electrification | Retrofit - No Shell Improvement | Existing Fuel | 2356.6786 | 1040.2633 | 125 | 612.3976 | 579.0176 | 0
| MF Res | 922 | Heat Pump | Heat Pump | Optimistic | 2035 | High Electrification | Retrofit - No Shell Improvement | All-Electric | 2427.8791 | 1474.7019 | 145 | 808.1772 | 0 | 0
| MF Res | 922 | Heat Pump | Heat Pump | Optimistic | 2035 | High Electrification | Retrofit - No Shell Improvement | Electric SH and WH with fuel backup | 2040.9786 | 992.7006 | 185 | 435.5061 | 427.772 | 0
| MF Res | 922 | Heat Pump | Heat Pump | Optimistic | 2035 | High Electrification | Retrofit - Shell Improvement | Existing Fuel | 3503.5322 | 2345.9622 | 125 | 453.5524 | 579.0176 | 0
| MF Res | 922 | Heat Pump | Heat Pump | Optimistic | 2035 | High Electrification | Retrofit - Shell Improvement | All-Electric | 3609.6535 | 2780.4008 | 145 | 684.2527 | 0 | 0
| MF Res | 922 | Heat Pump | Heat Pump | Optimistic | 2035 | High Electrification | Retrofit - Shell Improvement | Electric SH and WH with fuel backup | 3379.6596 | 2465.1733 | 185 | 366.753 | 362.7333 | 0
| MF Res | 922 | Heat Pump | Heat Pump | Optimistic | 2035 | Electrification with Fuel Backup | New Construction | Mixed-Fuel | 4287.8856 | 3064.729 | 165 | 89.5855 | 968.5712 | 0
| MF Res | 922 | Heat Pump | Heat Pump | Optimistic | 2035 | Electrification with Fuel Backup | New Construction | All-Electric | 3405.1961 | 2737.5645 | 145 | 522.6317 | 0 | 0
| MF Res | 922 | Heat Pump | Heat Pump | Optimistic | 2035 | Electrification with Fuel Backup | Retrofit - No Shell Improvement | Existing Fuel | 2099.965 | 1040.2633 | 125 | 467.7488 | 466.9529 | 0
| MF Res | 922 | Heat Pump | Heat Pump | Optimistic | 2035 | Electrification with Fuel Backup | Retrofit - No Shell Improvement | All-Electric | 2236.987 | 1474.7019 | 145 | 617.2851 | 0 | 0
| MF Res | 922 | Heat Pump | Heat Pump | Optimistic | 2035 | Electrification with Fuel Backup | Retrofit - No Shell Improvement | Electric SH and WH with fuel backup | 1855.3195 | 992.7006 | 185 | 332.6392 | 344.9798 | 0
| MF Res | 922 | Heat Pump | Heat Pump | Optimistic | 2035 | Electrification with Fuel Backup | Retrofit - Shell Improvement | Existing Fuel | 3284.338 | 2345.9622 | 125 | 346.4229 | 466.9529 | 0
| MF Res | 922 | Heat Pump | Heat Pump | Optimistic | 2035 | Electrification with Fuel Backup | Retrofit - Shell Improvement | All-Electric | 3448.0325 | 2780.4008 | 145 | 522.6317 | 0 | 0
| MF Res | 922 | Heat Pump | Heat Pump | Optimistic | 2035 | Electrification with Fuel Backup | Retrofit - Shell Improvement | Electric SH and WH with fuel backup | 3222.8278 | 2465.1733 | 185 | 280.1256 | 292.5289 | 0
| MF Res | 922 | Heat Pump | Heat Pump | Optimistic | 2035 | High Decarbonized Methane | New Construction | Mixed-Fuel | 4108.8303 | 3064.729 | 165 | 93.5656 | 785.5358 | 0
| MF Res | 922 | Heat Pump | Heat Pump | Optimistic | 2035 | High Decarbonized Methane | New Construction | All-Electric | 3428.4156 | 2737.5645 | 145 | 545.8511 | 0 | 0
| MF Res | 922 | Heat Pump | Heat Pump | Optimistic | 2035 | High Decarbonized Methane | Retrofit - No Shell Improvement | Existing Fuel | 2213.7037 | 1317.5235 | 125 | 392.4695 | 378.7107 | 0
| MF Res | 922 | Heat Pump | Heat Pump | Optimistic | 2035 | High Decarbonized Methane | Retrofit - No Shell Improvement | All-Electric | 2264.4116 | 1474.7019 | 145 | 644.7097 | 0 | 0
| MF Res | 922 | Heat Pump | Heat Pump | Optimistic | 2035 | High Decarbonized Methane | Retrofit - No Shell Improvement | Electric SH and WH with fuel backup | 1804.9056 | 992.7006 | 185 | 347.4176 | 279.7873 | 0
| MF Res | 922 | Heat Pump | Heat Pump | Optimistic | 2035 | High Decarbonized Methane | Retrofit - Shell Improvement | Existing Fuel | 3420.544 | 2623.2224 | 125 | 293.6109 | 378.7107 | 0
| MF Res | 922 | Heat Pump | Heat Pump | Optimistic | 2035 | High Decarbonized Methane | Retrofit - Shell Improvement | All-Electric | 3471.2519 | 2780.4008 | 145 | 545.8511 | 0 | 0
| MF Res | 922 | Heat Pump | Heat Pump | Optimistic | 2035 | High Decarbonized Methane | Retrofit - Shell Improvement | Electric SH and WH with fuel backup | 3179.9927 | 2465.1733 | 185 | 292.571 | 237.2483 | 0
| Small Comm | 5000 | Central Htg | Packaged AC | Optimistic | 2035 | High Electrification | New Construction | Mixed-Fuel | 20722.8435 | 10981.6665 | 1345 | 1506.4246 | 6889.7524 | 0
| Small Comm | 5000 | Central Htg | Packaged AC | Optimistic | 2035 | High Electrification | New Construction | All-Electric | 16661.5256 | 11255.947 | 800 | 4605.5786 | 0 | 0
| Small Comm | 5000 | Central Htg | Packaged AC | Optimistic | 2035 | High Electrification | Retrofit - No Shell Improvement | Existing Fuel | 13711.7156 | 1806.9654 | 1345 | 2000.3925 | 8559.3577 | 0
| Small Comm | 5000 | Central Htg | Packaged AC | Optimistic | 2035 | High Electrification | Retrofit - No Shell Improvement | All-Electric | 9025.9921 | 2977.3239 | 800 | 5248.6681 | 0 | 0
| Small Comm | 5000 | Central Htg | Packaged AC | Optimistic | 2035 | High Electrification | Retrofit - No Shell Improvement | Electric SH and WH with fuel backup | 10651.2033 | 2548.5511 | 1200 | 2113.7183 | 4788.9339 | 0
| Small Comm | 5000 | Central Htg | Packaged AC | Optimistic | 2035 | High Electrification | Retrofit - Shell Improvement | Existing Fuel | 20279.2974 | 9865.3781 | 1345 | 1740.3415 | 7328.5778 | 0
| Small Comm | 5000 | Central Htg | Packaged AC | Optimistic | 2035 | High Electrification | Retrofit - Shell Improvement | All-Electric | 16441.3152 | 11035.7367 | 800 | 4605.5786 | 0 | 0
| Small Comm | 5000 | Central Htg | Packaged AC | Optimistic | 2035 | High Electrification | Retrofit - Shell Improvement | Electric SH and WH with fuel backup | 18005.5992 | 10656.0984 | 1200 | 1842.8316 | 4306.6692 | 0
| Small Comm | 5000 | Central Htg | Packaged AC | Optimistic | 2035 | Electrification with Fuel Backup | New Construction | Mixed-Fuel | 19024.9286 | 10981.6665 | 1345 | 1141.9723 | 5556.2898 | 0
| Small Comm | 5000 | Central Htg | Packaged AC | Optimistic | 2035 | Electrification with Fuel Backup | New Construction | All-Electric | 15547.2888 | 11255.947 | 800 | 3491.3418 | 0 | 0
| Small Comm | 5000 | Central Htg | Packaged AC | Optimistic | 2035 | Electrification with Fuel Backup | Retrofit - No Shell Improvement | Existing Fuel | 11571.1539 | 1806.9654 | 1345 | 1516.4336 | 6902.7549 | 0
| Small Comm | 5000 | Central Htg | Packaged AC | Optimistic | 2035 | Electrification with Fuel Backup | Retrofit - No Shell Improvement | All-Electric | 7756.1714 | 2977.3239 | 800 | 3978.8475 | 0 | 0
| Small Comm | 5000 | Central Htg | Packaged AC | Optimistic | 2035 | Electrification with Fuel Backup | Retrofit - No Shell Improvement | Electric SH and WH with fuel backup | 9212.9632 | 2548.5511 | 1200 | 1602.3422 | 3862.0699 | 0
| Small Comm | 5000 | Central Htg | Packaged AC | Optimistic | 2035 | Electrification with Fuel Backup | Retrofit - Shell Improvement | Existing Fuel | 18439.8591 | 9865.3781 | 1345 | 1319.2972 | 5910.1838 | 0
| Small Comm | 5000 | Central Htg | Packaged AC | Optimistic | 2035 | Electrification with Fuel Backup | Retrofit - Shell Improvement | All-Electric | 15327.0785 | 11035.7367 | 800 | 3491.3418 | 0 | 0
| Small Comm | 5000 | Central Htg | Packaged AC | Optimistic | 2035 | Electrification with Fuel Backup | Retrofit - Shell Improvement | Electric SH and WH with fuel backup | 16726.2342 | 10656.0984 | 1200 | 1396.9917 | 3473.144 | 0
| Small Comm | 5000 | Central Htg | Packaged AC | Optimistic | 2035 | High Decarbonized Methane | New Construction | Mixed-Fuel | 17943.9008 | 10981.6665 | 1345 | 1110.9422 | 4506.2921 | 0
| Small Comm | 5000 | Central Htg | Packaged AC | Optimistic | 2035 | High Decarbonized Methane | New Construction | All-Electric | 15452.4208 | 11255.947 | 800 | 3396.4739 | 0 | 0
| Small Comm | 5000 | Central Htg | Packaged AC | Optimistic | 2035 | High Decarbonized Methane | Retrofit - No Shell Improvement | Existing Fuel | 10473.8777 | 2688.4973 | 1345 | 1276.9451 | 5163.4353 | 0
| Small Comm | 5000 | Central Htg | Packaged AC | Optimistic | 2035 | High Decarbonized Methane | Retrofit - No Shell Improvement | All-Electric | 7648.0567 | 2977.3239 | 800 | 3870.7328 | 0 | 0
| Small Comm | 5000 | Central Htg | Packaged AC | Optimistic | 2035 | High Decarbonized Methane | Retrofit - No Shell Improvement | Electric SH and WH with fuel backup | 8439.5906 | 2548.5511 | 1200 | 1558.8028 | 3132.2367 | 0
| Small Comm | 5000 | Central Htg | Packaged AC | Optimistic | 2035 | High Decarbonized Methane | Retrofit - Shell Improvement | Existing Fuel | 17709.1444 | 10746.91 | 1345 | 1110.9422 | 4506.2921 | 0
| Small Comm | 5000 | Central Htg | Packaged AC | Optimistic | 2035 | High Decarbonized Methane | Retrofit - Shell Improvement | All-Electric | 15232.2105 | 11035.7367 | 800 | 3396.4739 | 0 | 0
| Small Comm | 5000 | Central Htg | Packaged AC | Optimistic | 2035 | High Decarbonized Methane | Retrofit - Shell Improvement | Electric SH and WH with fuel backup | 16031.9385 | 10656.0984 | 1200 | 1359.0322 | 2816.8079 | 0
| Small Comm | 5000 | Central Htg | No AC | Optimistic | 2035 | High Electrification | New Construction | Mixed-Fuel | 20722.8435 | 10981.6665 | 1345 | 1506.4246 | 6889.7524 | 0
| Small Comm | 5000 | Central Htg | No AC | Optimistic | 2035 | High Electrification | New Construction | All-Electric | 16661.5256 | 11255.947 | 800 | 4605.5786 | 0 | 0
| Small Comm | 5000 | Central Htg | No AC | Optimistic | 2035 | High Electrification | Retrofit - No Shell Improvement | Existing Fuel | 10516.6787 | 612.321 | 1345 | 0 | 8559.3577 | 0
| Small Comm | 5000 | Central Htg | No AC | Optimistic | 2035 | High Electrification | Retrofit - No Shell Improvement | All-Electric | 9025.9921 | 2977.3239 | 800 | 5248.6681 | 0 | 0
| Small Comm | 5000 | Central Htg | No AC | Optimistic | 2035 | High Electrification | Retrofit - No Shell Improvement | Electric SH and WH with fuel backup | 10651.2033 | 2548.5511 | 1200 | 2113.7183 | 4788.9339 | 0
| Small Comm | 5000 | Central Htg | No AC | Optimistic | 2035 | High Electrification | Retrofit - Shell Improvement | Existing Fuel | 17344.3116 | 8670.7337 | 1345 | 0 | 7328.5778 | 0
| Small Comm | 5000 | Central Htg | No AC | Optimistic | 2035 | High Electrification | Retrofit - Shell Improvement | All-Electric | 16441.3152 | 11035.7367 | 800 | 4605.5786 | 0 | 0
| Small Comm | 5000 | Central Htg | No AC | Optimistic | 2035 | High Electrification | Retrofit - Shell Improvement | Electric SH and WH with fuel backup | 18005.5992 | 10656.0984 | 1200 | 1842.8316 | 4306.6692 | 0
| Small Comm | 5000 | Central Htg | No AC | Optimistic | 2035 | Electrification with Fuel Backup | New Construction | Mixed-Fuel | 19024.9286 | 10981.6665 | 1345 | 1141.9723 | 5556.2898 | 0
| Small Comm | 5000 | Central Htg | No AC | Optimistic | 2035 | Electrification with Fuel Backup | New Construction | All-Electric | 15547.2888 | 11255.947 | 800 | 3491.3418 | 0 | 0
| Small Comm | 5000 | Central Htg | No AC | Optimistic | 2035 | Electrification with Fuel Backup | Retrofit - No Shell Improvement | Existing Fuel | 8860.0759 | 612.321 | 1345 | 0 | 6902.7549 | 0
| Small Comm | 5000 | Central Htg | No AC | Optimistic | 2035 | Electrification with Fuel Backup | Retrofit - No Shell Improvement | All-Electric | 7756.1714 | 2977.3239 | 800 | 3978.8475 | 0 | 0
| Small Comm | 5000 | Central Htg | No AC | Optimistic | 2035 | Electrification with Fuel Backup | Retrofit - No Shell Improvement | Electric SH and WH with fuel backup | 9212.9632 | 2548.5511 | 1200 | 1602.3422 | 3862.0699 | 0
| Small Comm | 5000 | Central Htg | No AC | Optimistic | 2035 | Electrification with Fuel Backup | Retrofit - Shell Improvement | Existing Fuel | 15925.9175 | 8670.7337 | 1345 | 0 | 5910.1838 | 0
| Small Comm | 5000 | Central Htg | No AC | Optimistic | 2035 | Electrification with Fuel Backup | Retrofit - Shell Improvement | All-Electric | 15327.0785 | 11035.7367 | 800 | 3491.3418 | 0 | 0
| Small Comm | 5000 | Central Htg | No AC | Optimistic | 2035 | Electrification with Fuel Backup | Retrofit - Shell Improvement | Electric SH and WH with fuel backup | 16726.2342 | 10656.0984 | 1200 | 1396.9917 | 3473.144 | 0
| Small Comm | 5000 | Central Htg | No AC | Optimistic | 2035 | High Decarbonized Methane | New Construction | Mixed-Fuel | 17943.9008 | 10981.6665 | 1345 | 1110.9422 | 4506.2921 | 0
| Small Comm | 5000 | Central Htg | No AC | Optimistic | 2035 | High Decarbonized Methane | New Construction | All-Electric | 15452.4208 | 11255.947 | 800 | 3396.4739 | 0 | 0
| Small Comm | 5000 | Central Htg | No AC | Optimistic | 2035 | High Decarbonized Methane | Retrofit - No Shell Improvement | Existing Fuel | 7323.0751 | 814.6398 | 1345 | 0 | 5163.4353 | 0
| Small Comm | 5000 | Central Htg | No AC | Optimistic | 2035 | High Decarbonized Methane | Retrofit - No Shell Improvement | All-Electric | 7648.0567 | 2977.3239 | 800 | 3870.7328 | 0 | 0
| Small Comm | 5000 | Central Htg | No AC | Optimistic | 2035 | High Decarbonized Methane | Retrofit - No Shell Improvement | Electric SH and WH with fuel backup | 8439.5906 | 2548.5511 | 1200 | 1558.8028 | 3132.2367 | 0
| Small Comm | 5000 | Central Htg | No AC | Optimistic | 2035 | High Decarbonized Methane | Retrofit - Shell Improvement | Existing Fuel | 14724.3446 | 8873.0525 | 1345 | 0 | 4506.2921 | 0
| Small Comm | 5000 | Central Htg | No AC | Optimistic | 2035 | High Decarbonized Methane | Retrofit - Shell Improvement | All-Electric | 15232.2105 | 11035.7367 | 800 | 3396.4739 | 0 | 0
| Small Comm | 5000 | Central Htg | No AC | Optimistic | 2035 | High Decarbonized Methane | Retrofit - Shell Improvement | Electric SH and WH with fuel backup | 16031.9385 | 10656.0984 | 1200 | 1359.0322 | 2816.8079 | 0
| Large Comm | 55000 | Central Htg | Central AC | Optimistic | 2035 | High Electrification | New Construction | Mixed-Fuel | 162185.5973 | 103711.7991 | 12100 | 15728.1483 | 30645.6499 | 0
| Large Comm | 55000 | Central Htg | Central AC | Optimistic | 2035 | High Electrification | New Construction | All-Electric | 152271.1607 | 117853.671 | 8800 | 25617.4897 | 0 | 0
| Large Comm | 55000 | Central Htg | Central AC | Optimistic | 2035 | High Electrification | Retrofit - No Shell Improvement | Existing Fuel | 96975.061 | 20222.0204 | 12100 | 20885.5257 | 43767.5149 | 0
| Large Comm | 55000 | Central Htg | Central AC | Optimistic | 2035 | High Electrification | Retrofit - No Shell Improvement | All-Electric | 89701.9663 | 49782.728 | 8800 | 31119.2382 | 0 | 0
| Large Comm | 55000 | Central Htg | Central AC | Optimistic | 2035 | High Electrification | Retrofit - No Shell Improvement | Electric SH and WH with fuel backup | 91089.4794 | 42373.4023 | 13000 | 19349.2451 | 16366.832 | 0
| Large Comm | 55000 | Central Htg | Central AC | Optimistic | 2035 | High Electrification | Retrofit - Shell Improvement | Existing Fuel | 152368.4589 | 88003.5575 | 12100 | 18170.4074 | 34094.4941 | 0
| Large Comm | 55000 | Central Htg | Central AC | Optimistic | 2035 | High Electrification | Retrofit - Shell Improvement | All-Electric | 151981.7548 | 117564.2651 | 8800 | 25617.4897 | 0 | 0
| Large Comm | 55000 | Central Htg | Central AC | Optimistic | 2035 | High Electrification | Retrofit - Shell Improvement | Electric SH and WH with fuel backup | 153045.1135 | 110695.4196 | 13000 | 16773.1069 | 12576.5871 | 0
| Large Comm | 55000 | Central Htg | Central AC | Optimistic | 2035 | Electrification with Fuel Backup | New Construction | Mixed-Fuel | 152449.2078 | 103711.7991 | 12100 | 11923.0063 | 24714.4025 | 0
| Large Comm | 55000 | Central Htg | Central AC | Optimistic | 2035 | Electrification with Fuel Backup | New Construction | All-Electric | 146073.4708 | 117853.671 | 8800 | 19419.7997 | 0 | 0
| Large Comm | 55000 | Central Htg | Central AC | Optimistic | 2035 | Electrification with Fuel Backup | Retrofit - No Shell Improvement | Existing Fuel | 83451.2934 | 20222.0204 | 12100 | 15832.6492 | 35296.6238 | 0
| Large Comm | 55000 | Central Htg | Central AC | Optimistic | 2035 | Electrification with Fuel Backup | Retrofit - No Shell Improvement | All-Electric | 82173.2274 | 49782.728 | 8800 | 23590.4994 | 0 | 0
| Large Comm | 55000 | Central Htg | Central AC | Optimistic | 2035 | Electrification with Fuel Backup | Retrofit - No Shell Improvement | Electric SH and WH with fuel backup | 83240.5944 | 42373.4023 | 13000 | 14668.044 | 13199.1481 | 0
| Large Comm | 55000 | Central Htg | Central AC | Optimistic | 2035 | Electrification with Fuel Backup | Retrofit - Shell Improvement | Existing Fuel | 141373.7096 | 88003.5575 | 12100 | 13774.4048 | 27495.7474 | 0
| Large Comm | 55000 | Central Htg | Central AC | Optimistic | 2035 | Electrification with Fuel Backup | Retrofit - Shell Improvement | All-Electric | 145784.0648 | 117564.2651 | 8800 | 19419.7997 | 0 | 0
| Large Comm | 55000 | Central Htg | Central AC | Optimistic | 2035 | Electrification with Fuel Backup | Retrofit - Shell Improvement | Electric SH and WH with fuel backup | 146553.0537 | 110695.4196 | 13000 | 12715.1559 | 10142.4782 | 0
| Large Comm | 55000 | Central Htg | Central AC | Optimistic | 2035 | High Decarbonized Methane | New Construction | Mixed-Fuel | 147454.8369 | 103711.7991 | 12100 | 11599.0301 | 20044.0077 | 0
| Large Comm | 55000 | Central Htg | Central AC | Optimistic | 2035 | High Decarbonized Methane | New Construction | All-Electric | 145545.7891 | 117853.671 | 8800 | 18892.1181 | 0 | 0
| Large Comm | 55000 | Central Htg | Central AC | Optimistic | 2035 | High Decarbonized Methane | Retrofit - No Shell Improvement | Existing Fuel | 82361.3589 | 31720.4724 | 12100 | 13332.2186 | 25208.6679 | 0
| Large Comm | 55000 | Central Htg | Central AC | Optimistic | 2035 | High Decarbonized Methane | Retrofit - No Shell Improvement | All-Electric | 81532.218 | 49782.728 | 8800 | 22949.49 | 0 | 0
| Large Comm | 55000 | Central Htg | Central AC | Optimistic | 2035 | High Decarbonized Methane | Retrofit - No Shell Improvement | Electric SH and WH with fuel backup | 80347.7251 | 42373.4023 | 13000 | 14269.4787 | 10704.8441 | 0
| Large Comm | 55000 | Central Htg | Central AC | Optimistic | 2035 | High Decarbonized Methane | Retrofit - Shell Improvement | Existing Fuel | 143245.0473 | 99502.0095 | 12100 | 11599.0301 | 20044.0077 | 0
| Large Comm | 55000 | Central Htg | Central AC | Optimistic | 2035 | High Decarbonized Methane | Retrofit - Shell Improvement | All-Electric | 145256.3832 | 117564.2651 | 8800 | 18892.1181 | 0 | 0
| Large Comm | 55000 | Central Htg | Central AC | Optimistic | 2035 | High Decarbonized Methane | Retrofit - Shell Improvement | Electric SH and WH with fuel backup | 144290.882 | 110695.4196 | 13000 | 12369.6552 | 8225.8072 | 0
| Large Comm | 55000 | Heat Pump | Heat Pump | Optimistic | 2035 | High Electrification | New Construction | Mixed-Fuel | 162185.5973 | 103711.7991 | 12100 | 15728.1483 | 30645.6499 | 0
| Large Comm | 55000 | Heat Pump | Heat Pump | Optimistic | 2035 | High Electrification | New Construction | All-Electric | 152271.1607 | 117853.671 | 8800 | 25617.4897 | 0 | 0
| Large Comm | 55000 | Heat Pump | Heat Pump | Optimistic | 2035 | High Electrification | Retrofit - No Shell Improvement | Existing Fuel | 98054.6971 | 44242.8499 | 10400 | 28094.3935 | 15317.4537 | 0
| Large Comm | 55000 | Heat Pump | Heat Pump | Optimistic | 2035 | High Electrification | Retrofit - No Shell Improvement | All-Electric | 89701.9663 | 49782.728 | 8800 | 31119.2382 | 0 | 0
| Large Comm | 55000 | Heat Pump | Heat Pump | Optimistic | 2035 | High Electrification | Retrofit - No Shell Improvement | Electric SH and WH with fuel backup | 91089.4794 | 42373.4023 | 13000 | 19349.2451 | 16366.832 | 0
| Large Comm | 55000 | Heat Pump | Heat Pump | Optimistic | 2035 | High Electrification | Retrofit - Shell Improvement | Existing Fuel | 159205.6945 | 112024.3869 | 10400 | 21463.8538 | 15317.4537 | 0
| Large Comm | 55000 | Heat Pump | Heat Pump | Optimistic | 2035 | High Electrification | Retrofit - Shell Improvement | All-Electric | 151981.7548 | 117564.2651 | 8800 | 25617.4897 | 0 | 0
| Large Comm | 55000 | Heat Pump | Heat Pump | Optimistic | 2035 | High Electrification | Retrofit - Shell Improvement | Electric SH and WH with fuel backup | 153045.1135 | 110695.4196 | 13000 | 16773.1069 | 12576.5871 | 0
| Large Comm | 55000 | Heat Pump | Heat Pump | Optimistic | 2035 | Electrification with Fuel Backup | New Construction | Mixed-Fuel | 152449.2078 | 103711.7991 | 12100 | 11923.0063 | 24714.4025 | 0
| Large Comm | 55000 | Heat Pump | Heat Pump | Optimistic | 2035 | Electrification with Fuel Backup | New Construction | All-Electric | 146073.4708 | 117853.671 | 8800 | 19419.7997 | 0 | 0
| Large Comm | 55000 | Heat Pump | Heat Pump | Optimistic | 2035 | Electrification with Fuel Backup | Retrofit - No Shell Improvement | Existing Fuel | 88293.1808 | 44242.8499 | 10400 | 21297.4613 | 12352.8696 | 0
| Large Comm | 55000 | Heat Pump | Heat Pump | Optimistic | 2035 | Electrification with Fuel Backup | Retrofit - No Shell Improvement | All-Electric | 82173.2274 | 49782.728 | 8800 | 23590.4994 | 0 | 0
| Large Comm | 55000 | Heat Pump | Heat Pump | Optimistic | 2035 | Electrification with Fuel Backup | Retrofit - No Shell Improvement | Electric SH and WH with fuel backup | 83240.5944 | 42373.4023 | 13000 | 14668.044 | 13199.1481 | 0
| Large Comm | 55000 | Heat Pump | Heat Pump | Optimistic | 2035 | Electrification with Fuel Backup | Retrofit - Shell Improvement | Existing Fuel | 151048.3177 | 112024.3869 | 10400 | 16271.0612 | 12352.8696 | 0
| Large Comm | 55000 | Heat Pump | Heat Pump | Optimistic | 2035 | Electrification with Fuel Backup | Retrofit - Shell Improvement | All-Electric | 145784.0648 | 117564.2651 | 8800 | 19419.7997 | 0 | 0
| Large Comm | 55000 | Heat Pump | Heat Pump | Optimistic | 2035 | Electrification with Fuel Backup | Retrofit - Shell Improvement | Electric SH and WH with fuel backup | 146553.0537 | 110695.4196 | 13000 | 12715.1559 | 10142.4782 | 0
| Large Comm | 55000 | Heat Pump | Heat Pump | Optimistic | 2035 | High Decarbonized Methane | New Construction | Mixed-Fuel | 147454.8369 | 103711.7991 | 12100 | 11599.0301 | 20044.0077 | 0
| Large Comm | 55000 | Heat Pump | Heat Pump | Optimistic | 2035 | High Decarbonized Methane | New Construction | All-Electric | 145545.7891 | 117853.671 | 8800 | 18892.1181 | 0 | 0
| Large Comm | 55000 | Heat Pump | Heat Pump | Optimistic | 2035 | High Decarbonized Methane | Retrofit - No Shell Improvement | Existing Fuel | 87738.4141 | 49044.2959 | 10400 | 18275.6274 | 10018.4907 | 0
| Large Comm | 55000 | Heat Pump | Heat Pump | Optimistic | 2035 | High Decarbonized Methane | Retrofit - No Shell Improvement | All-Electric | 81532.218 | 49782.728 | 8800 | 22949.49 | 0 | 0
| Large Comm | 55000 | Heat Pump | Heat Pump | Optimistic | 2035 | High Decarbonized Methane | Retrofit - No Shell Improvement | Electric SH and WH with fuel backup | 80347.7251 | 42373.4023 | 13000 | 14269.4787 | 10704.8441 | 0
| Large Comm | 55000 | Heat Pump | Heat Pump | Optimistic | 2035 | High Decarbonized Methane | Retrofit - Shell Improvement | Existing Fuel | 151462.5793 | 116825.833 | 10400 | 14218.2555 | 10018.4907 | 0
| Large Comm | 55000 | Heat Pump | Heat Pump | Optimistic | 2035 | High Decarbonized Methane | Retrofit - Shell Improvement | All-Electric | 145256.3832 | 117564.2651 | 8800 | 18892.1181 | 0 | 0
| Large Comm | 55000 | Heat Pump | Heat Pump | Optimistic | 2035 | High Decarbonized Methane | Retrofit - Shell Improvement | Electric SH and WH with fuel backup | 144290.882 | 110695.4196 | 13000 | 12369.6552 | 8225.8072 | 0
| Large Comm | 55000 | District Htg | Central AC | Optimistic | 2035 | High Electrification | New Construction | Mixed-Fuel | 162185.5973 | 103711.7991 | 12100 | 15728.1483 | 30645.6499 | 0
| Large Comm | 55000 | District Htg | Central AC | Optimistic | 2035 | High Electrification | New Construction | All-Electric | 152271.1607 | 117853.671 | 8800 | 25617.4897 | 0 | 0
| Large Comm | 55000 | District Htg | Central AC | Optimistic | 2035 | High Electrification | Retrofit - No Shell Improvement | Existing Fuel | 96975.061 | 20222.0204 | 12100 | 20885.5257 | 43767.5149 | 0
| Large Comm | 55000 | District Htg | Central AC | Optimistic | 2035 | High Electrification | Retrofit - No Shell Improvement | All-Electric | 89701.9663 | 49782.728 | 8800 | 31119.2382 | 0 | 0
| Large Comm | 55000 | District Htg | Central AC | Optimistic | 2035 | High Electrification | Retrofit - No Shell Improvement | Electric SH and WH with fuel backup | 91089.4794 | 42373.4023 | 13000 | 19349.2451 | 16366.832 | 0
| Large Comm | 55000 | District Htg | Central AC | Optimistic | 2035 | High Electrification | Retrofit - Shell Improvement | Existing Fuel | 152368.4589 | 88003.5575 | 12100 | 18170.4074 | 34094.4941 | 0
| Large Comm | 55000 | District Htg | Central AC | Optimistic | 2035 | High Electrification | Retrofit - Shell Improvement | All-Electric | 151981.7548 | 117564.2651 | 8800 | 25617.4897 | 0 | 0
| Large Comm | 55000 | District Htg | Central AC | Optimistic | 2035 | High Electrification | Retrofit - Shell Improvement | Electric SH and WH with fuel backup | 153045.1135 | 110695.4196 | 13000 | 16773.1069 | 12576.5871 | 0
| Large Comm | 55000 | District Htg | Central AC | Optimistic | 2035 | Electrification with Fuel Backup | New Construction | Mixed-Fuel | 152449.2078 | 103711.7991 | 12100 | 11923.0063 | 24714.4025 | 0
| Large Comm | 55000 | District Htg | Central AC | Optimistic | 2035 | Electrification with Fuel Backup | New Construction | All-Electric | 146073.4708 | 117853.671 | 8800 | 19419.7997 | 0 | 0
| Large Comm | 55000 | District Htg | Central AC | Optimistic | 2035 | Electrification with Fuel Backup | Retrofit - No Shell Improvement | Existing Fuel | 83451.2934 | 20222.0204 | 12100 | 15832.6492 | 35296.6238 | 0
| Large Comm | 55000 | District Htg | Central AC | Optimistic | 2035 | Electrification with Fuel Backup | Retrofit - No Shell Improvement | All-Electric | 82173.2274 | 49782.728 | 8800 | 23590.4994 | 0 | 0
| Large Comm | 55000 | District Htg | Central AC | Optimistic | 2035 | Electrification with Fuel Backup | Retrofit - No Shell Improvement | Electric SH and WH with fuel backup | 83240.5944 | 42373.4023 | 13000 | 14668.044 | 13199.1481 | 0
| Large Comm | 55000 | District Htg | Central AC | Optimistic | 2035 | Electrification with Fuel Backup | Retrofit - Shell Improvement | Existing Fuel | 141373.7096 | 88003.5575 | 12100 | 13774.4048 | 27495.7474 | 0
| Large Comm | 55000 | District Htg | Central AC | Optimistic | 2035 | Electrification with Fuel Backup | Retrofit - Shell Improvement | All-Electric | 145784.0648 | 117564.2651 | 8800 | 19419.7997 | 0 | 0
| Large Comm | 55000 | District Htg | Central AC | Optimistic | 2035 | Electrification with Fuel Backup | Retrofit - Shell Improvement | Electric SH and WH with fuel backup | 146553.0537 | 110695.4196 | 13000 | 12715.1559 | 10142.4782 | 0
| Large Comm | 55000 | District Htg | Central AC | Optimistic | 2035 | High Decarbonized Methane | New Construction | Mixed-Fuel | 147454.8369 | 103711.7991 | 12100 | 11599.0301 | 20044.0077 | 0
| Large Comm | 55000 | District Htg | Central AC | Optimistic | 2035 | High Decarbonized Methane | New Construction | All-Electric | 145545.7891 | 117853.671 | 8800 | 18892.1181 | 0 | 0
| Large Comm | 55000 | District Htg | Central AC | Optimistic | 2035 | High Decarbonized Methane | Retrofit - No Shell Improvement | Existing Fuel | 82361.3589 | 31720.4724 | 12100 | 13332.2186 | 25208.6679 | 0
| Large Comm | 55000 | District Htg | Central AC | Optimistic | 2035 | High Decarbonized Methane | Retrofit - No Shell Improvement | All-Electric | 81532.218 | 49782.728 | 8800 | 22949.49 | 0 | 0
| Large Comm | 55000 | District Htg | Central AC | Optimistic | 2035 | High Decarbonized Methane | Retrofit - No Shell Improvement | Electric SH and WH with fuel backup | 80347.7251 | 42373.4023 | 13000 | 14269.4787 | 10704.8441 | 0
| Large Comm | 55000 | District Htg | Central AC | Optimistic | 2035 | High Decarbonized Methane | Retrofit - Shell Improvement | Existing Fuel | 143245.0473 | 99502.0095 | 12100 | 11599.0301 | 20044.0077 | 0
| Large Comm | 55000 | District Htg | Central AC | Optimistic | 2035 | High Decarbonized Methane | Retrofit - Shell Improvement | All-Electric | 145256.3832 | 117564.2651 | 8800 | 18892.1181 | 0 | 0
| Large Comm | 55000 | District Htg | Central AC | Optimistic | 2035 | High Decarbonized Methane | Retrofit - Shell Improvement | Electric SH and WH with fuel backup | 144290.882 | 110695.4196 | 13000 | 12369.6552 | 8225.8072 | 0
| SF Res | 2177 | Electric Res | Central AC | Conservative | 2035 | MWG Policy Scenario | New Construction | Mixed-Fuel | 5520.0069 | 3956.8853 | 165 | 186.6589 | 1211.4627 | 0
| SF Res | 2177 | Electric Res | Central AC | Conservative | 2035 | MWG Policy Scenario | New Construction | All-Electric | 3837.4533 | 2789.0246 | 145 | 903.4287 | 0 | 0
| SF Res | 2177 | Electric Res | Central AC | Conservative | 2035 | MWG Policy Scenario | Retrofit - No Shell Improvement | Existing Fuel | 4281.9254 | 1856.3417 | 125 | 1656.0239 | 644.5599 | 0
| SF Res | 2177 | Electric Res | Central AC | Conservative | 2035 | MWG Policy Scenario | Retrofit - No Shell Improvement | All-Electric | 3529.5385 | 2335.6949 | 145 | 1048.8436 | 0 | 0
| SF Res | 2177 | Electric Res | Central AC | Conservative | 2035 | MWG Policy Scenario | Retrofit - No Shell Improvement | Electric SH and WH with fuel backup | 3088.2151 | 1894.1204 | 185 | 570.2808 | 438.8139 | 0
| SF Res | 2177 | Electric Res | Central AC | Conservative | 2035 | MWG Policy Scenario | Retrofit - Shell Improvement | Existing Fuel | 6000.4382 | 4015.6956 | 125 | 1215.1827 | 644.5599 | 0
| SF Res | 2177 | Electric Res | Central AC | Conservative | 2035 | MWG Policy Scenario | Retrofit - Shell Improvement | All-Electric | 5543.4775 | 4495.0488 | 145 | 903.4287 | 0 | 0
| SF Res | 2177 | Electric Res | Central AC | Conservative | 2035 | MWG Policy Scenario | Retrofit - Shell Improvement | Electric SH and WH with fuel backup | 5235.6573 | 4183.5113 | 185 | 487.6094 | 379.5366 | 0
| SF Res | 2177 | Natural Gas | Central AC | Conservative | 2035 | MWG Policy Scenario | New Construction | Mixed-Fuel | 5520.0069 | 3956.8853 | 165 | 186.6589 | 1211.4627 | 0
| SF Res | 2177 | Natural Gas | Central AC | Conservative | 2035 | MWG Policy Scenario | New Construction | All-Electric | 3837.4533 | 2789.0246 | 145 | 903.4287 | 0 | 0
| SF Res | 2177 | Natural Gas | Central AC | Conservative | 2035 | MWG Policy Scenario | Retrofit - No Shell Improvement | Existing Fuel | 4240.1427 | 2424.7294 | 165 | 207.3988 | 1443.0145 | 0
| SF Res | 2177 | Natural Gas | Central AC | Conservative | 2035 | MWG Policy Scenario | Retrofit - No Shell Improvement | All-Electric | 3529.5385 | 2335.6949 | 145 | 1048.8436 | 0 | 0
| SF Res | 2177 | Natural Gas | Central AC | Conservative | 2035 | MWG Policy Scenario | Retrofit - No Shell Improvement | Electric SH and WH with fuel backup | 3088.2151 | 1894.1204 | 185 | 570.2808 | 438.8139 | 0
| SF Res | 2177 | Natural Gas | Central AC | Conservative | 2035 | MWG Policy Scenario | Retrofit - Shell Improvement | Existing Fuel | 6147.2049 | 4584.0833 | 165 | 186.6589 | 1211.4627 | 0
| SF Res | 2177 | Natural Gas | Central AC | Conservative | 2035 | MWG Policy Scenario | Retrofit - Shell Improvement | All-Electric | 5543.4775 | 4495.0488 | 145 | 903.4287 | 0 | 0
| SF Res | 2177 | Natural Gas | Central AC | Conservative | 2035 | MWG Policy Scenario | Retrofit - Shell Improvement | Electric SH and WH with fuel backup | 5235.6573 | 4183.5113 | 185 | 487.6094 | 379.5366 | 0
| SF Res | 2177 | Fuel Oil | Central AC | Conservative | 2035 | MWG Policy Scenario | New Construction | Mixed-Fuel | 5520.0069 | 3956.8853 | 165 | 186.6589 | 1211.4627 | 0
| SF Res | 2177 | Fuel Oil | Central AC | Conservative | 2035 | MWG Policy Scenario | New Construction | All-Electric | 3837.4533 | 2789.0246 | 145 | 903.4287 | 0 | 0
| SF Res | 2177 | Fuel Oil | Central AC | Conservative | 2035 | MWG Policy Scenario | Retrofit - No Shell Improvement | Existing Fuel | 4211.2204 | 2240.7479 | 195 | 207.3988 | 1568.0737 | 0
| SF Res | 2177 | Fuel Oil | Central AC | Conservative | 2035 | MWG Policy Scenario | Retrofit - No Shell Improvement | All-Electric | 3529.5385 | 2335.6949 | 145 | 1048.8436 | 0 | 0
| SF Res | 2177 | Fuel Oil | Central AC | Conservative | 2035 | MWG Policy Scenario | Retrofit - No Shell Improvement | Electric SH and WH with fuel backup | 3088.2151 | 1894.1204 | 185 | 570.2808 | 438.8139 | 0
| SF Res | 2177 | Fuel Oil | Central AC | Conservative | 2035 | MWG Policy Scenario | Retrofit - Shell Improvement | Existing Fuel | 6082.0154 | 4400.1018 | 195 | 186.6589 | 1300.2547 | 0
| SF Res | 2177 | Fuel Oil | Central AC | Conservative | 2035 | MWG Policy Scenario | Retrofit - Shell Improvement | All-Electric | 5543.4775 | 4495.0488 | 145 | 903.4287 | 0 | 0
| SF Res | 2177 | Fuel Oil | Central AC | Conservative | 2035 | MWG Policy Scenario | Retrofit - Shell Improvement | Electric SH and WH with fuel backup | 5235.6573 | 4183.5113 | 185 | 487.6094 | 379.5366 | 0
| SF Res | 2177 | Heat Pump | Heat Pump | Conservative | 2035 | MWG Policy Scenario | New Construction | Mixed-Fuel | 5520.0069 | 3956.8853 | 165 | 186.6589 | 1211.4627 | 0
| SF Res | 2177 | Heat Pump | Heat Pump | Conservative | 2035 | MWG Policy Scenario | New Construction | All-Electric | 3837.4533 | 2789.0246 | 145 | 903.4287 | 0 | 0
| SF Res | 2177 | Heat Pump | Heat Pump | Conservative | 2035 | MWG Policy Scenario | Retrofit - No Shell Improvement | Existing Fuel | 3566.2312 | 2192.3454 | 125 | 604.3259 | 644.5599 | 0
| SF Res | 2177 | Heat Pump | Heat Pump | Conservative | 2035 | MWG Policy Scenario | Retrofit - No Shell Improvement | All-Electric | 3529.5385 | 2335.6949 | 145 | 1048.8436 | 0 | 0
| SF Res | 2177 | Heat Pump | Heat Pump | Conservative | 2035 | MWG Policy Scenario | Retrofit - No Shell Improvement | Electric SH and WH with fuel backup | 3088.2151 | 1894.1204 | 185 | 570.2808 | 438.8139 | 0
| SF Res | 2177 | Heat Pump | Heat Pump | Conservative | 2035 | MWG Policy Scenario | Retrofit - Shell Improvement | Existing Fuel | 5580.1701 | 4351.6993 | 125 | 458.9109 | 644.5599 | 0
| SF Res | 2177 | Heat Pump | Heat Pump | Conservative | 2035 | MWG Policy Scenario | Retrofit - Shell Improvement | All-Electric | 5543.4775 | 4495.0488 | 145 | 903.4287 | 0 | 0
| SF Res | 2177 | Heat Pump | Heat Pump | Conservative | 2035 | MWG Policy Scenario | Retrofit - Shell Improvement | Electric SH and WH with fuel backup | 5235.6573 | 4183.5113 | 185 | 487.6094 | 379.5366 | 0
| MF Res | 922 | Electric Res | Packaged AC | Conservative | 2035 | MWG Policy Scenario | New Construction | Mixed-Fuel | 4085.5821 | 3064.729 | 165 | 92.9627 | 762.8904 | 0
| MF Res | 922 | Electric Res | Packaged AC | Conservative | 2035 | MWG Policy Scenario | New Construction | All-Electric | 3424.8986 | 2737.5645 | 145 | 542.3342 | 0 | 0
| MF Res | 922 | Electric Res | Packaged AC | Conservative | 2035 | MWG Policy Scenario | Retrofit - No Shell Improvement | Existing Fuel | 2770.6044 | 1164.9146 | 125 | 1112.8967 | 367.7932 | 0
| MF Res | 922 | Electric Res | Packaged AC | Conservative | 2035 | MWG Policy Scenario | Retrofit - No Shell Improvement | All-Electric | 2260.2578 | 1474.7019 | 145 | 640.5558 | 0 | 0
| MF Res | 922 | Electric Res | Packaged AC | Conservative | 2035 | MWG Policy Scenario | Retrofit - No Shell Improvement | Electric SH and WH with fuel backup | 1794.6015 | 992.7006 | 185 | 345.1792 | 271.7217 | 0
| MF Res | 922 | Electric Res | Packaged AC | Conservative | 2035 | MWG Policy Scenario | Retrofit - Shell Improvement | Existing Fuel | 3773.1888 | 2470.6134 | 125 | 809.7821 | 367.7932 | 0
| MF Res | 922 | Electric Res | Packaged AC | Conservative | 2035 | MWG Policy Scenario | Retrofit - Shell Improvement | All-Electric | 3467.735 | 2780.4008 | 145 | 542.3342 | 0 | 0
| MF Res | 922 | Electric Res | Packaged AC | Conservative | 2035 | MWG Policy Scenario | Retrofit - Shell Improvement | Electric SH and WH with fuel backup | 3171.2682 | 2465.1733 | 185 | 290.686 | 230.409 | 0
| MF Res | 922 | Natural Gas | Packaged AC | Conservative | 2035 | MWG Policy Scenario | New Construction | Mixed-Fuel | 4085.5821 | 3064.729 | 165 | 92.9627 | 762.8904 | 0
| MF Res | 922 | Natural Gas | Packaged AC | Conservative | 2035 | MWG Policy Scenario | New Construction | All-Electric | 3424.8986 | 2737.5645 | 145 | 542.3342 | 0 | 0
| MF Res | 922 | Natural Gas | Packaged AC | Conservative | 2035 | MWG Policy Scenario | Retrofit - No Shell Improvement | Existing Fuel | 2811.2158 | 1618.6557 | 165 | 103.2919 | 924.2682 | 0
| MF Res | 922 | Natural Gas | Packaged AC | Conservative | 2035 | MWG Policy Scenario | Retrofit - No Shell Improvement | All-Electric | 2260.2578 | 1474.7019 | 145 | 640.5558 | 0 | 0
| MF Res | 922 | Natural Gas | Packaged AC | Conservative | 2035 | MWG Policy Scenario | Retrofit - No Shell Improvement | Electric SH and WH with fuel backup | 1794.6015 | 992.7006 | 185 | 345.1792 | 271.7217 | 0
| MF Res | 922 | Natural Gas | Packaged AC | Conservative | 2035 | MWG Policy Scenario | Retrofit - Shell Improvement | Existing Fuel | 3945.2077 | 2924.3546 | 165 | 92.9627 | 762.8904 | 0
| MF Res | 922 | Natural Gas | Packaged AC | Conservative | 2035 | MWG Policy Scenario | Retrofit - Shell Improvement | All-Electric | 3467.735 | 2780.4008 | 145 | 542.3342 | 0 | 0
| MF Res | 922 | Natural Gas | Packaged AC | Conservative | 2035 | MWG Policy Scenario | Retrofit - Shell Improvement | Electric SH and WH with fuel backup | 3171.2682 | 2465.1733 | 185 | 290.686 | 230.409 | 0
| MF Res | 922 | Heat Pump | Heat Pump | Conservative | 2035 | MWG Policy Scenario | New Construction | Mixed-Fuel | 4085.5821 | 3064.729 | 165 | 92.9627 | 762.8904 | 0
| MF Res | 922 | Heat Pump | Heat Pump | Conservative | 2035 | MWG Policy Scenario | New Construction | All-Electric | 3424.8986 | 2737.5645 | 145 | 542.3342 | 0 | 0
| MF Res | 922 | Heat Pump | Heat Pump | Conservative | 2035 | MWG Policy Scenario | Retrofit - No Shell Improvement | Existing Fuel | 2200.2576 | 1317.5235 | 125 | 389.9408 | 367.7932 | 0
| MF Res | 922 | Heat Pump | Heat Pump | Conservative | 2035 | MWG Policy Scenario | Retrofit - No Shell Improvement | All-Electric | 2260.2578 | 1474.7019 | 145 | 640.5558 | 0 | 0
| MF Res | 922 | Heat Pump | Heat Pump | Conservative | 2035 | MWG Policy Scenario | Retrofit - No Shell Improvement | Electric SH and WH with fuel backup | 1794.6015 | 992.7006 | 185 | 345.1792 | 271.7217 | 0
| MF Res | 922 | Heat Pump | Heat Pump | Conservative | 2035 | MWG Policy Scenario | Retrofit - Shell Improvement | Existing Fuel | 3407.7348 | 2623.2224 | 125 | 291.7191 | 367.7932 | 0
| MF Res | 922 | Heat Pump | Heat Pump | Conservative | 2035 | MWG Policy Scenario | Retrofit - Shell Improvement | All-Electric | 3467.735 | 2780.4008 | 145 | 542.3342 | 0 | 0
| MF Res | 922 | Heat Pump | Heat Pump | Conservative | 2035 | MWG Policy Scenario | Retrofit - Shell Improvement | Electric SH and WH with fuel backup | 3171.2682 | 2465.1733 | 185 | 290.686 | 230.409 | 0
| Small Comm | 5000 | Central Htg | Packaged AC | Conservative | 2035 | MWG Policy Scenario | New Construction | Mixed-Fuel | 18427.3057 | 10981.6665 | 1345 | 1203.5309 | 4358.4264 | 538.6819
| Small Comm | 5000 | Central Htg | Packaged AC | Conservative | 2035 | MWG Policy Scenario | New Construction | All-Electric | 15735.4915 | 11255.947 | 800 | 3679.5445 | 0 | 0
| Small Comm | 5000 | Central Htg | Packaged AC | Conservative | 2035 | MWG Policy Scenario | Retrofit - No Shell Improvement | Existing Fuel | 10833.9759 | 1806.9654 | 1345 | 1598.1777 | 5414.6112 | 669.2216
| Small Comm | 5000 | Central Htg | Packaged AC | Conservative | 2035 | MWG Policy Scenario | Retrofit - No Shell Improvement | All-Electric | 7970.6533 | 2977.3239 | 800 | 4193.3294 | 0 | 0
| Small Comm | 5000 | Central Htg | Packaged AC | Conservative | 2035 | MWG Policy Scenario | Retrofit - No Shell Improvement | Electric SH and WH with fuel backup | 8841.154 | 2548.5511 | 1200 | 1688.7173 | 3029.4581 | 374.4274
| Small Comm | 5000 | Central Htg | Packaged AC | Conservative | 2035 | MWG Policy Scenario | Retrofit - Shell Improvement | Existing Fuel | 17809.8101 | 9865.3781 | 1345 | 1390.4146 | 4636.0254 | 572.9919
| Small Comm | 5000 | Central Htg | Packaged AC | Conservative | 2035 | MWG Policy Scenario | Retrofit - Shell Improvement | All-Electric | 15515.2812 | 11035.7367 | 800 | 3679.5445 | 0 | 0
| Small Comm | 5000 | Central Htg | Packaged AC | Conservative | 2035 | MWG Policy Scenario | Retrofit - Shell Improvement | Electric SH and WH with fuel backup | 16389.4964 | 10656.0984 | 1200 | 1472.2973 | 2724.3796 | 336.7211
| Small Comm | 5000 | Central Htg | No AC | Conservative | 2035 | MWG Policy Scenario | New Construction | Mixed-Fuel | 18427.3057 | 10981.6665 | 1345 | 1203.5309 | 4358.4264 | 538.6819
| Small Comm | 5000 | Central Htg | No AC | Conservative | 2035 | MWG Policy Scenario | New Construction | All-Electric | 15735.4915 | 11255.947 | 800 | 3679.5445 | 0 | 0
| Small Comm | 5000 | Central Htg | No AC | Conservative | 2035 | MWG Policy Scenario | Retrofit - No Shell Improvement | Existing Fuel | 8041.1538 | 612.321 | 1345 | 0 | 5414.6112 | 669.2216
| Small Comm | 5000 | Central Htg | No AC | Conservative | 2035 | MWG Policy Scenario | Retrofit - No Shell Improvement | All-Electric | 7970.6533 | 2977.3239 | 800 | 4193.3294 | 0 | 0
| Small Comm | 5000 | Central Htg | No AC | Conservative | 2035 | MWG Policy Scenario | Retrofit - No Shell Improvement | Electric SH and WH with fuel backup | 8841.154 | 2548.5511 | 1200 | 1688.7173 | 3029.4581 | 374.4274
| Small Comm | 5000 | Central Htg | No AC | Conservative | 2035 | MWG Policy Scenario | Retrofit - Shell Improvement | Existing Fuel | 15224.7511 | 8670.7337 | 1345 | 0 | 4636.0254 | 572.9919
| Small Comm | 5000 | Central Htg | No AC | Conservative | 2035 | MWG Policy Scenario | Retrofit - Shell Improvement | All-Electric | 15515.2812 | 11035.7367 | 800 | 3679.5445 | 0 | 0
| Small Comm | 5000 | Central Htg | No AC | Conservative | 2035 | MWG Policy Scenario | Retrofit - Shell Improvement | Electric SH and WH with fuel backup | 16389.4964 | 10656.0984 | 1200 | 1472.2973 | 2724.3796 | 336.7211
| Large Comm | 55000 | Central Htg | Central AC | Conservative | 2035 | MWG Policy Scenario | New Construction | Mixed-Fuel | 150159.8814 | 103711.7991 | 12100 | 12565.7223 | 19386.3004 | 2396.0596
| Large Comm | 55000 | Central Htg | Central AC | Conservative | 2035 | MWG Policy Scenario | New Construction | All-Electric | 147120.3054 | 117853.671 | 8800 | 20466.6344 | 0 | 0
| Large Comm | 55000 | Central Htg | Central AC | Conservative | 2035 | MWG Policy Scenario | Retrofit - No Shell Improvement | Existing Fuel | 80117.2754 | 20222.0204 | 12100 | 16686.1166 | 27687.1332 | 3422.0052
| Large Comm | 55000 | Central Htg | Central AC | Conservative | 2035 | MWG Policy Scenario | Retrofit - No Shell Improvement | All-Electric | 83444.8858 | 49782.728 | 8800 | 24862.1578 | 0 | 0
| Large Comm | 55000 | Central Htg | Central AC | Conservative | 2035 | MWG Policy Scenario | Retrofit - No Shell Improvement | Electric SH and WH with fuel backup | 82465.3758 | 42373.4023 | 13000 | 15458.7327 | 10353.5844 | 1279.6565
| Large Comm | 55000 | Central Htg | Central AC | Conservative | 2035 | MWG Policy Scenario | Retrofit - Shell Improvement | Existing Fuel | 138854.2134 | 88003.5575 | 12100 | 14516.9214 | 21568.0237 | 2665.7108
| Large Comm | 55000 | Central Htg | Central AC | Conservative | 2035 | MWG Policy Scenario | Retrofit - Shell Improvement | All-Electric | 146830.8995 | 117564.2651 | 8800 | 20466.6344 | 0 | 0
| Large Comm | 55000 | Central Htg | Central AC | Conservative | 2035 | MWG Policy Scenario | Retrofit - Shell Improvement | Electric SH and WH with fuel backup | 146035.1978 | 110695.4196 | 13000 | 13400.5732 | 7955.8925 | 983.3126
| Large Comm | 55000 | Heat Pump | Heat Pump | Conservative | 2035 | MWG Policy Scenario | New Construction | Mixed-Fuel | 150159.8814 | 103711.7991 | 12100 | 12565.7223 | 19386.3004 | 2396.0596
| Large Comm | 55000 | Heat Pump | Heat Pump | Conservative | 2035 | MWG Policy Scenario | New Construction | All-Electric | 147120.3054 | 117853.671 | 8800 | 20466.6344 | 0 | 0
| Large Comm | 55000 | Heat Pump | Heat Pump | Conservative | 2035 | MWG Policy Scenario | Retrofit - No Shell Improvement | Existing Fuel | 87975.7244 | 44242.8499 | 10400 | 22445.5123 | 9689.7524 | 1197.6098
| Large Comm | 55000 | Heat Pump | Heat Pump | Conservative | 2035 | MWG Policy Scenario | Retrofit - No Shell Improvement | All-Electric | 83444.8858 | 49782.728 | 8800 | 24862.1578 | 0 | 0
| Large Comm | 55000 | Heat Pump | Heat Pump | Conservative | 2035 | MWG Policy Scenario | Retrofit - No Shell Improvement | Electric SH and WH with fuel backup | 82465.3758 | 42373.4023 | 13000 | 15458.7327 | 10353.5844 | 1279.6565
| Large Comm | 55000 | Heat Pump | Heat Pump | Conservative | 2035 | MWG Policy Scenario | Retrofit - Shell Improvement | Existing Fuel | 150459.9106 | 112024.3869 | 10400 | 17148.1614 | 9689.7524 | 1197.6098
| Large Comm | 55000 | Heat Pump | Heat Pump | Conservative | 2035 | MWG Policy Scenario | Retrofit - Shell Improvement | All-Electric | 146830.8995 | 117564.2651 | 8800 | 20466.6344 | 0 | 0
| Large Comm | 55000 | Heat Pump | Heat Pump | Conservative | 2035 | MWG Policy Scenario | Retrofit - Shell Improvement | Electric SH and WH with fuel backup | 146035.1978 | 110695.4196 | 13000 | 13400.5732 | 7955.8925 | 983.3126
| Large Comm | 55000 | District Htg | Central AC | Conservative | 2035 | MWG Policy Scenario | New Construction | Mixed-Fuel | 150159.8814 | 103711.7991 | 12100 | 12565.7223 | 19386.3004 | 2396.0596
| Large Comm | 55000 | District Htg | Central AC | Conservative | 2035 | MWG Policy Scenario | New Construction | All-Electric | 147120.3054 | 117853.671 | 8800 | 20466.6344 | 0 | 0
| Large Comm | 55000 | District Htg | Central AC | Conservative | 2035 | MWG Policy Scenario | Retrofit - No Shell Improvement | Existing Fuel | 80117.2754 | 20222.0204 | 12100 | 16686.1166 | 27687.1332 | 3422.0052
| Large Comm | 55000 | District Htg | Central AC | Conservative | 2035 | MWG Policy Scenario | Retrofit - No Shell Improvement | All-Electric | 83444.8858 | 49782.728 | 8800 | 24862.1578 | 0 | 0
| Large Comm | 55000 | District Htg | Central AC | Conservative | 2035 | MWG Policy Scenario | Retrofit - No Shell Improvement | Electric SH and WH with fuel backup | 82465.3758 | 42373.4023 | 13000 | 15458.7327 | 10353.5844 | 1279.6565
| Large Comm | 55000 | District Htg | Central AC | Conservative | 2035 | MWG Policy Scenario | Retrofit - Shell Improvement | Existing Fuel | 138854.2134 | 88003.5575 | 12100 | 14516.9214 | 21568.0237 | 2665.7108
| Large Comm | 55000 | District Htg | Central AC | Conservative | 2035 | MWG Policy Scenario | Retrofit - Shell Improvement | All-Electric | 146830.8995 | 117564.2651 | 8800 | 20466.6344 | 0 | 0
| Large Comm | 55000 | District Htg | Central AC | Conservative | 2035 | MWG Policy Scenario | Retrofit - Shell Improvement | Electric SH and WH with fuel backup | 146035.1978 | 110695.4196 | 13000 | 13400.5732 | 7955.8925 | 983.3126

## Capital Costs
<< Back to Directory
| Capital Costs ($/sq ft) | [9 empty] | Annualized cost factors
| Equipment Category | Equipment Type | Residential |  |  |  | Commercial |  |  |  | Discount Rate | 5%
|  |  | SF |  | MF |  | Small |  | Large |  | HVAC lifetime (yrs) | 15
|  |  | Retrofit | NC | Retrofit | NC | Retrofit | NC | Retrofit | NC | Shell lifetime (yrs) | 40
| Space Cooling | Air-Conditioning | 4.08 | 2.54 | 6.6919 | 7.34 | 2.48 | 2.7202 | 2.73 | 2.9944
|  | High- Eff Air-Conditioning | 5.1408 | 3.2004 | 8.4318 | 9.2484 | 3.89 | 4.2667 | 4.48 | 4.9139
| Space Heating | Natural Gas | 3.81 | 2.06 | 5.97 | 6.14 | 0.54 | 0.55538 | 0.54 | 0.55538
|  | High-Eff Natural Gas | 4.23 | 2.48 | 6.6281 | 7.3918 | 0.96 | 1.0706 | 0.96 | 1.0706
|  | Fuel Oil | 3.3528 | 1.8128 | - | - | - | - | - | -
|  | Air Source Heat Pump (2025) | 7.8021 | 3.4174 | 9.3489 | 9.9668 | 5.3987 | 8.1511 | 8.8799 | 8.8799
|  | Air Source Heat Pump (2035) | 7.1342 | 3.1249 | 8.5485 | 9.1135 | 4.7441 | 7.1628 | 7.8032 | 7.8032
|  | Air Source Heat Pump (2045) | 6.4662 | 2.8323 | 7.7482 | 8.2603 | 4.0895 | 6.1745 | 6.7266 | 6.7266
|  | High-Eff Air-Source Heat Pump (2025) | 9.0364 | 4.1359 | 12.7624 | 12.5828 | 6.0256 | 9.0976 | 9.911 | 9.911
|  | High-Eff Air-Source Heat Pump (2035) | 8.2628 | 3.7819 | 11.6699 | 11.5056 | 5.295 | 7.9946 | 8.7094 | 8.7094
|  | High-Eff Air-Source Heat Pump (2045) | 7.4892 | 3.4278 | 10.5773 | 10.4284 | 4.5644 | 6.8916 | 7.5077 | 7.5077
|  | Hybrid Heat-Pump/Furnace (2025) | 7.412 | - | 8.8814 | - | 5.1287 | - | 8.4359 | -
|  | Hybrid Heat-Pump/Furnace (2035) | 6.7775 | - | 8.1211 | - | 4.5069 | - | 7.4131 | -
|  | Hybrid Heat-Pump/Furnace (2045) | 6.1429 | - | 7.3608 | - | 3.8851 | - | 6.3903 | -
|  | Electric Resistance | 1.52 | 1.52 | 1.52 | 1.52 | 1.325 | 1.325 | - | -
|  | Ground Source Heat-Pump | 7.88 | 7.88 | 9.29 | 9.29 | 9.04 | 9.04 | 9.04 | 11.66
| Water Heating | Natural Gas | 1.37 | 1.92 | 1.89 | 1.89 | 0.63814 | 0.63814 | 0.45332 | 0.45332
|  | Heat Pump (2025) | 1.7333 | 1.0866 | 2.1546 | 2.1546 | 0.79694 | 0.79694 | 0.56613 | 0.56613
|  | Heat Pump (2035) | 1.4335 | 0.89866 | 1.782 | 1.782 | 0.69072 | 0.69072 | 0.49068 | 0.49068
|  | Heat Pump (2045) | 1.1337 | 0.71072 | 1.4093 | 1.4093 | 0.58451 | 0.58451 | 0.41523 | 0.41523
|  | Electric Resistance | 3.04 | 3.04 | 3.04 | 3.04 | 0.47 | 0.47 | 7.6 | 7.6
| Envelope | Roof Insulation | 3.13 | 3.13 | 4.065 | 4.065 | 5 | 5 | 5 | 5.25
|  | Wall Insulation | 6.9 | 6.9 | 9.51 | 9.51 | 15.545 | 15.545 | 8.17 | 8.17
|  | Air-Tightness | 1.24 | 1.24 | 2.07 | 2.07 | 1.37 | 1.37 | 0.735 | 0.735
|  | Glazing | 3.75 | 3.75 | 7.435 | 7.435 | 5.3 | 5.3 | 6.855 | 6.855
| HVAC | Heat Recovery Ventilation | 2 | 2 | 1.22 | 1.22 | 0.44 | 0.44 | 0.55 | 0.55
| Lighting & Plugs | Electric Cooktop | 0.8 | 0.815 | 2.1 | 2.1 | 0.195 | 0.195 | 0.195 | 0.195
|  | Gas Cooktop | 0.37 | 0.52 | 0.6 | 0.6 | 0.093 | 0.093 | 0.093 | 0.093
|  | Electric Dryer | 0.64 | 0.56 | 1.05 | 1.05 | 0.135 | 0.135 | 0.135 | 0.135
|  | Gas Dryer | 0.45 | 0.45 | 0.6725 | 0.6725 | 0.086539 | 0.086539 | 0.086539 | 0.086539
| Gas Hookup | Avoided Gas Connection | 0 | -3.0533 | 0 | -0.318 | 0 | -2.2425 | 0 | -0.19538